## Instructions
Scottish Government Windfarm Carbon Assessment Tool - Version 2.7.0 | [7 empty] | 2012-10-27
This spreadsheet calculates payback time for windfarm sited on peatlands using methods given in
Nayak et al, 2008 ( |  | http://www.scotland.gov.uk/Publications/2008/06/25114657/0 |  |  | )
and revised equations for GHG emissions (Nayak, D.R., Miller, D., Nolan, A., Smith, P. and Smith, J.U., 2010, Calculating carbon budgets of wind
farms on Scottish peatland. Mires and Peat 4: Art. 9. Online: ( |  |  |  | http://www.mires-and-peat.net/map04/map_04_09.htm |  |  | )
Version 2.0.0 - Adapted to include detail of forestry management, Smith et al., 2011.
http://www.scotland.gov.uk/WindFarmsAndCarbon
Version 2.7.0 - Includes multiple regions for forestry and construction (access to calculation worksheets protected for planning purposes)
Version 2.7.1 - Equivalent to version 2.7.0 but with worksheets unprotected for your own use. Do not use this version in planning applications.
INSTRUCTIONS
A | There are 6 worksheets giving instructions, data entry and outputs, ….
Instructions
|  | Do I need to use this tool? |  |  |  | ....Click here to find out
|  | Core input data |  |  |  | …. Data needed in all calculations
|  | Forestry input data |  |  |  | …. Extra details sometimes needed for forestry calculations
|  | Construction input data |  |  |  | …. Extra details sometimes needed for construction calculations
Payback time and CO2 emissions
...and 8 numbered worksheets showing calculations:
1. Windfarm CO2 emission saving
2. CO2 loss due to turbine life
3. CO2 loss due to backup
4. Loss of CO2 Fixing Pot.
5. Loss of soil CO2
5a. Volume of peat removed
5b. CO2 loss from removed peat
5c. Volume of peat drained
5d. CO2 loss from drained peat
5e. Emission rates
6. CO2 loss by DOC & POC loss
7i. Forestry CO2 loss - simple
7ii. Forestry CO2 loss - detailed
7a. C sequest. in trees (3PG)
7b. C seq. in soil under trees
7c. Average stand data
7d. Windspeed ratios
8. CO2 gain - site improvement
In addition, there are spreadsheets containing references and requesting feedback.
References
Frequently asked questions
B | Enter information into the pink-shaded cells in the worksheet |  |  |  | "Core input data"
C | View payback time shown in the yellow-shaded cells in the worksheet |  |  |  | "Payback time and CO2 emissions"
D | Intermediate stages in the calculations are shown in numbered worksheets 1 to 8
E | Notes on calculations are given in pale green text boxes....
Assumptions are given in pale blue text boxes....
Protocols for measurements are given in pale yellow comment boxes.....
Click here
Click here
Contributors:
1D.Nayak, 1J.U. Smith , 1P. Smith, 1P.Graves
1
2D. Miller, 2A. Nolan, 2J. Morrice
2
3M. Perks , 3B. Gardiner
3
4G. Xenakis
4
5S. Waldron, S. Drew
5
Click here to see example of Notes Box
Click here to see example of Assumptions Box
Click here to see example of Protocol Box
Click here
Note on official version number
Version X.Y.Z
X refers to the release number
Y refers to released updates on release X
Z refers to unreleased updates on release X.Y
Officially released versions will always have Z=0
If you make changes of your own, please do not refer to your modified spreadsheet using the official version number.
The latest version is published at www.scotland.gov.uk/WindFarmsAndCarbon
Please check you are using the latest official version with Z=0 before submitting a planning application.

## Do I need to use this tool
Do I need to use this tool?
No
1. Will the site be drained on construction of the windfarm? | 2 |  | Yes
2. Is the soil at the site highly organic? | 2
i.e. is the soil organo-mineral or organic, (i.e. a peaty gley or peat)?
3. Does windfarm construction require a significant amount of deforestation? | 2
i.e. is removal in excess of keyholing the turbines within the forest boundary?
You should use this tool because the soil is highly organic.
Please move to the Core input data sheet and complete the form to obtain an estimate of C payback time
Click here to return to Instructions sheet
Click here to move on to Core input data sheet
Click here
Click here

## Core input data
Core input data
ENTER INPUT DATA HERE! VALUES SHOULD ONLY BE CHANGED ON THIS SHEET. DO NOT USE EXAMPLE VALUES AS DEFAULTS! ENTER YOUR OWN VALUES THAT ARE SPECIFIC TO YOUR PARTICULAR SITE. |  |  |  |  | Click here to move to Payback Time
Note: The input parameters include some variables that can be specified by default values, but others that must be site specific. Variables that can be taken from defaults are marked with purple tags on left hand side. |  |  |  |  | Click here to return to Instructions
Input data | Expected values |  | Possible range of values
| Enter expected value here | Record source of data | Enter minimum value here | Record source of data | Enter maximum value here | Record source of data
Windfarm characteristics
Dimensions | [6 empty] | Direct input of capacity factor
No. of turbines | 30 |  | 30 |  | 30 |  | Calculate from forestry data
Lifetime of windfarm (years) | 25 | Fixed | 25 |  | 25
Performance
Power rating of turbines (turbine capacity) (MW) | 2.3 |  | 2 |  | 3 |  | > 1 MW
Capacity factor | 1 |  | 1 |  | 1
Enter estimated capacity factor (percentage efficiency) | 25.4 |  | 23.8 |  | 27
Backup | [6 empty] | Direct input of total emissions
Extra capacity required for backup (%) | 1.05 |  | 0.945 |  | 1.155 |  | Calculate wrt installed capacity
Additional emissions due to reduced thermal efficiency of the reserve generation (%) | 10 |  | 10 |  | 10
Carbon dioxide emissions from turbine life - (eg. manufacture, construction, decommissioning) | 2 |  | 2 |  | 2
Characteristics of peatland before windfarm development
Type of peatland | 1 |  | 1 |  | 1
Average annual air temperature at site (oC) | 8.6 |  | 8.6 |  | 8.6 |  | Acid bog
C Content of dry peat (% by weight) | 55 |  | 49.5 |  | 60.5
Average extent of drainage around drainage features at site (m) | 4.1 |  | 2.05 |  | 6.15
Average water table depth at site (m) | 0.12 |  | 0.06 |  | 0.18
Dry soil bulk density (g cm-3) | 0.1 |  | 0.09 |  | 0.11
Characteristics of bog plants
Time required for regeneration of bog plants after restoration (years) | 10 |  | 10 |  | 10
Carbon accumulation due to C fixation by bog plants in undrained peats (tC ha-1 yr-1) | 0.25 |  | 0.25 |  | 0.25
Forestry Plantation Characteristics | [6 empty] | Lookup table | Scots pine
Method used to calculate CO2 loss from forest felling | 1 |  | 1 |  | 1 |  | Enter simple data
Area of forestry plantation to be felled (ha) | 149 |  | 134 |  | 164 |  | Enter detailed information
Average rate of carbon sequestration in timber (tC ha-1 yr-1) | 1.65 |  | -0.3 |  | 3.6
Counterfactual emission factors
To update counterfactual emission factors from the web
Coal-fired plant emission factor (t CO2 MWh-1) | 0.86 |  | 0.774 |  | 0.946
Grid-mix emission factor (t CO2 MWh-1) | 0.43 |  | 0.387 |  | 0.473
Fossil fuel-mix emission factor (t CO2 MWh-1) | 0.607 |  | 0.5463 |  | 0.6677
Borrow pits
Number of borrow pits | 6 |  | 6 |  | 6
Average length of pits (m) | 60 |  | 57 |  | 63
Average width of pits (m) | 60 |  | 57 |  | 63
Average depth of peat removed from pit (m) | 0.23833 |  | 0.014582 |  | 0.46208
Foundations and hard-standing area associated with each turbine
Method used to calculate CO2 loss from foundations and hard-standing | 1 |  | 1 |  | 1 |  | Rectangular with vertical walls
Average length of turbine foundations (m) | 20 |  | 19 |  | 21 |  | Enter detailed information
Average width of turbine foundations (m) | 20 |  | 19 |  | 21
Average depth of peat removed from turbine foundations (m) | 0.45003 |  | 0.33174 |  | 0.56833
Average length of hard-standing (m) | 66.1 |  | 62.795 |  | 69.405
Average width of hard-standing (m) | 66.1 |  | 62.795 |  | 69.405
Average depth of peat removed from hard-standing (m) | 0.45003 |  | 0.33174 |  | 0.56833
Access tracks
Total length of access track (m) | 18123 |  | 17216.85 |  | 19029.15
Existing track length (m) | 2258 |  | 2145.1 |  | 2370.9
Length of access track that is floating road (m) | 0 |  | 0 |  | 0
Floating road width (m)
Floating road depth (m)
Length of floating road that is drained (m)
Average depth of drains associated with floating roads (m)
Length of access track that is excavated road (m) | 18123 |  | 17216.85 |  | 19029.15
Excavated road width (m) | 7.5 |  | 6.75 |  | 8.25
Average depth of peat excavated for road (m) | 0.31 |  | 0.279 |  | 0.341
Length of access track that is rock filled road (m) | 0 |  | 0 |  | 0
Rock filled road width (m)
Rock filled road depth (m)
Length of rock filled road that is drained (m)
Average depth of drains associated with rock filled roads (m)
Cable Trenches
Length of any cable trench on peat that does not follow access tracks and is lined with a permeable medium (eg. sand) (m) | 0 |  | 0 |  | 0
Average depth of peat cut for cable trenches (m) | 0.26 |  | 0.13 |  | 0.39
Additional peat excavated (not already accounted for above)
Volume of additional peat excavated (m3) | 4900 |  | 4410 |  | 5390
Area of additional peat excavated (m2) | 25906 |  | 24610.7 |  | 27201.3
Peat Landslide Hazard
Weblink: Peat Landslide Hazard and Risk Assessments: Best Practice Guide for Proposed Electricity Generation Developments | 0 |  | 0 |  | 0
Improvement of C sequestration at site by blocking drains, restoration of habitat etc
Improvement of degraded bog
Area of degraded bog to be improved (ha) | 200 |  | 180 |  | 220
Water table depth in degraded bog before improvement (m) | 0.2 |  | 0.1 |  | 0.3
Water table depth in degraded bog after improvement (m) | 0.05 |  | 0.05 |  | 0.05
Time required for hydrology and habitat of bog to return to its previous state on improvement (years) | 10 |  | 9 |  | 11
Improvement of felled plantation land
Area of felled plantation to be improved (ha) | 149 |  | 134.1 |  | 163.9
Water table depth in felled area before improvement (m) | 0.5 |  | 0.25 |  | 0.75
Water table depth in felled area after improvement (m) | 0.05 |  | 0.05 |  | 0.05
Time required for hydrology and habitat of felled plantation to return to its previous state on improvement (years) | 10 |  | 9 |  | 11
Restoration of peat removed from borrow pits
Area of borrow pits to be restored (ha) | 2.16 |  | 1.944 |  | 2.376
Water table depth in borrow pit before restoration (m) | 0.12 |  | 0.06 |  | 0.18
Water table depth in borrow pit after restoration (m) | 0.05 |  | 0.05 |  | 0.05
Time required for hydrology and habitat of borrow pit to return to its previous state on restoration (years) | 10 |  | 9 |  | 11
Removal of drainage from foundations and hardstanding
Water table depth around foundations and hardstanding before restoration (m) | 0.12 |  | 0.06 |  | 0.18
Water table depth around foundations and hardstanding after restoration (m) | 0.05 |  | 0.05 |  | 0.05
Time to completion of backfilling, removal of any surface drains, and full restoration of the hydrology (years) | 10 |  | 9 |  | 11
Restoration of site after decomissioning
Will the hydrology of the site be restored on decommissioning? | 2 |  | 2 |  | 2
Will the hydrology of the site be restored on decommissioning? | Yes |  | Yes |  | Yes |  | No
Will you attempt to block any gullies that have formed due to the windfarm? | 2 |  | 2 |  | 2 |  | Yes
Will you attempt to block all artificial ditches and facilitate rewetting? | 2 |  | 2 |  | 2 |  | Not applicable
Will the habitat of the site be restored on decommissioning? | 2 | 1 | 2 | 1 | 2 |  | Yes
Will the habitat of the site be restored on decommissioning? | Yes |  | Yes |  | Yes
Will you control grazing on degraded areas? | 2 |  | 2 |  | 2
Will you manage areas to favour reintroduction of species | 2 |  | 2 |  | 2
IPCC default
Choice of methodology for calculating emission factors | 2 | [5 empty] | Site specific (required for planning applications)
Core input data
ENTER INPUT DATA HERE! VALUES SHOULD ONLY BE CHANGED ON THIS SHEET. DO NOT USE EXAMPLE VALUES AS DEFAULTS! ENTER YOUR OWN VALUES THAT ARE SPECIFIC TO YOUR PARTICULAR SITE.
Note: The input parameters include some variables that can be specified by default values, but others that must be site specific. Variables that can be taken from defaults are marked with purple tags on left hand side.
Click here to move to Payback Time
Click here to return to Instructions
Note on B24: Protocol: Measurement of average annual air temperature at the site Preferably measured at the site itself over the course of at least one year. Guidance on standard protocols for meteorological measurements is provided in The Observer’s Handbook, Met Office (2000). Guidance on the setting-up, maintenance and recording, using an automated weather station, and equipment required for standard meteorological observations, is available in Sykes and Lane (Eds.) (1996). The guidelines of specific manufacturers of such equipment should always be consulted, pp 220. If only one years weather data is available, obtain minimum and maximum annual air temperatures using the range of values observed at nearby met. stations
Note on B25: Protocol: Measurement of carbon content of dry peat Carbon (C) content of dry peat should be measured by standard analytical procedures. The C content of dry peat samples can be measured using a CHN Elemental Analyser. Measurements can be made on the samples that have already been assessed for dry bulk density so that the densities (concentrations) of C can also be determined Anderson (2002). An estimate of the range of %C in peat of between 49% and 62% is provided by Birnie et al. (1991). Note that due to organisational changes the web address of SIFSS may change to http://sifss.hutton.ac.uk during 2011. For further information on peat survey, see Scottish Government Guidance on Developments on Peatlands - Site Surveys http://www.scotland.gov.uk/Topics/Business-Industry/Energy/Energy-sources/19185/17852-1/CSavings/PSG2011
Note on B26: Protocol: Estimation of extent of drainage around drainage features Average extent of drainage around each drainage feature can be measured following the method by Stewart and Lance (1991). A series of dipwells or boreholes should be installed both upslope and downslope from the drainage feature. In organic soils, water table can be measured simply by digging a borehole with an auger. A metal pin can be embedded in the peat wall at the top of each hole as a benchmark, and the depth of the water-table from the ground surface can be measured by any of the methods described to measure water table depth. For comparison, the above described experiment should be done in a plot which is undrained (Stewart and Lance, 1991; Armstrong, 1983).
Note on B27: Protocol: Measurement of average water table depth The water table is the upper boundary of the groundwater. It is defined as the locus of points at which the pressure in the groundwater is equal to atmospheric pressure. Below the water table, all soil pores are filled with water. This is known as the saturated zone. Note that differences exist between the nature of the water table in basin and blanket bogs. Reporting by Allott et al. (2009) is of site water table depths ranging from 26 to 451 mm, associating the variation with site erosion status. They also note that: (i) Intact sites (with no erosion gullies at or close to the site) have water tables consistently close to the ground surface, with a median site water table depth < 100 mm; (ii) Sites with dense erosion gullies are associated with lower water table conditions, with a median site water table depth > 300 mm. Water table depth can be measured by installing dipwells or boreholes in the study area and using an automated water table logger or using a pressure transducer and a data logger (Armstrong, 1983; Stewart and Lance, 1991). A sampling strategy should be developed which takes account of the topography, and interpretations of the ecohydrology of the site. They should be placed as consistently as possible, and take account of micro-topographic features. Dipwells are inserted to a depth of nearly 1 m, and at intervals for field observations will vary by site, but typically might be between 10 m and 50 m, on transects across the area. See Bragg et al. (1994) and Anderson (1997) for further details of methodology and equipment. In organic soil, the water table can be measured by digging a bore hole with an auger, or with an electronic depth meter which emits audible sounds and light signals when the water table is reached. For further information on peat survey, see Scottish Government Guidance on Developments on Peatlands - Site Surveys http://www.scotland.gov.uk/Topics/Business-Industry/Energy/Energy-sources/19185/17852-1/CSavings/PSG2011
Note on B28: Protocol: Measurement of dry soil bulk density Dry bulk density should be measured by standard analytical procedures. Dry bulk density can be measured by placing samples of peat (core) into metal pots of known volume (approx. 200 cm3) and weighing (to two decimal places) before and after drying at 105 °C (Bengtsson and Enell, 1986). Care should be taken to avoid compacting the peat into the pots; and the sampling and filling of pots should be done in as consistent a manner as possible, incorporating all different components of the peat matrix. Bulk density results can be expressed in g cm-3. A value for bulk density for peat as derived from the National Soil Inventory of Scotland (Lilly et al., 2010), is 0.2 g cm-3.. Dryburgh (1978) report a range of typical bulk density of sod peat slightly higher, as being between 0.25 and 0.45 g/cm-3. For details and values for particle density in peat please see reports of the Scottish Peat Committee, e.g. Department of Agriculture and Fisheries for Scotland, 1962, Second Report of the Scottish Peat Committee, HMSO, Edinburgh. For further information on peat survey, see Scottish Government Guidance on Developments on Peatlands - Site Surveys http://www.scotland.gov.uk/Topics/Business-Industry/Energy/Energy-sources/19185/17852-1/CSavings/PSG2011
Note on B30: Protocol: The time required for regeneration of bog plants after restoration (years) Estimation of time required for regeneration of bog plants after restoration. Provide an estimate of the time to full recovery of plant communities.
Note on B31: Protocol: Measurement of carbon accumulation due to carbon fixation by bog plants in undrained peats Measurement of carbon accumulation due to carbon fixation by bog plants in undrained peat The result is not very sensitive to this input, so the default value can be used if measurements are not available. The average rate of carbon accumulation of a peat layer can be calculated by dividing the total amount of accumulated carbon per unit area by the age of the basal peat. The age of the basal peat can be estimated by radiocarbon dating. For a description of a detailed method please see Anderson, 2002.
Note on B45: Protocol: Measurement of peat depth 1. Estimates of peat depth should be derived from a topographic survey (transect or point based) which has been designed to adequately represent the variation in the peat deposit. The plan for the survey should ensure coverage of the entire pit. The methodology should be designed to minimise errors in the interpolation of peat depths. Transects of peat depth across the pit should be sought in sufficient detail to provide evidence of informed interpretation of the mineral surface underlying the peat, thus the presence of humps and hollows in the underlying surface. The sampling framework should be demonstrated to have accommodated the variation in peat depth which might be expected across the deposit. 2. If using manual or mechanical means, sampling intervals may vary by size and nature of peat deposit. 3. Depth may be measured using a peat auger, depthing rods, mechanical devices or electromagnetic techniques, such as ground penetrating radar. Where depthing rods are used, interchangeable peat depthing rods should be inserted vertically into the peat until mineral material is encountered. The depth from the surface to the mineral is measured from markers on the rods. Where electromagnetic techniques have been used, evidence should be provided of adequate calibration information of peat depths in relation to the conditions on the site (e.g. the measurement of depths using manual or vehicle-housed depthing rods). The average depth is then calculated from the recorded depths. A description of its application to the measurement of peat depths is provided in Scottish Executive (2006) in the guide to best practice for assessing peat landslide risks and hazards. For additional papers on the use of GPR for measuring peat depths see for example: Warner et al., 1990; Plado et al., 2011. For further information on peat survey, see Scottish Government Guidance on Developments on Peatlands - Site Surveys http://www.scotland.gov.uk/Topics/Business-Industry/Energy/Energy-sources/19185/17852-1/CSavings/PSG2011
Note on B50: Protocol: Measurement of peat depth 1. Estimates of peat depth should be derived from a topographic survey (transect or point based) which has been designed to adequately represent the variation in the peat deposit. The plan for the survey should ensure coverage of the entire area of the foundations . The methodology should be designed to minimise errors in the interpolation of peat depths. Transects of peat depth across the site should be sought in sufficient detail to provide evidence of informed interpretation of the mineral surface underlying the peat, thus the presence of humps and hollows in the underlying surface. The sampling framework should be demonstrated to have accommodated the variation in peat depth which might be expected across the deposit. 2. If using manual or mechanical means, sampling intervals may vary by size and nature of peat deposit. 3. Depth may be measured using a peat auger, depthing rods, mechanical devices or electromagnetic techniques, such as ground penetrating radar. Where depthing rods are used, interchangeable peat depthing rods should be inserted vertically into the peat until mineral material is encountered. The depth from the surface to the mineral is measured from markers on the rods. Where electromagnetic techniques have been used, evidence should be provided of adequate calibration information of peat depths in relation to the conditions on the site (e.g. the measurement of depths using manual or vehicle-housed depthing rods). The average depth is then calculated from the recorded depths. A description of its application to the measurement of peat depths is provided in Scottish Executive (2006) in the guide to best practice for assessing peat landslide risks and hazards. For additional papers on the use of GPR for measuring peat depths see for example: Warner et al., 1990; Plado et al., 2011. For further information on peat survey, see Scottish Government Guidance on Developments on Peatlands - Site Surveys http://www.scotland.gov.uk/Topics/Business-Industry/Energy/Energy-sources/19185/17852-1/CSavings/PSG2011
Note on B53: Protocol: Measurement of peat depth 1. Estimates of peat depth should be derived from a topographic survey (transect or point based) which has been designed to adequately represent the variation in the peat deposit. The plan for the survey should ensure coverage of the entire area of hard-standings. The methodology should be designed to minimise errors in the interpolation of peat depths. Transects of peat depth across the site should be sought in sufficient detail to provide evidence of informed interpretation of the mineral surface underlying the peat, thus the presence of humps and hollows in the underlying surface. The sampling framework should be demonstrated to have accommodated the variation in peat depth which might be expected across the deposit. 2. If using manual or mechanical means, sampling intervals may vary by size and nature of peat deposit. 3. Depth may be measured using a peat auger, depthing rods, mechanical devices or electromagnetic techniques, such as ground penetrating radar. Where depthing rods are used, interchangeable peat depthing rods should be inserted vertically into the peat until mineral material is encountered. The depth from the surface to the mineral is measured from markers on the rods. Where electromagnetic techniques have been used, evidence should be provided of adequate calibration information of peat depths in relation to the conditions on the site (e.g. the measurement of depths using manual or vehicle-housed depthing rods). The average depth is then calculated from the recorded depths. A description of its application to the measurement of peat depths is provided in Scottish Executive (2006) in the guide to best practice for assessing peat landslide risks and hazards. For additional papers on the use of GPR for measuring peat depths see for example: Warner et al., 1990; Plado et al., 2011. For further information on peat survey, see Scottish Government Guidance on Developments on Peatlands - Site Surveys http://www.scotland.gov.uk/Topics/Business-Industry/Energy/Energy-sources/19185/17852-1/CSavings/PSG2011
Note on B79: Improvement of degraded bog (Anderson et al, 2010) Gully Blocking Aims to 1. Raise water table in flat areas, 2. Limit directional flow and reduce flow rate in gully, 3. Prevent widening and deepening of gully. Description: Dams are built across the gullies at intervals of ~15 m using various materials such as peat, wood, stones, bales, vegetation, wool or plastic piling. Comment: 1. Plastic piling most effective for deep gullies; 2. Action should target slopes of <10%; 3. Carefully plan blocking considering slope, surrounding topography and wetness and vegetation; 4. See Holden et al. (2005) and www.moorsforthefuture.org.uk for detailed reviews on gully blocking Nurse crop and geotextile Aims to stabilize peat surface on highly eroded areas Description: Seeding with a nurse seed mix (e.g. Deschampsia flexuosa, Agrostis castellana, Festuca ovina, Lolium perenne) following the application of geotextile on peat surface Comment: 1. Avoid risk of slippage/downwash on steep slopes; 2. See Buckler et al. (2009) for report on restoration in the Peak district Introduction of Heather Aims to stabilize small areas of bare peat surface Description: Heather brash cut from nearby area and spread with a 1:2 ratio over degraded area or add heather seeds Comment: Used in areas where heather is available, and for small patches Grazing reduction / enclosure (Anderson et al, 2010) Aims to 1. Prevent excessive grazing, 2. Allow recolonisation of bare peat, 3. Reduce trampling Description: Reduction of stock to ≤0.5 sheep/ha and/or removal of winter grazing and/or fencing of highly sensitive areas Comment: 1. Consider fencing “hot spots” to reduce - not necessarily exclude - animals, to avoid shifting the problem elsewhere 2. See www.moorsforthefuture.org.uk forthe upcoming Grazing Restoration Manual
Note on B81: Protocol: Measurement of water table depth in degraded bog before improvement The water table is the upper boundary of the groundwater. It is defined as the locus of points at which the pressure in the groundwater is equal to atmospheric pressure. Below the water table, all soil pores are filled with water. This is known as the saturated zone. Water table depth can be measured by installing dipwells or boreholes in the study area and using an automated water table logger or using a pressure transducer and a data logger (Armstrong, 1983; Stewart and Lance, 1991). In organic soil, the water table can be measured by digging a bore hole with an auger. An electronic depth meter emitting audible and light signals when the water table is reached can also be used. Note that differences exist between the nature of the water table in basin and blanket bogs.
Note on B82: Protocol: Estimation of water table depth in degraded bog after improvement The water table is the upper boundary of the groundwater. It is defined as the locus of points at which the pressure in the groundwater is equal to atmospheric pressure. Below the water table, all soil pores are filled with water. This is known as the saturated zone. Water table depth can be measured by installing dipwells or boreholes in the study area and using an automated water table logger or using a pressure transducer and a data logger (Armstrong, 1983; Stewart and Lance, 1991). In organic soil, the water table can be measured by digging a bore hole with an auger. An electronic depth meter emitting audible and light signals when the water table is reached can also be used. Recent results from the EC RECIPE project (Yli-Petäys & Vasander, unpublished) imply that water levels as low as 20 cm below the surface are enough for maintaining a carbon sink for the three sedge species investigated (C. rostrata, E. vaginatum, E.angustifolium). Optimum water table level to maximize the net global cooling of peatlands is probably just below the surface (-10 to -6 cms). Note that differences exist between the nature of the water table in basin and blanket bogs.
Note on B83: Protocol: Estimation of time required for hydrology and habitat of bog to return to its previous state on improvement Measure time to full recovery of plant communities.
Note on B84: Improvement of felled plantation (Anderson et al, 2010) Grip blocking Aim: Block artificial drainage ditches and facilitate rewetting Description: Blocking of drainage ditches using peat turves, plastic piles, wooden dams, heather bales, straw males, stones, etc. Comment: 1. Avoid blocking during very wet period (e.g. snowmelt) and block prior to the beginning of the growing season; 2. Indication that it may be better to start damming upslope and then work down; 3. Do not leave bare peat and do not expose mineral soil, minimise site disturbances; 4. Creation of escape routes for water from dams preferable than water going back into the drain; 5. See Holden et al. (2009) and Armstrong et al. (2009) for review and details on grip blocking and best practice framework, respectively. Felling to waste of young/low yielding conifers Aim: Remove trees that have grown poorly due to wet/poor conditions Description: Manual felling by chainsaw, trees left on site, windrowing (rolling the trees in a single row, e.g. in the drainage ditches) of trees when heavier felling. Comment: 1. Windrowing adds the advantage of clearing the bog surface of trees thus allowing the more rapid regeneration of the bog vegetation; 2. Trees can be used for grip blocking Commercial removal of conifers Aim: Remove commercial crop (e.g. lodgepole pine) Description: Tress cut by harvesterand removed to the road by a forwarder running on brash mats made of felled trees. Comment: Alternatively, trees can be stored in sacrificial areas, windrowed, etc. Chipping Aim: Remove commercial crop (e.g. lodgepole pine) or young low yielding conifers, but leaving a clean bog surface Description: Felling of trees manually by chainsaw and the feeding of these trees into a tractor-powered chipper by an excavator fitted with a tree grab. Comment: Leaves a cleaner bog surface, but relatively slow and expensive Fencing Aim: Reduce/exclude overgrazing in open bog areas Description: Fencing open bog areas
Note on B86: Protocol: Measurment of water table depth in felled area before improvement The water table is the upper boundary of the groundwater. It is defined as the locus of points at which the pressure in the groundwater is equal to atmospheric pressure. Below the water table, all soil pores are filled with water. This is known as the saturated zone. Water table depth can be measured by installing dipwells or boreholes in the study area and using an automated water table logger or using a pressure transducer and a data logger (Armstrong, 1983; Stewart and Lance, 1991). In organic soil, the water table can be measured by digging a bore hole with an auger. An electronic deep meter emitting audible and light signals when the water table is reached can also be used. Note that differences exist between the nature of the water table in basin and blanket bogs. Note that differences exist between the nature of the water table in basin and blanket bogs.
Note on B87: Protocol: Estimation of water table depth in felled area after improvement The water table is the upper boundary of the groundwater. It is defined as the locus of points at which the pressure in the groundwater is equal to atmospheric pressure. Below the water table, all soil pores are filled with water. This is known as the saturated zone. Water table depth can be measured by installing dipwells or boreholes in the study area and using an automated water table logger or using a pressure transducer and a data logger (Armstrong, 1983; Stewart and Lance, 1991). In organic soil, the water table can be measured by digging a bore hole with an auger. An electronic depth meter emitting audible and light signals when the water table is reached can also be used. Recent results from the EC RECIPE project (Yli-Petäys & Vasander, unpublished) imply that water levels as low as 20 cm below the surface are enough for maintaining a carbon sink for the three sedge species investigated (C. rostrata, E. vaginatum, E.angustifolium). Optimum water table level to maximize the net global cooling of peatlands is probably just below the surface (-10 to -6 cms). Note that differences exist between the nature of the water table in basin and blanket bogs.
Note on B88: Protocol: Estimation of time required for hydrology and habitat of felled plantation to return to its previous state on improvement Measure time to full recovery of plant communities.
Note on B89: Restoration of peat removed from borrow pits (Anderson et al, 2010) Nurse crop and geotextile Aims to stabilize peat surface on highly eroded areas Description: Seeding with a nurse seed mix (e.g. Deschampsia flexuosa, Agrostis castellana, Festuca ovina, Lolium perenne) following the application of geotextile on peat surface Comment: 1. Risk of slippage/downwash on steep slopes; 2. See Buckler et al. (2009) for report on restoration in the Peak district Introduction of Heather Aims to stabilize small areas of bare peat surface Description: Heather brash cut from nearby area and spread with a 1:2 ratio over degraded area or add heather Comment: Used in areas where heather is available, and for small patches Grazing reduction / enclosure (Anderson et al, 2010) Aims to 1. Prevent excessive grazing; 2. Allow recolonisation of bare peat; 3. Reduce trampling Description: Reduction of stock to ≤0.5 sheep/ha and/or removal of winter grazing and/or fencing of highly sensitive areas Comment: Consider fencing “hot spots” to reduce - not necessarily exclude - animals, to avoid shifting the problem elsewhere - See www.moorsforthefuture.org.uk forthe upcoming Grazing Restoration Manual
Note on B91: Protocol: Estimation of water table depth in borrow pit before restoration The water table is the upper boundary of the groundwater. It is defined as the locus of points at which the pressure in the groundwater is equal to atmospheric pressure. Below the water table, all soil pores are filled with water. This is known as the saturated zone. Water table depth can be measured by installing dipwells or boreholes in the study area and using an automated water table logger or using a pressure transducer and a data logger (Armstrong, 1983; Stewart and Lance, 1991). In organic soil, the water table can be measured by digging a bore hole with an auger. An electronic depth meter emitting audible and light signals when the water table is reached can also be used. Recent results from the EC RECIPE project (Yli-Petäys & Vasander, unpublished) imply that water levels as low as 20 cm below the surface are enough for maintaining a carbon sink for the three sedge species investigated (C. rostrata, E. vaginatum, E.angustifolium). Optimum water table level to maximize the net global cooling of peatlands is probably just below the surface (-10 to -6 cms). Note that differences exist between the nature of the water table in basin and blanket bogs.
Note on B92: Protocol: Estimation of water table depth in borrow pit after restoration The water table is the upper boundary of the groundwater. It is defined as the locus of points at which the pressure in the groundwater is equal to atmospheric pressure. Below the water table, all soil pores are filled with water. This is known as the saturated zone. Water table depth can be measured by installing dipwells or boreholes in the study area and using an automated water table logger or using a pressure transducer and a data logger (Armstrong, 1983; Stewart and Lance, 1991). In organic soil, the water table can be measured by digging a bore hole with an auger. An electronic depth meter emitting audible and light signals when the water table is reached can also be used. Recent results from the EC RECIPE project (Yli-Petäys & Vasander, unpublished) imply that water levels as low as 20 cm below the surface are enough for maintaining a carbon sink for the three sedge species investigated (C. rostrata, E. vaginatum, E.angustifolium). Optimum water table level to maximize the net global cooling of peatlands is probably just below the surface (-10 to -6 cms). Note that differences exist between the nature of the water table in basin and blanket bogs.
Note on B93: Protocol: Estimation of time required for hydrology and habitat of borrow pit to return to its previous state on restoration Measure time to full recovery of plant communities.
Note on B94: Removal of drainage from foundations and hardstanding Grip blocking Aim: Block artificial drainage ditches and facilitate rewetting Description: Blocking of drainage ditches using peat turves, plastic piles, wooden dams, heather bales, straw males, stones, etc. Comment: 1. Avoid blocking during very wet period (e.g. snowmelt) and block prior to the beginning of the growing season; 2. Indication that it may be better to start damming upslope and then work down; 3. Do not leave bare peat and do not expose mineral soil, minimise site disturbances; 4. Creation of escape routes for water from dams preferable than water going back into the drain; 5. See Holden et al. (2009) and Armstrong et al. (2009) for review and details on grip blocking and best practice framework, respectively.
Note on B95: Protocol: Estimation of water table depth around foundations and hardstanding before restoration The water table is the upper boundary of the groundwater. It is defined as the locus of points at which the pressure in the groundwater is equal to atmospheric pressure. Below the water table, all soil pores are filled with water. This is known as the saturated zone. Water table depth can be measured by installing dipwells or boreholes in the study area and using an automated water table logger or using a pressure transducer and a data logger (Armstrong, 1983; Stewart and Lance, 1991). In organic soil, the water table can be measured by digging a bore hole with an auger. An electronic depth meter emitting audible and light signals when the water table is reached can also be used. Note that differences exist between the nature of the water table in basin and blanket bogs.
Note on B96: Protocol: Estimation of water table depth around foundations and hardstanding after restoration The water table is the upper boundary of the groundwater. It is defined as the locus of points at which the pressure in the groundwater is equal to atmospheric pressure. Below the water table, all soil pores are filled with water. This is known as the saturated zone. Water table depth can be measured by installing dipwells or boreholes in the study area and using an automated water table logger or using a pressure transducer and a data logger (Armstrong, 1983; Stewart and Lance, 1991). In organic soil, the water table can be measured by digging a bore hole with an auger. An electronic depth meter emitting audible and light signals when the water table is reached can also be used. Note that differences exist between the nature of the water table in basin and blanket bogs.
Note on B97: Protocol: Estimation of time to completion of backfilling, removal of any surface drains, and full resotration of the hydrology Measure time to full recovery of plant communities. The timescales are very variable, and are influenced by climate, condition of the bog, water table, method of peat extraction, herbivores, and financial resources to fund restoration plans. For discussion of findings on vegetation regeneration and the establishment of Sphagnum diasporas see Isselin-Nondedeu, F., Rochefort, L., Poulin, M. (2007)Long-term vegetation monitoring to assess the restoration success of a vacuum-mined peatland (Québec, Canada), who report 90% vegetation cover after 6 years .
Note on B98: Restoration of the site after decommisioning For further information see Anderson et al, 2010. Ecological restoration is the process of assisting the recovery of a system that has been degraded, damaged or destroyed (Society for Ecological Restoration International Science & Policy Working Group, 2004). Ecological restoration, whether it targets blanket bogs or any other degraded system, includes the following steps 1. Evaluation of the degree of disturbance 2. Identification of the aims of restoration 3. Removal of disturbance 4. Restoration of soil (peat) properties if affected by the disturbances 5. Addition of new species 6. Monitoring 7. Assessment of success
Note on B101: Gully Blocking (Anderson et al, 2010) Aims to 1. Raise water table in flat areas, 2. Limit directional flow and reduce flow rate in gully, 3. Prevent widening and deepening of gully. Description: Dams are built across the gullies at intervals of ~15 m using various materials such as peat, wood, stones, bales, vegetation, wool or plastic piling. Comments: 1. Plastic piling most effective for deep gullies; 2. Action should target slopes of <10%; 3. Carefully plan blocking considering slope, surrounding topography and wetness and vegetation; 4. See Holden et al. (2005) and www.moorsforthefuture.org.uk for detailed reviews on gully blocking
Note on B102: Grip blocking Aim: Block artificial drainage ditches and facilitate rewetting Description: Blocking of drainage ditches using peat turves, plastic piles, wooden dams, heather bales, straw males, stones, etc. Comment: 1. Avoid blocking during very wet period (e.g. snowmelt) and block prior to the beginning of the growing season; 2. Indication that it may be better to start damming upslope and then work down; 3. Do not leave bare peat and do not expose mineral soil, minimise site disturbances; 4. Creation of escape routes for water from dams preferable than water going back into the drain; 5. See Holden et al. (2009) and Armstrong et al. (2009) for review and details on grip blocking and best practice framework, respectively.
Note on B105: Grazing reduction / enclosure (Anderson et al, 2010) Aims to 1. Prevent excessive grazing; 2. Allow recolonisation of bare peat; 3. Reduce trampling Description: Reduction of stock to ≤0.5 sheep/ha and/or removal of winter grazing and/or fencing of highly sensitive areas. Comments: 1. Consider fencing “hot spots” to reduce - not necessarily exclude - animals, to avoid shifting the problem elsewhere; 2. www.moorsforthefuture.org.uk forthe upcoming Grazing Restoration Manual
Note on B106: Reintroduction of species (Anderson et al, 2010) Nurse crop and fertilization Aims to stabilize peat surface with a nurse crop to facilitate introduction of other species Description: Seeding of a nurse crop with fertilization (P-K) or lime (in highly acidic sites) Comments: 1. Necessitate grazing exclosure because fertilize plots highly attractive for stock (see Anderson et al., 1997 for details on fertilization requirements); 2. More suitable for highly polluted areas (atmospheric deposition) Nurse crop and geotextile Aims to stabilize peat surface on highly eroded areas Description: Seeding with a nurse seed mix (e.g. Deschampsia flexuosa, Agrostis castellana, Festuca ovina, Lolium perenne) following the application of geotextile on peat surface Comments: 1. Risk of slippage/downwash on steep slopes; 2. See Buckler et al. (2009) for report on restoration in the Peak district Introduction of Heather Aims to stabilize small areas of bare peat surface Description: Heather brash cut from nearby area and spread with a 1:2 ratio over degraded area or add heather seeds Comments: Used in areas where heather is available, and for small patches
Note: Total length of access track. If areas of access track overlap with hardstanding area, exclude these from the total length of access track to avoid double counting of land area lost.
Note: Rock filled roads. Rock filled roads are assumed to be roads where no peat has been removed and rock has been placed on the surface and allowed to settle.
Note: Capacity factor. The capacity factor of any power plant is the proportion of energy produced during a given period with respect to the energy that would have been produced had the wind farm been running continually and at maximum output (DECC (2004); see also www.bwea.com/ref/capacityfactors.html).
Capacity Factor = Electricity generated during the period [kWh]/ (Installed capacity [kW] x number of hours in the period [h])
The average capacity factor between 1998 and 2004 for Scotland was 30% (DTI, 2006, Energy Trends, March 2006). We recommend that a site-specific capacity factor site should be used (as measured during planning stage). The average capacity factor for the United Kingdom, in 2009, was 27%, and 28% for Scotland (Energy Trends, September 2010)
Note: Extra capacity required for backup . If 20% of national electricity is generated by wind energy, the extra capacity required for backup is 5% of the rated capacity of the wind plant (Dale et al 2004, Energy Policy, 32, 1949-56). We suggest this should be 5% of the actual output. If it is assumed that less than 20% of national electricity is generated by wind energy, a lower percentage should be entered (0%).
The House of Lords Economic Affairs Committee report on The Economics of Renewable Energy (2008) (www.parliament.the-stationery-office.co.uk/pa/ld200708/ldselect/ldeconaf/195/19507.htm#n36) notes that to cover peak demand a ‘20% margin of extra capacity has been sufficient to keep the risk of a power cut due to insufficient generation at a very low level.’ The estimate provided by BERR was a range of 10% to 20% of installed capacity of wind energy. E.ON is reported as proposing that the capacity credit of wind power should be 8%, and The Renewable Energy Foundation proposed the use of the square root of the wind capacity (in GW) as conventional capacity (e.g. 36 GW of wind plant to match 6 GW of conventional plant).
Note: Emissions from turbine life If total emissions for the windfarm are unknown, emissions will be calculated according to turbine capacity. The normal range of CO2 emissions is 394 to 8147 t CO2 MW (White & Kulcinski, 2000; White, 2007).
Note: Time required for regeneration of previous habitat. Loss of fixation should be assumed to be over lifetime of windfarm only. This time could be longer if plants do not regenerate. The requirements for after-use planning include the provision of suitable refugia for peat-forming vegetation, the removal of structures, or an assessment of the impact of leaving them in situ. Methods used to reinstate the site will affect to likely time for regeneration of the previous habitat. This time could also be shorter if plants regenerate during lifetime of windfarm. If so, enter number of years estimated for regeneration.
Note: Carbon fixation by bog plants
Apparent C accumulation rate in peatland is 0.12 to 0.31 tC ha-1 yr-1 (Turunen et al., 2001; Botch et al., 1995). The SNH guidance uses a value of 0.25 tC ha-1 yr-1.
1 yr-1.
Note: Peat Landslide Hazard. It is assumed that measures have been taken to limit damage (Scottish Executive, 2006, Peat Landslide Hazard and Risk Assessments. Best Practice Guide for Proposed Electricity Generation Developments. Scottish Executive, Edinburgh. pp. 34-35) so that C losses due to peat landslide can be assumed to be negligible. Link: http://www.scotland.gov.uk/Publications/2006/12/21162303/1.
Note: Plantation carbon sequestration. This is dependent on the yield class of the forestry. The SNH technical guidance assumed yield class of 16 m3 ha-1 yr-1, compared to the value of 14 m3 ha-1 yr-1 provided by the Forestry Commission. Carbon sequestered for yield class 16 m3 ha-1 y-1 = 3.6 tC ha-1 yr-1 (Cannell, 1999).
Note: Fossil Fuel-Mix Emission Factor. The 5 year average emission factor calculated using estimated CO2 emissions for 2002 and 2003 from the National Atmospheric Emission Inventory (Baggott et al., 2007), and for 2004 to 2006 (Digest of UK Energy Statistics, 2007) is 0.607 tCO2 MWh-1.
Note: Area of forestry plantation to be felled. If the forestry was planned to be removed, with no further rotations planted, before the windfarm development, the area to be felled should be entered as zero.
Note: Type of peatland An ‘acid bog’ is fed primarily by rainwater and often inhabited by sphagnum moss, thus making it acidic. See Stoneman & Brooks (1997).
A ‘fen’ is a type of wetland fed by surface and/or groundwater. See McBride et al. (2011).
Note: Choice of methodology for calculating emission factors. The IPCC default methodology is the internationally accepted standard (IPCC, 1997). However, it is stated in IPCC (1997) that these are rough estimates, and "these rates and production periods can be used if countries do not have more appropriate estimates". Therefore, we have developed more site specific estimates for use here based on work from the Scottish Government funded ECOSSE project (Smith et al, 2007. ECOSSE: Estimating Carbon in Organic Soils - Sequestration and Emissions. Final Report. SEERAD Report. ISBN 978 0 7559 1498 2. 166pp.).
Note: Restoration of site. IIf the water table at the site is returned to its original level or higher on decommissioning, and habitat at the site is restored, it is assumed that C losses continue only over the lifetime of the windfarm. Otherwise, C losses from drained peat are assumed to be 100%.
Note: Extra emissions due to reduced thermal efficiency of the reserve power generation ≈ 10% (Dale et al 2004).
Click here
Click here
Click here
Click here
Note: Coal-Fired Plant and Grid Mix Emission Factors. Coal-fired plant EF = 0.86 t CO2 MWh-1; Grid-Mix EF = 0.43 t CO2 MWh-1. Source = Defra, 2002.
Click here
(not yet operational)
Note: Floating road depth. Accounts for sinking of floating road. Should be entered as the average depth of the road expected over the lifetime of the windfarm. If no sinking is expected, enter as zero
Note: Length of floating roat that is drained. Refers to any drains running along the length of the road
Note: Depth of peat cut for cable trenches. In shallow peats, the cable trenches may be cut below the peat. To avoid overestimating the depth of peat affected by the cable trenches, only enter the depth of the peat that is cut.

## Forestry input data
Forestry input data
ENTER DETAILS OF FORESTRY MANAGEMENT HERE! |  |  |  |  | Click here to move to Payback Time
Note: Data only needed if select to calculate capacity factor from forestry data (cell C15 in Core input data sheet), or to include detailed forestry management (cell C35 in Core input data sheet). For further information on woodland removal & compensatory planting please see the following links: |  |  |  |  | Click here to return to Instructions
(1) for estimating compensatory planting woodland carbon | http://tinyurl.com/woodlandcarboncode
(2) for UK policy | http://tinyurl.com/FCPolicy
(3) FC Scotland Control of Woodland Removal (including Compensatory Planting) | http://tinyurl.com/FCScotlandCompPlant
No POC losses for bare soil included yet. If extensive areas of base soil is present at site need modified calculation.
Input data | Expected values |  | Possible range of values
| Enter expected value here | Record source of data | Enter minimum value here | Record source of data | Enter maximum value here | Record source of data
Windfarm characteristics
Location
Distance to nearest biofuel plant (km) | [6 empty] | Peaty gley
Dimensions | [6 empty] | Deep Peat
Total wind farm area (ha)
Performance
Height of turbines (m)
Average site windspeed (m s-1)
Estimated downtime for maintenance etc (%)
Emissions due to forestry operations
Emissions from felling (g CO2 m-3)
Emissions of CO2 associated with transportation (g CO2 km-1)
Forestry Plantation Characteristics
Note - total number of turbines already specified:
AREA 1
Number of turbines in this area
Power curve - NOT USED! | 2 |  | 2 |  | 2
(In CORE INPUT DATA sheet you have selected
to input capacity factor directly. No need to select!)
Major soil sub-group | 1 |  | 1 |  | 1
Species | 2 |  | 2 |  | 2
Felled Forest Biomass used as biofuel? | 2 |  | 2 |  | 2 |  | Scots pine
Felling regime | [6 empty] | Sitka spruce
Age of forestry when felled for windfarm (yr)
Area felled around each turbine (ha)
Width of forest around felled area (m)
Value of felled forestry as a biomass fuel (MWh t-1)
(Carbon : Biomass) ratio of felled forestry
Replanting regime | [6 empty] | Yes
Years after felling when replanting occurs | [6 empty] | No
Age of seedlings on planting (yr)
Area replanted around each turbine (ha)
AREA 2
Number of turbines in this area
Power curve - NOT USED! | 2 |  | 2 |  | 2
(In CORE INPUT DATA sheet you have selected
to input capacity factor directly. No need to select!)
Major soil sub-group | 1 |  | 1 |  | 1
Species | 1 |  | 1 |  | 1
Felled Forest Biomass used as biofuel? | 1 |  | 1 |  | 1
Felling regime
Age of forestry when felled for windfarm (yr)
Area felled around each turbine (ha)
Width of forest around felled area (m)
Value of felled forestry as a biomass fuel (MWh t-1)
(Carbon : Biomass) ratio of felled forestry
Replanting regime
Years after felling when replanting occurs
Age of seedlings on planting (yr)
Area replanted around each turbine (ha)
AREA 3
Number of turbines in this area
Power curve - NOT USED! | 2 |  | 2 |  | 2
(In CORE INPUT DATA sheet you have selected
to input capacity factor directly. No need to select!)
Major soil sub-group | 1 |  | 1 |  | 1
Species | 1 |  | 1 |  | 1
Felled Forest Biomass used as biofuel? | 1 |  | 1 |  | 1
Felling regime
Age of forestry when felled for windfarm (yr)
Area felled around each turbine (ha)
Width of forest around felled area (m)
Value of felled forestry as a biomass fuel (MWh t-1)
(Carbon : Biomass) ratio of felled forestry
Replanting regime
Years after felling when replanting occurs
Age of seedlings on planting (yr)
Area replanted around each turbine (ha)
AREA 4
Number of turbines in this area
Power curve - NOT USED! | 2 |  | 2 |  | 2
(In CORE INPUT DATA sheet you have selected
to input capacity factor directly. No need to select!)
Major soil sub-group | 1 |  | 1 |  | 1
Species | 1 |  | 1 |  | 1
Felled Forest Biomass used as biofuel? | 1 |  | 1 |  | 1
Felling regime
Age of forestry when felled for windfarm (yr)
Area felled around each turbine (ha)
Width of forest around felled area (m)
Value of felled forestry as a biomass fuel (MWh t-1)
(Carbon : Biomass) ratio of felled forestry
Replanting regime
Years after felling when replanting occurs
Age of seedlings on planting (yr)
Area replanted around each turbine (ha)
AREA 5
Number of turbines in this area
Power curve - NOT USED! | 2 |  | 2 |  | 2
(In CORE INPUT DATA sheet you have selected
to input capacity factor directly. No need to select!)
Major soil sub-group | 1 |  | 1 |  | 1
Species | 1 |  | 1 |  | 1
Felled Forest Biomass used as biofuel? | 1 |  | 1 |  | 1
Felling regime
Age of forestry when felled for windfarm (yr)
Area felled around each turbine (ha)
Width of forest around felled area (m)
Value of felled forestry as a biomass fuel (MWh t-1)
(Carbon : Biomass) ratio of felled forestry
Replanting regime
Years after felling when replanting occurs
Age of seedlings on planting (yr)
Area replanted around each turbine (ha)
Forestry input data
ENTER DETAILS OF FORESTRY MANAGEMENT HERE! | 2 | 3 | 2 |  | Click here to move to Payback Time
Note: Data only needed if select to calculate capacity factor from forestry data (cell C15 in Core input data sheet), or to include detailed forestry management (cell C35 in Core input data sheet) |  |  |  |  | Click here to return to Instructions
Click here
Click here
Note: Emissions associated with transportation.
Assuming trasportation by trucks running on diesel and 20% of journey taken on forest roads, emissions factor obtained from Morison et al (2011) is 3933000 g CO2 km-1 (range 3850000 – 4015000 g CO2 km-1 - average = 3933000 g CO2 km-1 )
Note: Species
So far only Scots pine and Sitka spruce included.
Note: Soil sub-group
Used in determination of forestry characteristic.
Peaty gley = Peaty Soils (5-50cm) e.g. peaty gley, peaty podsol
Deep peat = Deep Peat (>50cm) e.g. basin and blanket bogs
Click here
Click here
Note: Emissions from felling and timber removal.
Based on emissions factors from UK taken from Morison et al (2011), if clearfelling assumed to be performed by harvester and timber is assumed extracted with forwarder, the emissions are 6657 g CO2 m-3
Note: Value of felled forestry Values available in Mason et al., 2009.
Note: Carbon : Biomass ratio of felled forestry Wood biomass can be converted to dry weight using wood density based values from Lavers (1983) with a subsequent assumption that C:dry matter ratio is 50% (Matthews 1993). For simplicity an integrated factor, the ‘wood density to biomass factor’ taken from Mason et al (2009) can be used.
Value = 0.5
Note: Power curve
Based on Vestas 2.0MW Optispeed turbine with roughness class C2, modelled over wind speed of 5-10 m s-1. To define a the power curve for a different turbine type, plot annual power output , P (MWh) against annual windspeed, W (m s-1) and fit a linear regression to obtain slope, a, and intercept, b:
P = aW + b
Note: Estimated downtime. Estimated downtime for maintenance etc. Few reports on downtime of wind turbines are publically available. However, one review by Garrad Hassan (2011) suggests that the minimum downtime reported was 2% for the annual moving average for between 8 to 9 years of operation of new turbines, for a sample of 240 turbines. For a summary of findings see Garrad Hassan (2011).

## Construction input data
Construction input data
ENTER DETAILS OFCONSTRUCTION HERE! |  |  |  |  | Click here to move to Payback Time
Note: This data only used in the calculation if the selection "Enter detailed information" is made in cell C50 of the Core input data sheet. |  |  |  |  | Click here to return to Core input data
Input data | Expected values |  | Possible range of values
| Enter expected value here | Record source of data | Enter minimum value here | Record source of data | Enter maximum value here | Record source of data
Construction design
Note - total number of turbines already specified: | 0 |  | 0 |  | 0
AREA 1
Number of turbines in this area - Error! Total in areas < total on site!
Turbine foundations
Depth of hole dug when constructing foundations (m)
Approximate geometric shape of whole dug when constructing foundations | 1 |  | 1 |  | 1 |  | Rectangular
Length at surface (m) | [6 empty] | Spherical
Width at surface (m)
Length at bottom (m)
Width at bottom (m)
Hardstanding
Depth of hole dug when constructing hardstanding (m)
Approximate geometric shape of whole dug when constructing hardstanding | 1 |  | 1 |  | 1
Length at surface (m)
Width at surface (m)
Length at bottom (m)
Width at bottom (m)
Piling | [6 empty] | Yes
Is piling used? | 2 |  | 2 |  | 2 |  | No
Volume of Concrete
Volume of concrete used (m3)
AREA 2
Number of turbines in this area - Error! Total in areas < total on site!
Turbine foundations
Depth of hole dug when constructing foundations (m)
Approximate geometric shape of whole dug when constructing foundations | 1 |  | 1 |  | 1
Length at surface (m)
Width at surface (m)
Length at bottom (m)
Width at bottom (m)
Hardstanding
Depth of hole dug when constructing hardstanding (m)
Approximate geometric shape of whole dug when constructing hardstanding | 1 |  | 1 |  | 1
Length at surface (m)
Width at surface (m)
Length at bottom (m)
Width at bottom (m)
Piling
Is piling used? | 1 |  | 1 |  | 1
Volume of Concrete
Volume of concrete used (m3)
AREA 3
Number of turbines in this area - Error! Total in areas < total on site!
Turbine foundations
Depth of hole dug when constructing foundations (m)
Approximate geometric shape of whole dug when constructing foundations | 1 |  | 1 |  | 1
Length at surface (m)
Width at surface (m)
Length at bottom (m)
Width at bottom (m)
Hardstanding
Depth of hole dug when constructing hardstanding (m)
Approximate geometric shape of whole dug when constructing hardstanding | 1 |  | 1 |  | 1
Length at surface (m)
Width at surface (m)
Length at bottom (m)
Width at bottom (m)
Piling
Is piling used? | 1 |  | 1 |  | 1
Volume of Concrete
Volume of concrete used (m3)
AREA 4
Number of turbines in this area - Error! Total in areas < total on site!
Turbine foundations
Depth of hole dug when constructing foundations (m)
Approximate geometric shape of whole dug when constructing foundations | 1 |  | 1 |  | 1
Length at surface (m)
Width at surface (m)
Length at bottom (m)
Width at bottom (m)
Hardstanding
Depth of hole dug when constructing hardstanding (m)
Approximate geometric shape of whole dug when constructing hardstanding | 1 |  | 1 |  | 1
Length at surface (m)
Width at surface (m)
Length at bottom (m)
Width at bottom (m)
Piling
Is piling used? | 1 |  | 1 |  | 1
Volume of Concrete
Volume of concrete used (m3)
AREA 5
Number of turbines in this area - Error! Total in areas < total on site!
Turbine foundations
Depth of hole dug when constructing foundations (m)
Approximate geometric shape of whole dug when constructing foundations | 1 |  | 1 |  | 1
Length at surface (m)
Width at surface (m)
Length at bottom (m)
Width at bottom (m)
Hardstanding
Depth of hole dug when constructing hardstanding (m)
Approximate geometric shape of whole dug when constructing hardstanding | 1 |  | 1 |  | 1
Length at surface (m)
Width at surface (m)
Length at bottom (m)
Width at bottom (m)
Piling
Is piling used? | 1 |  | 1 |  | 1
Volume of Concrete
Volume of concrete used (m3)
Click here
Click here

## Payback Time and CO2 emissions
Results
| PAYBACK TIME AND CO2 EMISSIONS |  |  |  | Click here to return to Input data
| Note: The carbon payback time of the windfarm is calculated by comparing the loss of C from the site due to windfarm development with the carbon-savings achieved by the windfarm while displacing electricity generated from coal-fired capacity or grid-mix. |  |  |  | Click here to return to Instructions
|  | Exp. | Min. | Max.
1. Windfarm CO2 emission saving over…
| …coal-fired electricity generation (tCO2 yr-1) | 132033.8736 | 96821.8272 | 201373.128
| …grid-mix of electricity generation (tCO2 yr-1) | 66016.9368 | 48410.9136 | 100686.564
| …fossil fuel - mix of electricity generation (tCO2 yr-1) | 93191.3503 | 68338.1966 | 142131.9636
Total CO2 losses due to wind farm (t CO2 eq.)
Turbine life | 2. Losses due to turbine life (eg. manufacture, construction, decomissioning) | 50443.65 | 42034.5 | 70065
Backup | 3. Losses due to backup | 9630.9958 | 6783.571 | 15200.2239
Bog plants | 4. Losses due to reduced carbon fixing potential | 1687.0926 | 1230.7163 | 2185.9402
Soil organic carbon | 5. Losses from soil organic matter | 22339.3263 | 9631.3511 | 38718.8316
Dissolved and particulate organic carbon | 6. Losses due to DOC & POC leaching | 1442.5357 | 236.8073 | 3109.415
Forest felling | 7. Losses due to felling forestry | 22538.2988 | -3685.335 | 54124.92
| Total losses of carbon dioxide | 108081.8992 | 56231.6107 | 183404.3307
8. Total CO2 gains due to improvement of site (t CO2 eq.)
Improved degraded bogs | 8a. Gains due to improvement of degraded bogs | -7925.761 | -298.3468 | -23915.4925
Improved felled forestry | 8b. Gains due to improvement of felled forestry | -30650.7668 | -8760.2814 | -46217.8465
Restored borrow pits | 8c. Gains due to restoration of peat from borrow pits | -11.2728 | -8.643 | -72.974 |  |  | Data used in barchart of carbon payback time using fossil-fuel mix as counterfactual
Stop drainage of foundations | 8d. Gains due to removal of drainage from foundations & hardstanding | -23.1606 | -9.1702 | -218.8531 |  |  | Greenhouse gas emissions
| Total gains | -38610.9613 | -9076.4413 | -70425.1661 |  |  |  | Exp. | Min | Max
[7 empty] | Turbine life | 50443.65 | 8409.15 | 19621.35
| RESULTS | [5 empty] | Backup | 9630.9958 | 2847.4249 | 5569.228
[7 empty] | Bog plants | 1687.0926 | 456.3763 | 498.8476
|  | Exp. | Min. | Max. |  |  | Soil organic carbon | 22339.3263 | 12707.9752 | 16379.5053
| Net emissions of carbon dioxide (t CO2 eq.) | [5 empty] | DOC & POC | 1442.5357 | 1205.7284 | 1666.8793
|  | 69470.9379 | -14193.5554 | 174327.8894 |  |  | Management of forestry | 22538.2988 | 26223.6338 | 31586.6213
| Carbon Payback Time | [5 empty] | Improved degraded bogs | 0 | 0 | 0
| …coal-fired electricity generation (years) | 0.52616 | -0.070484 | 1.8005 |  |  | Improved felled forestry | 0 | 0 | 0
| …grid-mix of electricity generation (years) | 1.0523 | -0.14097 | 3.601 |  |  | Restored borrow pits | 0 | 0 | 0
| …fossil fuel - mix of electricity generation (years) | 0.74547 | -0.099862 | 2.551 |  |  | Stop drainage of foundations | 0 | 0 | 0
Data used in barchart of carbon payback time using fossil-fuel mix as counterfactual
[7 empty] | Greenhouse gas emissions |  |  |  | Carbon payback time (months)
[8 empty] | Exp. | Min. | Max. | Exp. | Min. | Max.
[7 empty] | Turbine life | 50443.65 | 8409.15 | 19621.35 | 6.4955 | 1.4766 | 1.6566
[7 empty] | Backup | 9630.9958 | 2847.4249 | 5569.228 | 1.2402 | 0.5 | 0.4702
[7 empty] | Bog plants | 1687.0926 | 456.3763 | 498.8476 | 0.21724 | 0.080138 | 0.042117
[7 empty] | Soil organic carbon | 22339.3263 | 12707.9752 | 16379.5053 | 2.8766 | 2.2315 | 1.3829
[7 empty] | DOC & POC | 1442.5357 | 1205.7284 | 1666.8793 | 0.18575 | 0.21172 | 0.14073
[7 empty] | Management of forestry | 22538.2988 | 26223.6338 | 31586.6213 | 2.9022 | 4.6048 | 2.6668
[7 empty] | Improved degraded bogs | -7925.761 | -7627.4142 | -15989.7315 | -1.0206 | -1.3394 | -1.35
[7 empty] | Improved felled forestry | -30650.7668 | -21890.4854 | -15567.0797 | -3.9468 | -3.8439 | -1.3143
[7 empty] | Restored borrow pits | -11.2728 | -2.6299 | -61.7012 | -0.0014516 | -0.0004618 | -0.0052093
[7 empty] | Stop drainage of foundations | -23.1606 | -13.9904 | -195.6925 | -0.0029823 | -0.0024567 | -0.016522
[8 empty] | 69470.9379 |  |  | 8.9456
Results
| PAYBACK TIME AND CO2 EMISSIONS |  |  |  |  | Click here to return to Input data
| Note: The carbon payback time of the windfarm is calculated by comparing the loss of C from the site due to windfarm development with the carbon-savings achieved by the windfarm while displacing electricity generated from coal-fired capacity or grid-mix. |  |  |  |  | Click here to return to Instructions
Check
Check
Check
Check
Check
Check
Check
Check
Check
Check
Click here
Click here
Click here
Click here

## 1. Windfarm CO2 emission saving
Windfarm CO2 emission saving
Note: The total emission savings are given by estimating the total possible electrical output of the windfarm multiplied by the emission factor for the counterfactual case (coal-fire generation and electricity from grid) | [6 empty] | Click here to move to Payback Time
Values taken from input sheet | Total |  |  | Forestry Area 1 |  |  | Forestry Area 2 |  |  | Forestry Area 3 |  |  | Forestry Area 4 |  |  | Forestry Area 5
| Exp | Min | Max | Exp | Min | Max | Exp | Min | Max | Exp | Min | Max | Exp | Min | Max | Exp | Min | Max
Power Generation Characteristics
No. of turbines | 30 | 30 | 30 | 0 | 0 | 0 | 0 | 0 | 0 | 0 | 0 | 0 | 0 | 0 | 0 | 0 | 0 | 0
Power rating of turbines (turbine capacity) (MW) | 2.3 | 2 | 3 | 2.3 | 2 | 3 | 2.3 | 2 | 3 | 2.3 | 2 | 3 | 2.3 | 2 | 3 | 2.3 | 2 | 3
Power of windfarm (MW) | 69 | 60 | 90 | 0 | 0 | 0 | 0 | 0 | 0 | 0 | 0 | 0 | 0 | 0 | 0 | 0 | 0 | 0
Estimated downtime for maintenance etc (%) | 0 | 0 | 0 | 0 | 0 | 0 | 0 | 0 | 0 | 0 | 0 | 0 | 0 | 0 | 0 | 0 | 0 | 0
Counterfactual emission factors
Coal-fired plant emission factor (t CO2 MWh-1) | 0.86 | 0.774 | 0.946 | 0.86 | 0.774 | 0.946 | 0.86 | 0.774 | 0.946 | 0.86 | 0.774 | 0.946 | 0.86 | 0.774 | 0.946 | 0.86 | 0.774 | 0.946
Grid-mix emission factor (t CO2 MWh-1) | 0.43 | 0.387 | 0.473 | 0.43 | 0.387 | 0.473 | 0.43 | 0.387 | 0.473 | 0.43 | 0.387 | 0.473 | 0.43 | 0.387 | 0.473 | 0.43 | 0.387 | 0.473
Fossil fuel-mix emission factor (t CO2 MWh-1) | 0.607 | 0.5463 | 0.6677 | 0.607 | 0.607 | 0.6677 | 0.607 | 0.5463 | 0.6677 | 0.607 | 0.5463 | 0.6677 | 0.607 | 0.5463 | 0.6677 | 0.607 | 0.5463 | 0.6677
Calculation of capacity factor | 1 | Direct input of capacity factor
|  | Exp | Min | Max
Entered capacity factor (%) |  | 25.4 | 23.8 | 27
Parameters |  | Slope (a) |  |  | Intercept (b)
Partial power curves for different turbines |  | Exp | Min | Max | Exp | Min | Max
User-defined |  | 0 | 0 | 0 | 0 | 0 | 0
Vestas 2.0 MW Optispeed C2 |  | 1392.5 | 1392.5 | 1392.5 | -4291.9 | -4291.9 | -4291.9
| Total |  |  | Forestry Area 1 |  |  | Forestry Area 2 |  |  | Forestry Area 3 |  |  | Forestry Area 4 |  |  | Forestry Area 5
Calculation of capacity factor from forestry management | Exp | Min | Max | Exp | Min | Max | Exp | Min | Max | Exp | Min | Max | Exp | Min | Max | Exp | Min | Max
Wind speed ratio calculated in 7d |  |  |  | #VALUE! | #VALUE! | #VALUE! | #VALUE! | #VALUE! | #VALUE! | #VALUE! | #VALUE! | #VALUE! | #VALUE! | #VALUE! | #VALUE! | #VALUE! | #VALUE! | #VALUE!
Average site windspeed (m s-1) | 0 | 0 | 0 | 0 | 0 | 0 | 0 | 0 | 0 | 0 | 0 | 0 | 0 | 0 | 0 | 0 | 0 | 0
Annual theoretical energy output from turbine (MW turbine-1 yr-1) | 20148 | 17520 | 26280 | 20148 | 17520 | 26280 | 20148 | 17520 | 26280 | 20148 | 17520 | 26280 | 20148 | 17520 | 26280 | 20148 | 17520 | 26280
Power curve |  |  |  | Vestas 2.0 MW Optispeed C2 | Vestas 2.0 MW Optispeed C2 | Vestas 2.0 MW Optispeed C2 | Vestas 2.0 MW Optispeed C2 | Vestas 2.0 MW Optispeed C2 | Vestas 2.0 MW Optispeed C2 | Vestas 2.0 MW Optispeed C2 | Vestas 2.0 MW Optispeed C2 | Vestas 2.0 MW Optispeed C2 | Vestas 2.0 MW Optispeed C2 | Vestas 2.0 MW Optispeed C2 | Vestas 2.0 MW Optispeed C2 | Vestas 2.0 MW Optispeed C2 | Vestas 2.0 MW Optispeed C2 | Vestas 2.0 MW Optispeed C2
(Power curve code) |  |  |  | 2 | 2 | 2 | 2 | 2 | 2 | 2 | 2 | 2 | 2 | 2 | 2 | 2 | 2 | 2
Slope (a) |  |  |  | 1392.5 | 1392.5 | 1392.5 | 1392.5 | 1392.5 | 1392.5 | 1392.5 | 1392.5 | 1392.5 | 1392.5 | 1392.5 | 1392.5 | 1392.5 | 1392.5 | 1392.5
Intercept (b) |  |  |  | -4291.9 | -4291.9 | -4291.9 | -4291.9 | -4291.9 | -4291.9 | -4291.9 | -4291.9 | -4291.9 | -4291.9 | -4291.9 | -4291.9 | -4291.9 | -4291.9 | -4291.9
Annual power output from an individual turbine (MW turbine-1 yr-1) |  |  |  | #VALUE! | #VALUE! | #VALUE! | #VALUE! | #VALUE! | #VALUE! | #VALUE! | #VALUE! | #VALUE! | #VALUE! | #VALUE! | #VALUE! | #VALUE! | #VALUE! | #VALUE!
Calculated capacity factor (%) |  |  |  | #VALUE! | #VALUE! | #VALUE! | #VALUE! | #VALUE! | #VALUE! | #VALUE! | #VALUE! | #VALUE! | #VALUE! | #VALUE! | #VALUE! | #VALUE! | #VALUE! | #VALUE!
| Total |  |  | Forestry Area 1 |  |  | Forestry Area 2 |  |  | Forestry Area 3 |  |  | Forestry Area 4 |  |  | Forestry Area 5
Calculation of annual energy output from wind farm
Direct input of capacity factor
Capacity factor(%) | 25.4 | 23.8 | 27 | 25.4 | 23.8 | 27 | 25.4 | 23.8 | 27 | 25.4 | 23.8 | 27 | 25.4 | 23.8 | 27 | 25.4 | 23.8 | 27
Annual energy output from windfarm (MW yr-1) | 153527.76 | 125092.8 | 212868 | 0 | 0 | 0 | 0 | 0 | 0 | 0 | 0 | 0 | 0 | 0 | 0 | 0 | 0 | 0
RESULTS | Total |  |  | Area 1 |  |  | Area 2 |  |  | Area 3 |  |  | Area 4 |  |  | Area 5
Windfarm CO2 emission saving over…
…coal-fired electricity generation (tCO2 yr-1) | 132033.8736 | 96821.8272 | 201373.128 | 0 | 0 | 0 | 0 | 0 | 0 | 0 | 0 | 0 | 0 | 0 | 0 | 0 | 0 | 0
…grid-mix of electricity generation (tCO2 yr-1) | 66016.9368 | 48410.9136 | 100686.564 | 0 | 0 | 0 | 0 | 0 | 0 | 0 | 0 | 0 | 0 | 0 | 0 | 0 | 0 | 0
…fossil fuel - mix of electricity generation (tCO2 yr-1) | 93191.3503 | 68338.1966 | 142131.9636 | 0 | 0 | 0 | 0 | 0 | 0 | 0 | 0 | 0 | 0 | 0 | 0 | 0 | 0 | 0
Click here to move to Payback Time
Windfarm CO2 emission saving
Note: The total emission savings are given by estimating the total possible electrical output of the windfarm multiplied by the emission factor for the counterfactual case (coal-fire generation and electricity from grid)
Click here
Click here

## 2. CO2 loss due to turbine life
Emissions due to turbine life
Note: The carbon payback time of the windfarm due to turbine life (eg. manufacture, construction, decomissioning) is calculated by comparing the emissions due to turbine life with carbon-savings achieved by the windfarm while displacing electricity generated from coal-fired capacity or grid-mix.
Method used to estimate CO2 emissions from turbine life (eg. manufacture, construction, decommissioning)? | Calculate wrt installed capacity
| Exp | Min | Max
Direct input of emissions due to turbine life (t CO2 windfarm-1) | 0 | 0 | 0
Calculation of emissions due to turbine life from energy output
CO2 emissions due to turbine life (tCO2 turbine-1) | 1681.455 | 1401.15 | 2335.5
No. of turbines | 30 | 30 | 30
Total calculated CO2 emission of the wind farm due to turbine life (t CO2 windfarm-1) | 50443.65 | 42034.5 | 70065
| Total |  |  | Construction Area 1 |  |  | Construction Area 2 |  |  | Construction Area 3 |  |  | Construction Area 4 |  |  | Construction Area 5
| Exp | Min | Max | Exp | Min | Max | Exp | Min | Max | Exp | Min | Max | Exp | Min | Max | Exp | Min | Max
Calculation of emissions due to cement used in construction
Volume of cement used (m3) | 0 | 0 | 0 | 0 | 0 | 0 | 0 | 0 | 0 | 0 | 0 | 0 | 0 | 0 | 0 | 0 | 0 | 0
CO2 emission rate (t CO2 m-3 cement) | 0.173 | 0.173 | 0.173 | 0.173 | 0.173 | 0.173 | 0.173 | 0.173 | 0.173 | 0.173 | 0.173 | 0.173 | 0.173 | 0.173 | 0.173 | 0.173 | 0.173 | 0.173
Total CO2 emissions due to cement used in construction | 0 | 0 | 0 | 0 | 0 | 0 | 0 | 0 | 0 | 0 | 0 | 0 | 0 | 0 | 0 | 0 | 0 | 0
RESULTS
Losses due to turbine life (eg. manufacture, construction, decomissioning) (t CO2 windfarm-1) | 50443.65 | 42034.5 | 70065
Additional CO2 payback time of windfarm due to turbine life (eg. manufacture, contruction, decomissioning)
…coal-fired electricity generation (months) | 4.5846 | 5.2097 | 4.1752
…grid-mix of electricity generation (months) | 9.1692 | 10.4194 | 8.3505
…fossil fuel - mix of electricity generation (months) | 6.4955 | 7.3811 | 5.9155
Click here to move to Payback Time
Emissions due to turbine life
Note: The carbon payback time of the windfarm due to turbine life (eg. manufacture, construction, decomissioning) is calculated by comparing the emissions due to turbine life with carbon-savings achieved by the windfarm while displacing electricity generated from coal-fired capacity or grid-mix.
Note on B11: Defensible figures for the specific windfarm should be used wherever possible, but if these are unavailable, carbon dioxide emissions due to the turbine life, Llife (t), can be estimated from the turbine capacity, cturb (MW), using the following equation. Two equations i.e. for turbine capacity less than 1MW and turbine capacity greater than or equal to 1MW were derived from 21 European sites (Lenzen & Munksgaard 2002; Ardente et al., 2006; Vestas, 2005). The equation for turbines with less than 1MW capacity was derived by regression analysis against 14 measurements, and has an associated R2 value of 63%, P < 0.001. By statistical convention, if P < 0.01 this relationship can be considered to be highly significant. The equation for turbines with greater than or equal to 1 MW capacity was derived by regression analysis against 7 measurements, and has an associated R2 value of 85%, P < 0.01, again. For turbines less than 1MW capacity: Llife = (517.62 x cturb) – 0.1788. For turbines more than or equal to 1MW capacity: Llife = (934.35x cturb) – 467.55
Click here

## 3. CO2 loss due to backup
Emissions due to backup power generation
Note: CO2 loss due to back up is calculated from the extra capacity required for backup of the windfarm given in the input data.
| Expected | Minimum | Maximum
Reserve capacity required for backup
No. of turbines | 30 | 30 | 30
Power rating of turbines (turbine capacity) (MW) | 2.3 | 2 | 3
Power of wind farm (MW h-1) | 69 | 60 | 90
Rated capacity (MW yr-1) | 604440 | 525600 | 788400
Extra capacity required for backup (%) | 1.05 | 0.945 | 1.155
Additional emissions due to reduced thermal efficiency of the reserve generation (%) | 10 | 10 | 10
Reserve capacity (MWh yr-1) | 634.662 | 496.692 | 910.602
Carbon dioxide emissions due to backup power generation
Coal-fired plant emission factor (t CO2 MWh-1) | 0.86 | 0.774 | 0.946
Grid-mix emission factor (t CO2 MWh-1) | 0.43 | 0.387 | 0.473
Fossil fuel- mix emission factor (t CO2 MWh-1) | 0.607 | 0.5463 | 0.6677
Lifetime of windfarm (years) | 25 | 25 | 25
Annual emissions due to backup from…
…coal-fired electricity generation (tCO2 yr-1) | 545.8093 | 384.4396 | 861.4295
…grid-mix of electricity generation (tCO2 yr-1) | 272.9047 | 192.2198 | 430.7147
…fossil fuel - mix of electricity generation (tCO2 yr-1) | 385.2398 | 271.3428 | 608.009
RESULTS
Total emissions due to backup from…
…coal-fired electricity generation (tCO2) | 13645.233 | 9610.9902 | 21535.7373
…grid-mix of electricity generation (tCO2) | 6822.6165 | 4805.4951 | 10767.8687
…fossil fuel - mix of electricity generation (tCO2) | 9630.9958 | 6783.571 | 15200.2239
Additional CO2 payback time of windfarm due to backup
…coal-fired electricity generation (months) | 1.2402 | 1.1912 | 1.2833
…grid-mix of electricity generation (months) | 1.2402 | 1.1912 | 1.2833
…fossil fuel - mix of electricity generation (months) | 1.2402 | 1.1912 | 1.2833
Click here to move to Payback Time
Click here to return to Instructions
Emissions due to backup power generation
Note: CO2 loss due to back up is calculated from the extra capacity required for backup of the windfarm given in the input data.
Assumption: Backup assumed to be by fossil-fuel-mix of electricity generation. Note that hydroelectricity may also be used for backup, so this assumption may make the value for backup generation too high. These assumptions should be revisited as technology develops.
Click here
Click here
Note: Wind generated electricity is inherently variable, providing unique challenges to the electricity generating industry for provision of a supply to meet consumer demand (Netz, 2004). Backup power is required to accompany wind generation to stabilise the supply to the consumer. This backup power will usually be obtained from a fossil fuel source. At a high level of wind power penetration in the overall generating mix, and with current grid management techniques, the capacity for fossil fuel backup may become strained because it is being used to balance the fluctuating consumer demand with a variable and highly unpredictable output from wind turbines (White, 2007). The Carbon Trust (Carbon Trust/DTI, 2004) concluded that increasing levels of intermittent generation do not present major technical issues at the percentages of renewables expected by 2010 and 2020, but the UK renewables target at the time of that report was only 20%. When national reliance on wind power is low (less than ~20%), the additional fossil fuel generated power requirement can be considered to be insignificant and may be obtained from within the spare generating capacity of other power sectors (Dale et al, 2004). However, as the national supply from wind power increases above 20%, without improvements in grid management techniques, emissions due to backup power generation may become more significant. The extra capacity needed for backup power generation is currently estimated to be 5% of the rated capacity of the wind plant if wind power contributes more than 20% to the national grid (Dale et al 2004). Moving towards the SG target of 50% electricity generation from renewable sources, more short-term capacity may be required in terms of pumped-storage hydro-generated power, or a better mix of offshore and onshore wind generating capacity. Grid management techniques are anticipated to reduce this extra capacity, with improved demand side management, smart meters, grid reinforcement and other developments. However, given current grid management techniques, it is suggested that 5% extra capacity should be assumed for backup power generation if wind power contributes more than 20% to the national grid. At lower contributions, the extra capacity required for backup should be assumed to be zero. These assumptions should be revisited as technology improves.

## 4. Loss of CO2 fixing pot.
Emissions due to loss of bog plants
Note: Annual C fixation by the site is calculated by multiplying area of the windfarm by the annual C accumulation due to bog plant fixation
| Expected | Minimum | Maximum
Area where carbon accumulation by bog plants is lost
Total area of land lost due to windfarm construction (m2) | 326504.8 | 289444.7982 | 365747.4082
Total area affected by drainage due to windfarm construction (m-2) | 199294.44 | 94120.215 | 315522.675
Total area where fixation by plants is lost (m2) | 525799.24 | 383565.0133 | 681270.0833
Total loss of carbon accumulation
Carbon accumulation in undrained peats (tC ha-1 yr-1) | 0.25 | 0.25 | 0.25
Lifetime of windfarm (years) | 25 | 25 | 25
Time required for regeneration of bog plants after restoration (years) | 10 | 10 | 10
Carbon accumulation up to time of restoration (tCO2 eq. ha-1) | 32.0862 | 32.0862 | 32.0862
RESULTS
Total loss of carbon accumulation by bog plants
Total area where fixation by plants is lost (ha) | 52.5799 | 38.3565 | 68.127
Carbon accumulation over lifetime of windfarm (tCO2 eq. ha-1) | 32.0862 | 32.0862 | 32.0862
Total loss of carbon fixation by plants at the site (t CO2) | 1687.0926 | 1230.7163 | 2185.9402
Additional CO2 payback time of windfarm due to loss of CO2 fixing potential
…coal-fired electricity generation (months) | 0.15333 | 0.15253 | 0.13026
…grid-mix of electricity generation (months) | 0.30667 | 0.30507 | 0.26052
…fossil fuel - mix of electricity generation (months) | 0.21724 | 0.21611 | 0.18456
Click here to move to Payback Time
Emissions due to loss of bog plants
Note: Annual C fixation by the site is calculated by multiplying area of the windfarm by the annual C accumulation due to bog plant fixation
Assumptions:
1. Bog plants are 100% lost from the area where peat is removed for construction.
2. Bog plants are 100% lost from the area where peat is drained.
3. The recovery of carbon accumulation by plants on restoration of land is as given in inputs.
Click here

## 5. Loss of soil CO2
Emissions due to loss of soil organic carbon
Note: Loss of C stored in peatland is estimated from % site lost by peat removal (sheet 5a), CO2 loss from removed peat (sheet 5b), % site affected by drainage (sheet 5c), and the CO2 loss from drained peat (sheet 5d).
| Expected | Minimum | Maximum
CO2 loss due to windfarm construction
CO2 loss from removed peat (t CO2 equiv) | 19774.6235 | 8843.5392 | 34282.0978
CO2 loss from drained peat (t CO2 equiv) | 2564.7028 | 787.8119 | 4436.7338
RESULTS
Total CO2 loss from peat (removed + drained) (t CO2 equiv) | 22339.3263 | 9631.3511 | 38718.8316
Additional CO2 payback time of windfarm due to loss of soil CO2
…coal-fired electricity generation (months) | 2.0303 | 1.1937 | 2.3073
…grid-mix of electricity generation (months) | 4.0607 | 2.3874 | 4.6146
…fossil fuel - mix of electricity generation (months) | 2.8766 | 1.6912 | 3.269
Click here to move to Payback Time
Emissions due to loss of soil organic carbon
Note: Loss of C stored in peatland is estimated from % site lost by peat removal (sheet 5a), CO2 loss from removed peat (sheet 5b), % site affected by drainage (sheet 5c), and the CO2 loss from drained peat (sheet 5d).
Click here
Check
Check

## 5a. Volume of peat removed
Volume of Peat Removed
Note: % site lost by peat removal is estimated from peat removed in borrow pits, turbine foundations, hard-standing and access tracks.
If peat is removed for any other reason, this must be added in as additional peat excavated in the core input sheet.
Peat removed from borrow pits | Total
| Exp | Min | Max
Number of borrow pits | 6 | 6 | 6
Average length of pits (m) | 60 | 57 | 63
Average width of pits (m) | 60 | 57 | 63
Average depth of peat removed from pit (m) | 0.23833 | 0.014582 | 0.46208
Area of land lost in borrow pits (m2) | 21600 | 19494 | 23814
Volume of peat removed from borrow pits (m3) | 5148 | 284.2709 | 11004.0728
Peat removed from turbine foundations | Total |  |  | Construction Area 1 |  |  | Construction Area 2 |  |  | Construction Area 3 |  |  | Construction Area 4 |  |  | Construction Area 5
| Exp | Min | Max | Exp | Min | Max | Exp | Min | Max | Exp | Min | Max | Exp | Min | Max | Exp | Min | Max
Method used to calculate CO2 loss from foundations | Rectangular with vertical walls
Calculation method code | 1
No. of turbines | 30 | 30 | 30 | 30 | 30 | 30 | 0 | 0 | 0 | 0 | 0 | 0 | 0 | 0 | 0 | 0 | 0 | 0
Length at surface (m) |  |  |  | 20 | 19 | 21 | 0 | 0 | 0 | 0 | 0 | 0 | 0 | 0 | 0 | 0 | 0 | 0
Width at surface (m) |  |  |  | 20 | 19 | 21 | 0 | 0 | 0 | 0 | 0 | 0 | 0 | 0 | 0 | 0 | 0 | 0
Length at bottom (m) |  |  |  | 20 | 19 | 21 | 0 | 0 | 0 | 0 | 0 | 0 | 0 | 0 | 0 | 0 | 0 | 0
Width at bottom (m) |  |  |  | 20 | 19 | 21 | 0 | 0 | 0 | 0 | 0 | 0 | 0 | 0 | 0 | 0 | 0 | 0
Depth of foundations (m) |  |  |  | 0.45003 | 0.33174 | 0.56833 | 0 | 0 | 0 | 0 | 0 | 0 | 0 | 0 | 0 | 0 | 0 | 0
Area of land lost in hard-standing (m2) | 12000 | 10830 | 13230 | 12000 | 10830 | 13230 | 0 | 0 | 0 | 0 | 0 | 0 | 0 | 0 | 0 | 0 | 0 | 0
Volume of peat removed from foundation area (m3) | 5400.4195 | 3592.7503 | 7518.9973 | 5400.4195 | 3592.7503 | 7518.9973 | 0 | 0 | 0 | 0 | 0 | 0 | 0 | 0 | 0 | 0 | 0 | 0
Peat removed from hard-standing
Method used to calculate CO2 loss from foundations | Rectangular with vertical walls
Calculation method code | 1
No. of turbines | 30 | 30 | 30 | 30 | 30 | 30 | 0 | 0 | 0 | 0 | 0 | 0 | 0 | 0 | 0 | 0 | 0 | 0
Length at surface (m) |  |  |  | 66.1 | 62.795 | 69.405 | 0 | 0 | 0 | 0 | 0 | 0 | 0 | 0 | 0 | 0 | 0 | 0
Width at surface (m) |  |  |  | 66.1 | 62.795 | 69.405 | 0 | 0 | 0 | 0 | 0 | 0 | 0 | 0 | 0 | 0 | 0 | 0
Length at bottom (m) |  |  |  | 66.1 | 62.795 | 69.405 | 0 | 0 | 0 | 0 | 0 | 0 | 0 | 0 | 0 | 0 | 0 | 0
Width at bottom (m) |  |  |  | 66.1 | 62.795 | 69.405 | 0 | 0 | 0 | 0 | 0 | 0 | 0 | 0 | 0 | 0 | 0 | 0
Depth of hardstanding (m) |  |  |  | 0.45003 | 0.33174 | 0.56833 | 0 | 0 | 0 | 0 | 0 | 0 | 0 | 0 | 0 | 0 | 0 | 0
Area of land lost in hard-standing (m2) | 131076.3 | 118296.3608 | 144511.6208 | 131076.3 | 118296.3608 | 144511.6208 | 0 | 0 | 0 | 0 | 0 | 0 | 0 | 0 | 0 | 0 | 0 | 0
Volume of peat removed from hardstandingarea (m3) | 58988.9168 | 39243.7013 | 82130.1951 | 58988.9168 | 39243.7013 | 82130.1951 | 0 | 0 | 0 | 0 | 0 | 0 | 0 | 0 | 0 | 0 | 0 | 0
Peat removed from access tracks | Total
| Exp | Min | Max
Floating roads
Length of access track that is floating road (m) | 0 | 0 | 0
Floating road width (m) | 0 | 0 | 0
Floating road depth (m) | 0 | 0 | 0
Area of land lost in floating roads (m2) | 0 | 0 | 0
Volume of peat removed for floating roads | 0 | 0 | 0
Excavated roads
Length of access track that is excavated road (m) | 18123 | 17216.85 | 19029.15
Excavated road width (m) | 7.5 | 6.75 | 8.25
Average depth of peat excavated for road (m) | 0.31 | 0.279 | 0.341
Area of land lost in excavated roads (m2) | 135922.5 | 116213.7375 | 156990.4875
Volume of peat removed for excavated roads | 42135.975 | 32423.6328 | 53533.7562
Rock-filled roads
Length of access track that is rock filled road (m) | 0 | 0 | 0
Rock filled road width (m) | 0 | 0 | 0
Rock filled road depth (m) | 0 | 0 | 0
Area of land lost in excavated roads (m2) | 0 | 0 | 0
Volume of peat removed for rock-filled roads | 0 | 0 | 0
Total area of land lost in access tracks (m2) | 135922.5 | 116213.7375 | 156990.4875
Total volume of peat removed due to access tracks (m3) | 42135.975 | 32423.6328 | 53533.7562
Additional peat excavated - (not already accounted for above)
Volume of additional peat excavated (m3) | 4900 | 4410 | 5390
Area of additional peat excavated (m2) | 25906 | 24610.7 | 27201.3
RESULTS | Total
| Exp | Min | Max
Total volume of peat removed (m3) due to windfarm construction | 116573.3113 | 79954.3552 | 159577.0214
Total area of land lost due to windfarm construction (m2) | 326504.8 | 289444.7982 | 365747.4082
Click here to move to 5b. CO2 loss from removed peat
Click here to move to Payback Time
Volume of Peat Removed
Note: % site lost by peat removal is estimated from peat removed in borrow pits, turbine foundations, hard-standing and access tracks.
If peat is removed for any other reason, this must be added in to the volume of peat removed, area of land lost and % site lost at the bottom of this worksheet.
Click here
Click here

## 5b. CO2 loss from removed peat
CO2 loss from removed peats
Note: If peat is treated in such a way that it is permanently restored, so that less than 100% of the C is lost to the atmosphere, a lower percentage can be entered in cell C10
| Expected | Minimum | Maximum
CO2 loss from removed peat
C Content of dry peat (% by weight) | 55 | 49.5 | 60.5
Dry soil bulk density (g cm-3) | 0.1 | 0.09 | 0.11
% C contained in removed peat that is lost as CO2 | 100 | 100 | 100
Total volume of peat removed (m3) due to windfarm construction | 116573.3113 | 79954.3552 | 159577.0214
CO2 loss from removed peat (t CO2) | 23511.0883 | 13061.7313 | 38942.9928
CO2 loss from undrained peat left in situ
Total area of land lost due to windfarm construction (ha) | 32.6505 | 28.9445 | 36.5747
CO2 loss from undrained peat left in situ (t CO2 ha-1) | 114.4383 | 145.7339 | 127.4348
CO2 loss from undrained peat left in situ (t CO2) | 3736.4648 | 4218.1921 | 4660.895
CO2 loss attributable to peat removal only
CO2 loss from removed peat (t CO2) | 23511.0883 | 13061.7313 | 38942.9928
CO2 loss from undrained peat left in situ (t CO2) | 3736.4648 | 4218.1921 | 4660.895
RESULTS
CO2 loss attributable to peat removal only (t CO2) | 19774.6235 | 8843.5392 | 34282.0978
Click here to move to 5. Loss of soil CO2
Click here to move to Payback Time
CO2 loss from removed peats
Note: If peat is treated in such a way that it is permanently restored, so that less than 100% of the C is lost to the atmosphere, a lower percentage can be entered in cell C10
Assumption: If peat is not restored, 100% of the carbon contained in the removed peat is lost as CO2
Click here
Click here
Check

## 5c. Volume of peat drained
Volume of peat drained
Note: Extent of site affected by drainage is calculated assuming an average extent of drainage around each drainage feature as given in the input data.
Extent of drainage around each metre of drainage ditch | Total
| Exp | Min | Max
Average extent of drainage around drainage features at site (m) | 4.1 | 2.05 | 6.15
Peat affected by drainage around borrow pits | Total
| Exp | Min | Max
Number of borrow pits | 6 | 6 | 6
Average length of pits (m) | 60 | 57 | 63
Average width of pits (m) | 60 | 57 | 63
Average depth of peat removed from pit (m) | 0.23833 | 0.014582 | 0.46208
Area affected by drainage per borrow pit (m2) | 1051.24 | 484.21 | 1701.09
Total area affected by drainage around borrowpits (m2) | 6307.44 | 2905.26 | 10206.54
Total volume affected by drainage around borrowpits (m3) | 751.6366 | 21.1829 | 2358.1404
Peat affected by drainage around turbine foundation and hardstanding | Total |  |  | Construction Area 1 |  |  | Construction Area 2 |  |  | Construction Area 3 |  |  | Construction Area 4 |  |  | Construction Area 5
| Exp | Min | Max | Exp | Min | Max | Exp | Min | Max | Exp | Min | Max | Exp | Min | Max | Exp | Min | Max
No. of turbines | 30 | 30 | 30 | 30 | 30 | 30 | 0 | 0 | 0 | 0 | 0 | 0 | 0 | 0 | 0 | 0 | 0 | 0
Average length of turbine foundations at base (m) |  |  |  | 20 | 19 | 21 | 0 | 0 | 0 | 0 | 0 | 0 | 0 | 0 | 0 | 0 | 0 | 0
Average width of turbine foundations at base(m) |  |  |  | 20 | 19 | 21 | 0 | 0 | 0 | 0 | 0 | 0 | 0 | 0 | 0 | 0 | 0 | 0
Average depth of peat removed from turbine foundations (m) |  |  |  | 0.45003 | 0.33174 | 0.56833 | 0 | 0 | 0 | 0 | 0 | 0 | 0 | 0 | 0 | 0 | 0 | 0
Average length of hard-standing at base (m) |  |  |  | 66.1 | 62.795 | 69.405 | 0 | 0 | 0 | 0 | 0 | 0 | 0 | 0 | 0 | 0 | 0 | 0
Average width of hard-standing at base (m) |  |  |  | 66.1 | 62.795 | 69.405 | 0 | 0 | 0 | 0 | 0 | 0 | 0 | 0 | 0 | 0 | 0 | 0
Average depth of peat removed from hard-standing (m) |  |  |  | 0.45003 | 0.33174 | 0.56833 | 0 | 0 | 0 | 0 | 0 | 0 | 0 | 0 | 0 | 0 | 0 | 0
Maximum depth of drains (m) |  |  |  | 0.45003 | 0.33174 | 0.56833 | 0 | 0 | 0 | 0 | 0 | 0 | 0 | 0 | 0 | 0 | 0 | 0
Total length of foundation and hardstanding (m) |  |  |  | 86.1 | 81.795 | 90.405 | 0 | 0 | 0 | 0 | 0 | 0 | 0 | 0 | 0 | 0 | 0 | 0
Total width of foundation and hardstanding (m) |  |  |  | 86.1 | 81.795 | 90.405 | 0 | 0 | 0 | 0 | 0 | 0 | 0 | 0 | 0 | 0 | 0 | 0
Area affected by drainage of foundation and hardstanding area (m2) | 1479.28 | 687.529 | 2375.253 | 1479.28 | 687.529 | 2375.253 | 0 | 0 | 0 | 0 | 0 | 0 | 0 | 0 | 0 | 0 | 0 | 0
Total area affected by drainage of foundation and hardstanding area (m2) | 44378.4 | 20625.87 | 71257.59 | 44378.4 | 20625.87 | 71257.59 | 0 | 0 | 0 | 0 | 0 | 0 | 0 | 0 | 0 | 0 | 0 | 0
Total volume affected by drainage of foundation and hardstanding area (m3) | 9985.9156 | 3421.2189 | 20248.8898 | 9985.9156 | 3421.2189 | 20248.8898 | 0 | 0 | 0 | 0 | 0 | 0 | 0 | 0 | 0 | 0 | 0 | 0
Peat affected by drainage of access tracks | Total
| Exp | Min | Max
Floating roads
Length of floating road that is drained (m) | 0 | 0 | 0
Floating road width (m) | 0 | 0 | 0
Average depth of drains associated with floating roads (m) | 0 | 0 | 0
Area affected by drainage of floating roads (m2) | 0 | 0 | 0
Volume affected by drainage of floating roads (m3) | 0 | 0 | 0
Excavated Road
Length of access track that is excavated road (m) | 18123 | 17216.85 | 19029.15
Excavated road width (m) | 7.5 | 6.75 | 8.25
Average depth of peat excavated for road (m) | 0.31 | 0.279 | 0.341
Area affected by drainage of excavated roads (m2) | 148608.6 | 70589.085 | 234058.545
Volume affected by drainage of excavated roads (m3) | 23034.333 | 9847.1774 | 39906.9819
Rock-filled roads
Length of rock filled road that is drained (m) | 0 | 0 | 0
Rock filled road width (m) | 0 | 0 | 0
Average depth of drains associated with rock filled roads (m) | 0 | 0 | 0
Area affected by drainage of rock-filled roads (m2) | 0 | 0 | 0
Volume affected by drainage of rock-filled roads (m2) | 0 | 0 | 0
Total area affected by drainage of access track (m2) | 148608.6 | 70589.085 | 234058.545
Total volume affected by drainage of access track (m3) | 23034.333 | 9847.1774 | 39906.9819
Peat affected by drainage of cable trenches | Total
| Exp | Min | Max
Length of any cable trench on peat that does not follow access tracks and is lined with a permeable medium (eg. sand) (m) | 0 | 0 | 0
Average depth of peat cut for cable trenches (m) | 0.26 | 0.13 | 0.39
Total area affected by drainage of cable trenches (m2) | 0 | 0 | 0
Total volume affected by drainage of cable trenches (m3) | 0 | 0 | 0
RESULTS | Total
| Exp | Min | Max
Total area affected by drainage due to windfarm (m2) | 199294.44 | 94120.215 | 315522.675
Total volume affected by drainage due to windfarm (m3) | 33771.8852 | 13289.5792 | 62514.0121
Click here to move to 5d. CO2 loss from drained peat
Click here to move to Payback Time
Volume of peat drained
Note: Extent of site affected by drainage is calculated assuming an average extent of drainage around each drainage feature as given in the input data.
Note on B18: Note: Borrow pit area itself not counted in drained area because C losses have already been accounted for in removed peat
Note on B19: Assumption: Depth peat affected due of drainage is equal to the depth of peat removed
Note on B35: Note: Hardstanding and turbine foundations. These are counted together to avoid double counting of edges. If hardstanding is sited away from turbine foundations, additional drainage should be included. Hardstanding and turbine foundation area itself not counted in drained area because C losses have already been accounted for in removed peat. Depth of the drainage assumed to be the maximum of the drainage for foundations and hardstanding, as one will drain into the other. The pattern of drainage assumed to follow an approximately linear path from the base of the drains to the prevous water table depth. Therefore total drained volume = (cuboid around base of foundations and hardstanding) / 2
Note on B43: Assumption: Peat under floating road is also drained when drains are installed
Note on B44: Assumption: Depth of peat affected due to drainage is equal to the depth of peat removed
Note on B49: Note: Road area itself not counted in drained because C losses have already been accounted for in removed peat
Note on B50: Assumption: Depth peat affected due of drainage is equal to the depth of peat removed
Note on B55: Assumption: Peat under rock-filled road is compacted and loses water, but remains anaerobic. Therefore, the area of the rock-filled road itself is not included in the drained area.
Note on B56: Assumption: Depth peat affected due of drainage is equal to the depth of peat removed
Click here
Click here

## 5d. CO2 loss from drained peat
CO2 loss due to drainage
Note: Note, CO2 losses are calculated using two approaches: IPCC default methodology and more site specific equations derived for this project. The IPCC methodology is included because it is the established approach, although it contains no site detail. The new equations have been derived directly from experimental data for acid bogs and fens (see Nayak et al, 2008 - Final report). |  |  |  | Click here to move to 5. Loss of soil CO2
Click here to move to Payback Time
| Expected | Minimum | Maximum
Drained Land
Total area affected by drainage due to wind farm construction (ha) | 19.9294 | 9.412 | 31.5523
Will the hydrology of the site be restored on decommissioning? | Yes | Yes | Yes
Will the habitat of the site be restored on decommissioning? | Yes | Yes | Yes
Calculations of C Loss from Drained Land if Site is NOT Restored after Decommissioning
Total volume affected by drainage due to wind farm (m3) | 33771.8852 | 13289.5792 | 62514.0121
C Content of dry peat (% by weight) | 55 | 49.5 | 60.5
Dry soil bulk density (g cm-3) | 0.1 | 0.09 | 0.11
Total GHG emissions from Drained Land (t CO2 equiv.) | 6811.2827 | 2171.0501 | 15255.8476
Total GHG Emissions from Undrained Land (t CO2 equiv.) | 3206.0206 | 1379.0108 | 7252.8435
Calculations of C loss from Drained Land if Site IS Restored after Decommissioning
1. Losses if Land is Drained
Flooded period (days year-1) | 0 | 0 | 0
Lifetime of windfarm (years) | 25 | 25 | 25
Time required for regeneration of bog plants after restoration (years) | 10 | 10 | 10
Methane Emissions from Drained Land
Rate of methane emission in drained soil ((t CH4-C) ha-1 yr-1) | 0.055455 | 0.081231 | 0.037047
Conversion factor: CH4-C to CO2 equivalents | 30.6667 | 30.6667 | 30.6667
CH4 emissions from drained land (t CO2 equiv.) | 1186.2309 | 820.6124 | 1254.6237
Carbon Dioxide Emissions from Drained Land
Rate of carbon dioxide emission in drained soil (t CO2 ha-1 yr-1) | 5.2459 | 4.0643 | 6.5225
CO2 emissions from drained land (t CO2) | 3659.1633 | 1338.8501 | 7202.9672
Total GHG emissions from Drained Land (t CO2 equiv.) | 4845.3941 | 2159.4626 | 8457.5909
2. Losses if Land is Undrained
Flooded period (days year-1) | 178 | 178 | 178
Lifetime of windfarm (years) | 25 | 25 | 25
Time required for regeneration of bog plants after restoration (years) | 10 | 10 | 10
Methane Emissions from Undrained Land
Rate of methane emission in undrained soil ((t CH4-C) ha-1 yr-1) | 0.10741 | 0.23214 | 0.047919
Conversion factor: CH4-C to CO2 equivalents | 30.6667 | 30.6667 | 30.6667
CH4 emissions from undrained land (t CO2 equiv.) | 1120.4447 | 1143.6587 | 791.4045
Carbon Dioxide Emissions from Undrained Land
Rate of carbon dioxide emission in undrained soil (t CO2 ha-1 yr-1) | 3.2467 | 1.3509 | 5.708
CO2 emissions from undrained land (t CO2) | 1160.2466 | 227.992 | 3229.4526
Total GHG Emissions from Undrained Land (t CO2 equiv.) | 2280.6913 | 1371.6507 | 4020.8571
3. CO2 Losses due to Drainage
Total GHG emissions from drained land (t CO2 equiv.) | 4845.3941 | 2159.4626 | 8457.5909
Total GHG emissions from undrained land (t CO2 equiv.) | 2280.6913 | 1371.6507 | 4020.8571
RESULTS
Total GHG emissions due to drainage (t CO2 equiv.) | 2564.7028 | 787.8119 | 4436.7338
Click here to move to 5. Loss of soil CO2
Click here to move to Payback Time
CO2 loss due to drainage
Note: Note, CO2 losses are calculated using two approaches: IPCC default methodology and more site specific equations derived for this project. The IPCC methodology is included because it is the established approach, although it contains no site detail. The new equations have been derived directly from experimental data for acid bogs and fens (see Nayak et al, 2008 - Final report).
Assumption: Losses of GHG from drained and undrained land have the same proportion throughout the emission period.
Assumption: The drained soil is not flooded at any time of the year.
Note:Conversion = (23 x 16/12) = 30.67 CO2 equiv. (CH4-C)-1
Note:Conversion = (23 x 16/12) = 30.67 CO2 equiv. (CH4-C)-1
Click here
Click here
Check
Check
Check
Check
Check
Click here
Click here

## 5e. Emission rates from soils
Emission rates from soils
Note: Note, CO2 losses are calculated using two approaches: IPCC default methodology and more site specific equations derived for this project. The IPCC methodology is included because it is the established approach, although it contains no site detail. The new equations have been thoroughly tested against experimental data (see Nayak et al, 2008 - Final report). |  |  |  | Click here to move to 5d.
Click here to move to Payback Time
Selected Methodology = | Site specific (required for planning applications)
Type of peatland = | Acid Bog
Calculations following IPCC default methodology | Expected | Minimum | Maximum
Emission characteristics of acid bogs (IPCC, 1997)
Flooded period (days year-1) | 178 | 178 | 178
Annual rate of methane emission (t CH4-C ha-1 yr-1) | 0.04015 | 0.04015 | 0.04015
Annual rate of carbon dioxide emission (t CO2 ha-1 yr-1) | 35.2 | 35.2 | 35.2
Emission characteristics of fens (IPCC, 1997)
Flooded period (days year-1) | 169 | 169 | 169
Annual rate of methane emission (t CH4-C ha-1 yr-1) | 0.219 | 0.219 | 0.219
Annual rate of carbon dioxide emission (t CO2 ha-1 yr-1) | 35.2 | 35.2 | 35.2
Selected emission characteristics (IPCC, 1997)
Flooded period (days year-1) | 178 | 178 | 178
Annual rate of methane emission (t CH4-C ha-1 yr-1) | 0.04015 | 0.04015 | 0.04015
Annual rate of carbon dioxide emission (t CO2 ha-1 yr-1) | 35.2 | 35.2 | 35.2
Calculations following ECOSSE based methodology
Drained Land
Total area affected by drainage due to wind farm construction (ha) | 19.9294 | 9.412 | 31.5523
Total volume affected by drainage due to wind farm construction (m3) | 33771.8852 | 13289.5792 | 62514.0121
Soil Characteristics that Determine Emission Rates
Average annual air temperature at the site (oC) | 8.6 | 8.6 | 8.6
Average water table depth at site (m) | 0.12 | 0.06 | 0.18
Average water table depth of drained land (m) | 0.16946 | 0.1412 | 0.19813
Annual Emission Rates following site specific methodology
Acid bogs
Rate of carbon dioxide emission in drained soil (t CO2 ha-1 yr-1) | 5.2459 | 4.0643 | 6.5225
Rate of carbon dioxide emission in undrained soil (t CO2 ha-1 yr-1) | 3.2467 | 1.3509 | 5.708
Rate of methane emission in drained soil ((t CH4-C) ha-1 yr-1) | 0.055455 | 0.081231 | 0.037047
Rate of methane emission in undrained soil ((t CH4-C) ha-1 yr-1) | 0.10741 | 0.23214 | 0.047919
Fens
Rate of carbon dioxide emission in drained soil (t CO2 ha-1 yr-1) | 12.9358 | 9.9467 | 16.6682
Rate of carbon dioxide emission in undrained soil (t CO2 ha-1 yr-1) | 8.2141 | 5.5228 | 14.2346
Rate of methane emission in drained soil ((t CH4-C) ha-1 yr-1) | 0.10458 | 0.13893 | 0.078141
Rate of methane emission in undrained soil ((t CH4-C) ha-1 yr-1) | 0.17167 | 0.31063 | 0.094028
Selected emission characteristics following site specific methodology
Rate of carbon dioxide emission in drained soil (t CO2 ha-1 yr-1) | 5.2459 | 4.0643 | 6.5225
Rate of carbon dioxide emission in undrained soil (t CO2 ha-1 yr-1) | 3.2467 | 1.3509 | 5.708
Rate of methane emission in drained soil ((t CH4-C) ha-1 yr-1) | 0.055455 | 0.081231 | 0.037047
Rate of methane emission in undrained soil ((t CH4-C) ha-1 yr-1) | 0.10741 | 0.23214 | 0.047919
RESULTS
Selected Emission Rates
Rate of carbon dioxide emission in drained soil (t CO2 ha-1 yr-1) | 5.2459 | 4.0643 | 6.5225
Rate of carbon dioxide emission in undrained soil (t CO2 ha-1 yr-1) | 3.2467 | 1.3509 | 5.708
Rate of methane emission in drained soil ((t CH4-C) ha-1 yr-1) | 0.055455 | 0.081231 | 0.037047
Rate of methane emission in undrained soil ((t CH4-C) ha-1 yr-1) | 0.10741 | 0.23214 | 0.047919
Click here to move to 5d. CO2 loss from drained peat
Click here to move to Payback Time
Emission rates from soils
Note: Note, CO2 losses are calculated using two approaches: IPCC default methodology and more site specific equations derived for this project. The IPCC methodology is included because it is the established approach, although it contains no site detail. The new equations have been thoroughly tested against experimental data (see Nayak et al, 2008 - Final report).
Assumption: The period of flooding is taken to be 178 days yr-1 for acid bogs and 169 days yr-1 based on the monthly mean temperature and the lengths of inundation (IPCC, 1997, Revised 1996 IPCC guidelines for national greenhouse gas inventories, Vol 3, table 5-13)
Assumption: The CH4 emission rate provided for acid bogs is 11 (1-38) mg CH4-C m-2 day-1 x 365 days; and for fens is 60 (21-162) mg CH4-C m-2 day-1 x 365 days (Aselmann & Crutzen ,1989. J.Atm.Chem. 8, 307-358)
Assumption: CO2 emissions on drainage of organic soils for upland crops (e.g., grain, vegetables) are 3.667x9.6 (7.9-11.3) t CO2 ha-1 yr-1 in temperate climates (Armentano and Menges, 1986. J. Ecol. 74, 755-774).
Click here
Click here
Click here
Click here

## 6. CO2 loss by DOC & POC loss
Emissions due to loss of DOC and POC
Note: Note, CO2 losses from DOC and POC are calculated using a simple approach derived from generic estimates of the percentage of the total CO2 loss that is due to DOC or POC leaching
No POC losses for bare soil included yet. If extensive areas of bare soil is present at site need modified calculation (Birnie et al, 1991)
| Expected | Minimum | Maximum
Total C loss
Gross CO2 loss from restored drained land (t CO2) | 2498.9167 | 1110.8582 | 3973.5146
Gross CH4 loss from restored drained land (t CO2 equiv.) | 65.7861 | 0 | 463.2192
Gross CO2 loss from improved land (t CO2)
Degraded Bog | 0 | 0 | 0
Felled Forestry | 0 | 0 | 0
Borrow Pits | 0 | 0 | 0
Foundations & Hardstanding | 0 | 0 | 0
Gross CH4 loss from improved land (t CO2 equiv.)
Degraded Bog | 10202.6181 | 4681.4129 | 13552.4539
Felled Forestry | 8982.4546 | 6932.6389 | 10578.5459
Borrow Pits | 75.6153 | 12.7474 | 122.5434
Foundations & Hardstanding | 155.3558 | 13.5251 | 367.5146
Conversion factor: CH4-C to CO2 equivalents | 30.6667 | 30.6667 | 30.6667
% total soil C losses, lost as DOC | 26 | 7 | 40
% DOC loss emitted as CO2 over the long term | 100 | 100 | 100
% total soil C losses, lost as POC | 8 | 4 | 10
% POC loss emitted as CO2 over the long term | 100 | 100 | 100
Total gaseous loss of C (t C) | 1159.2219 | 588.195 | 1699.1339
Total C loss as DOC (t C) | 301.3977 | 41.1737 | 679.6536
Total C loss as POC (t C) | 92.7378 | 23.5278 | 169.9134
RESULTS
Total CO2 loss due to DOC leaching (t CO2) | 1103.1156 | 150.6956 | 2487.532
Total CO2 loss due to POC leaching (t CO2) | 339.4202 | 86.1117 | 621.883
Total CO2 loss due to DOC & POC leaching (t CO2) | 1442.5357 | 236.8073 | 3109.415
Additional CO2 payback time of windfarm due to DOC & POC
…coal-fired electricity generation (months) | 0.13111 | 0.02935 | 0.18529
…grid-mix of electricity generation (months) | 0.26221 | 0.058699 | 0.37059
…fossil fuel - mix of electricity generation (months) | 0.18575 | 0.041583 | 0.26252
Click here to move to Payback Time
Emissions due to loss of DOC and POC
Note: Note, CO2 losses from DOC and POC are calculated using a simple approach derived from generic estimates of the percentage of the total CO2 loss that is due to DOC or POC leaching
No POC losses for bare soil included yet. If extensive areas of bare soil is present at site need modified calculation (Birnie et al, 1991)
Assumption: DOC loss ranges between 7 - 40% of the total gaseous loss if calculated from the reported (minimum and maximum) values in Worrall 2009 and is 26% of the total gaseous loss if calculated from the mean of reported maximum and minimum value in Worrall 2009. These DOC values are flux based on soil water concentration (i.e. 12.5 - 85.9 MgC/KM2/yr)
and not on flux at catchment outlet (i.e. 10.3 - 21.8 MgC/KM2/yr)
Worrall, F. et al., 2009. The multi-annual carbon budget of a peat-covered catchment. Science of The Total Environment, 407(13), pp.4084-4094.
Assumption: In the long term, 100% of leached DOC is assumed to be lost as CO2
Assumption: POC loss ranges between 4-10% of the total gaseous loss if calculated from the reported values and is 8% of the total gaseous loss if calculated from the mean of reported maximum and minimum value in Worrall 2009. POC range is (7 - 22.4 MgC/KM2/yr) (Worrall et al, 2009).
Assumption: In the long term, 100% of leached POC is assumed to be lost as CO2
Click here
Note: Only restored drained land included because if land is not restored, the C lost has already been counted as carbon dioxide

## 7i. Forestry CO2 loss - simple
Emissions due to forest felling - calculation using simple management data
Note: Emissions due to forestry felling are calculated from the reduced carbon sequestered per crop rotation. If the forestry was due to be removed before the planned development, this C loss is not attributable to the wind farm and so the area of forestry to be felled should be entered as zero.
| Expected | Minimum | Maximum
Emissions due to forestry felling
Area of forestry plantation to be felled (ha) | 149 | 134 | 164
Carbon sequestered (tC ha-1 yr-1) | 1.65 | -0.3 | 3.6
Lifetime of windfarm (years) | 25 | 25 | 25
Carbon sequestered over the lifetime of the windfarm (t C ha-1) | 41.25 | -7.5 | 90
RESULTS
Total carbon loss due to felling of forestry (t CO2) | 22538.2988 | -3685.335 | 54124.92
Additional CO2 payback time of windfarm due to management of forestry
…coal-fired electricity generation (months) | 2.0484 | -0.45676 | 3.2254
…grid-mix of electricity generation (months) | 4.0968 | -0.91351 | 6.4507
…fossil fuel - mix of electricity generation (months) | 2.9022 | -0.64713 | 4.5697
Click here to move to Payback Time
Emissions due to forest felling - calculation using simple management data
Note: Emissions due to forestry felling are calculated from the reduced carbon sequestered per crop rotation. If the forestry was due to be removed before the planned development, this C loss is not attributable to the wind farm and so the area of forestry to be felled should be entered as zero.
Click here

## 7ii. Forestry CO2 loss - detail
CO2 loss from forests - calculation using detailed management information
Forest carbon calculator (Perks et al, 2009)
| Total |  |  | Forestry Area 1 |  |  | Forestry Area 2 |  |  | Forestry Area 3 |  |  | Forestry Area 4 |  |  | Forestry Area 5
| Exp | Min | Max | Exp | Min | Max | Exp | Min | Max | Exp | Min | Max | Exp | Min | Max | Exp | Min | Max
Loss of carbon sequestration due to felling of forestry for the wind farm
Number of turbines | 0 | 0 | 0 | 0 | 0 | 0 | 0 | 0 | 0 | 0 | 0 | 0 | 0 | 0 | 0 | 0 | 0 | 0
Area felled around each turbine (ha) |  |  |  | 0 | 0 | 0 | 0 | 0 | 0 | 0 | 0 | 0 | 0 | 0 | 0 | 0 | 0 | 0
Area of forestry plantation to be felled for wind farm (ha) | 0 | 0 | 0 | 0 | 0 | 0 | 0 | 0 | 0 | 0 | 0 | 0 | 0 | 0 | 0 | 0 | 0 | 0
Area replanted around each turbine (ha) |  |  |  | 0 | 0 | 0 | 0 | 0 | 0 | 0 | 0 | 0 | 0 | 0 | 0 | 0 | 0 | 0
Area of forestry plantation to be replanted (ha) | 0 | 0 | 0 | 0 | 0 | 0 | 0 | 0 | 0 | 0 | 0 | 0 | 0 | 0 | 0 | 0 | 0 | 0
Area deforested for wind farm (ha) | 0 | 0 | 0 | 0 | 0 | 0 | 0 | 0 | 0 | 0 | 0 | 0 | 0 | 0 | 0 | 0 | 0 | 0
Carbon sequestered per hectare for lifetime of the wind farm (t C ha-1) |  |  |  | 185.5844 | 185.5844 | 185.5844 | 185.5844 | 185.5844 | 185.5844 | 185.5844 | 185.5844 | 185.5844 | 185.5844 | 185.5844 | 185.5844 | 185.5844 | 185.5844 | 185.5844
Total potential carbon sequestration loss due to felling of forestry for the wind farm (t CO2) | 0 | 0 | 0 | 0 | 0 | 0 | 0 | 0 | 0 | 0 | 0 | 0 | 0 | 0 | 0 | 0 | 0 | 0
Cleared Forest Floor Emissions
Soil type |  |  |  | Peaty Gley | Peaty Gley | Peaty Gley | Peaty Gley | Peaty Gley | Peaty Gley | Peaty Gley | Peaty Gley | Peaty Gley | Peaty Gley | Peaty Gley | Peaty Gley | Peaty Gley | Peaty Gley | Peaty Gley
Life time of wind farm (years) | 25 | 25 | 25 | 25 | 25 | 25 | 25 | 25 | 25 | 25 | 25 | 25 | 25 | 25 | 25 | 25 | 25 | 25
Area deforested for wind farm (ha) | 0 | 0 | 0 | 0 | 0 | 0 | 0 | 0 | 0 | 0 | 0 | 0 | 0 | 0 | 0 | 0 | 0 | 0
Carbon released per hectare unforested (tC ha-1 yr-1) |  |  |  | 3.98 | 3.98 | 3.98 | 3.98 | 3.98 | 3.98 | 3.98 | 3.98 | 3.98 | 3.98 | 3.98 | 3.98 | 3.98 | 3.98 | 3.98
Total emissions due to cleared land (t CO2) | 0 | 0 | 0 | 0 | 0 | 0 | 0 | 0 | 0 | 0 | 0 | 0 | 0 | 0 | 0 | 0 | 0 | 0
Emissions from harvesting operations
Soil type |  |  |  | Peaty Gley | Peaty Gley | Peaty Gley | Peaty Gley | Peaty Gley | Peaty Gley | Peaty Gley | Peaty Gley | Peaty Gley | Peaty Gley | Peaty Gley | Peaty Gley | Peaty Gley | Peaty Gley | Peaty Gley
Emissions from harvesting operations (g CO2 m-3) | 0 | 0 | 0 | 0 | 0 | 0 | 0 | 0 | 0 | 0 | 0 | 0 | 0 | 0 | 0 | 0 | 0 | 0
Age of forest to be felled (years) | 0 | 0 | 0 | 0 | 0 | 0 | 0 | 0 | 0 | 0 | 0 | 0 | 0 | 0 | 0 | 0 | 0 | 0
Area of forestry plantation to be felled for wind farm (ha) | 0 | 0 | 0 | 0 | 0 | 0 | 0 | 0 | 0 | 0 | 0 | 0 | 0 | 0 | 0 | 0 | 0 | 0
Volume of wood felled (m3 ha-1) |  |  |  | 0 | 0 | 0 | 0 | 0 | 0 | 0 | 0 | 0 | 0 | 0 | 0 | 0 | 0 | 0
Emissions due to harvesting operations (t CO2) | 0 | 0 | 0 | 0 | 0 | 0 | 0 | 0 | 0 | 0 | 0 | 0 | 0 | 0 | 0 | 0 | 0 | 0
Savings from use of felled forestry as biofuel
Is timber used as biofuel? |  |  |  | No | No | No | Yes | Yes | Yes | Yes | Yes | Yes | Yes | Yes | Yes | Yes | Yes | Yes
Area of forestry plantation to be felled for wind farm (ha) | 0 | 0 | 0 | 0 | 0 | 0 | 0 | 0 | 0 | 0 | 0 | 0 | 0 | 0 | 0 | 0 | 0 | 0
Carbon in felled forestry (tC ha-1) |  |  |  | 374.1921 | 374.1921 | 374.1921 | 374.1921 | 374.1921 | 374.1921 | 374.1921 | 374.1921 | 374.1921 | 374.1921 | 374.1921 | 374.1921 | 374.1921 | 374.1921 | 374.1921
(Carbon : Biomass) ratio of felled forestry |  |  |  | 0 | 0 | 0 | 0 | 0 | 0 | 0 | 0 | 0 | 0 | 0 | 0 | 0 | 0 | 0
Biomass weight of felled forestry (t) | 0 | 0 | 0 | 0 | 0 | 0 | 0 | 0 | 0 | 0 | 0 | 0 | 0 | 0 | 0 | 0 | 0 | 0
Value of felled forestry as a biomass fuel (MWh t-1) |  |  |  | 0 | 0 | 0 | 0 | 0 | 0 | 0 | 0 | 0 | 0 | 0 | 0 | 0 | 0 | 0
Total biomass power value (MWh) |  |  |  | 0 | 0 | 0 | 0 | 0 | 0 | 0 | 0 | 0 | 0 | 0 | 0 | 0 | 0 | 0
Fossil fuel-mix emission factor (t CO2 MWh-1) | 0.607 | 0.5463 | 0.6677 | 0.607 | 0.5463 | 0.6677 | 0.607 | 0.5463 | 0.6677 | 0.607 | 0.5463 | 0.6677 | 0.607 | 0.5463 | 0.6677 | 0.607 | 0.5463 | 0.6677
Savings in CO2 emissions associated with using felled forestry as a biofuel (t CO2) | 0 | 0 | 0 | 0 | 0 | 0 | 0 | 0 | 0 | 0 | 0 | 0 | 0 | 0 | 0 | 0 | 0 | 0
Distance to nearest biomass power plant (km) | 0 | 0 | 0 | 0 | 0 | 0 | 0 | 0 | 0 | 0 | 0 | 0 | 0 | 0 | 0 | 0 | 0 | 0
Emissions of CO2 associated with transportation by each km distance (t CO2 km-1) | 0 | 0 | 0 | 0 | 0 | 0 | 0 | 0 | 0 | 0 | 0 | 0 | 0 | 0 | 0 | 0 | 0 | 0
Total emissions of CO2 associated with transportation (t CO2 eq.) |  |  |  | 0 | 0 | 0 | 0 | 0 | 0 | 0 | 0 | 0 | 0 | 0 | 0 | 0 | 0 | 0
Fossil fuel equivalent saving (t CO2) | 0 | 0 | 0 | 0 | 0 | 0 | 0 | 0 | 0 | 0 | 0 | 0 | 0 | 0 | 0 | 0 | 0 | 0
Savings from use of replanted forestry as a biofuel
Area of replanted forestry (ha) | 0 | 0 | 0 | 0 | 0 | 0 | 0 | 0 | 0 | 0 | 0 | 0 | 0 | 0 | 0 | 0 | 0 | 0
Soil type |  |  |  | Peaty Gley | Peaty Gley | Peaty Gley | Peaty Gley | Peaty Gley | Peaty Gley | Peaty Gley | Peaty Gley | Peaty Gley | Peaty Gley | Peaty Gley | Peaty Gley | Peaty Gley | Peaty Gley | Peaty Gley
Number of years replanted forestry grown on site (years) |  |  |  | 25 | 25 | 25 | 25 | 25 | 25 | 25 | 25 | 25 | 25 | 25 | 25 | 25 | 25 | 25
Carbon in replanted forestry when felled (tC ha-1) |  |  |  | 196.3423 | 196.3423 | 196.3423 | 196.3423 | 196.3423 | 196.3423 | 196.3423 | 196.3423 | 196.3423 | 196.3423 | 196.3423 | 196.3423 | 196.3423 | 196.3423 | 196.3423
(Carbon : Biomass) ratio of felled forestry |  |  |  | 0 | 0 | 0 | 0 | 0 | 0 | 0 | 0 | 0 | 0 | 0 | 0 | 0 | 0 | 0
Biomass weight (t) | 0 | 0 | 0 | 0 | 0 | 0 | 0 | 0 | 0 | 0 | 0 | 0 | 0 | 0 | 0 | 0 | 0 | 0
Value of replanted forestry as a biomass fuel (MWh t-1) |  |  |  | 0 | 0 | 0 | 0 | 0 | 0 | 0 | 0 | 0 | 0 | 0 | 0 | 0 | 0 | 0
Total biomass power value (MWh) |  |  |  | 0 | 0 | 0 | 0 | 0 | 0 | 0 | 0 | 0 | 0 | 0 | 0 | 0 | 0 | 0
Fossil fuel-mix emission factor (t CO2 MWh-1) | 0.607 | 0.5463 | 0.6677 | 0.607 | 0.5463 | 0.6677 | 0.607 | 0.5463 | 0.6677 | 0.607 | 0.5463 | 0.6677 | 0.607 | 0.5463 | 0.6677 | 0.607 | 0.5463 | 0.6677
Savings in CO2 emissions associated with using replanted forestry as a biofuel (t CO2) |  |  |  | 0 | 0 | 0 | 0 | 0 | 0 | 0 | 0 | 0 | 0 | 0 | 0 | 0 | 0 | 0
Distance to nearest biomass power plant (km) | 0 | 0 | 0 | 0 | 0 | 0 | 0 | 0 | 0 | 0 | 0 | 0 | 0 | 0 | 0 | 0 | 0 | 0
Emissions of CO2 associated with transportation (t CO2 km-1) | 0 | 0 | 0 | 0 | 0 | 0 | 0 | 0 | 0 | 0 | 0 | 0 | 0 | 0 | 0 | 0 | 0 | 0
Carbon equivalent of transportation (t CO2 eq.) |  |  |  | 0 | 0 | 0 | 0 | 0 | 0 | 0 | 0 | 0 | 0 | 0 | 0 | 0 | 0 | 0
Fossil fuel equivalent saving (t CO2) | 0 | 0 | 0 | 0 | 0 | 0 | 0 | 0 | 0 | 0 | 0 | 0 | 0 | 0 | 0 | 0 | 0 | 0
RESULTS
Total Carbon loss associated with forest management (t CO2) | 0 | 0 | 0 | 0 | 0 | 0 | 0 | 0 | 0 | 0 | 0 | 0 | 0 | 0 | 0 | 0 | 0 | 0
Additional CO2 payback time of windfarm due to management of forestry
…coal-fired electricity generation (months) | 0 | 0 | 0 | 0 | 0 | 0 | 0 | 0 | 0 | 0 | 0 | 0 | 0 | 0 | 0 | 0 | 0 | 0
…grid-mix of electricity generation (months) | 0 | 0 | 0 | 0 | 0 | 0 | 0 | 0 | 0 | 0 | 0 | 0 | 0 | 0 | 0 | 0 | 0 | 0
…fossil fuel - mix of electricity generation (months) | 0 | 0 | 0 | 0 | 0 | 0 | 0 | 0 | 0 | 0 | 0 | 0 | 0 | 0 | 0 | 0 | 0 | 0
`
CO2 loss from forests - calculation using detailed management information
Forest carbon calculator (Perks et al, 2009)

## 7a. C sequest. in trees (3PG)
Carbon sequestration in trees
Simplified version of the 3PG model (Xenakis et al, 2008). This version, doesn't require climate data as no explicit environmental modifier is calculated. Instead, it uses a factor (from 0 to 1) representing the total effect of environment on growth. The simplified model requires a value of annual incoming solar radiation, a modifier for the age-related decline in productivity, a light extinction coefficient and specific leaf area. The model calculates gross primary productivity (GPP) and then net primary production (NPP) through a standard ratio. It allocates NPP to roots, wood and foliage. A soil model calculates the size of old and young carbon pools, respiration losses from these pools and from this net ecosystem productivity (NEP). The model does not need temp/rain/solrad data: the impact of the environment at the site is included by adjusting the environmental modifier, based on site yield class and temperature. Light use efficiency (LUE), rather than quantum use efficiency (QYE) is used, making it easier to develop the model for many species even for a grouping such as "conifers" or "deciduous". Calibration for Sitka Spruce gives QYE = 0.08 (mol/mol) => LUE = 2.21 (kC/MJ), and for SP QYE = 0.05 (mol/mol) => LUE = 1.37 (kC/MJ).
`
| Values taken from input sheet | Total |  |  | Forestry Area 1 |  |  | Forestry Area 2 |  |  | Forestry Area 3 |  |  | Forestry Area 4 |  |  | Forestry Area 5
|  | Exp | Min | Max | Exp | Min | Max | Exp | Min | Max | Exp | Min | Max | Exp | Min | Max | Exp | Min | Max
| Accumulated temperature (day-degrees > 5oC) | (M201050 to 1350 deg.C) | (M201050 to 1350 deg.C) | (M201050 to 1350 deg.C) | (M201050 to 1350 deg.C) | (M201050 to 1350 deg.C) | (M201050 to 1350 deg.C) | (M201050 to 1350 deg.C) | (M201050 to 1350 deg.C) | (M201050 to 1350 deg.C) | (M201050 to 1350 deg.C) | (M201050 to 1350 deg.C) | (M201050 to 1350 deg.C) | (M201050 to 1350 deg.C) | (M201050 to 1350 deg.C) | (M201050 to 1350 deg.C) | (M201050 to 1350 deg.C) | (M201050 to 1350 deg.C) | (M201050 to 1350 deg.C)
| Code number | 2 | 2 | 2 | 2 | 2 | 2 | 2 | 2 | 2 | 2 | 2 | 2 | 2 | 2 | 2 | 2 | 2 | 2
| Major Soil Sub Group | Peaty gley |  |  | Peaty gley | Peaty gley | Peaty gley | Peaty gley | Peaty gley | Peaty gley | Peaty gley | Peaty gley | Peaty gley | Peaty gley | Peaty gley | Peaty gley | Peaty gley | Peaty gley | Peaty gley
| Code number | 1 |  |  | 1 | 1 | 1 | 1 | 1 | 1 | 1 | 1 | 1 | 1 | 1 | 1 | 1 | 1 | 1
| Species | Sitka spruce |  |  | Sitka spruce | Sitka spruce | Sitka spruce | Scots pine | Scots pine | Scots pine | Scots pine | Scots pine | Scots pine | Scots pine | Scots pine | Scots pine | Scots pine | Scots pine | Scots pine
| Code number | 2 |  |  | 2 | 2 | 2 | 1 | 1 | 1 | 1 | 1 | 1 | 1 | 1 | 1 | 1 | 1 | 1
| Age of forestry when felled for windfarm (yr) | 0 |  |  | 0 | 0 | 0 | 0 | 0 | 0 | 0 | 0 | 0 | 0 | 0 | 0 | 0 | 0 | 0
| Lifetime of windfarm (years) | 25 | 25 | 25 | 25 | 25 | 25 | 25 | 25 | 25 | 25 | 25 | 25 | 25 | 25 | 25 | 25 | 25 | 25
| Years after felling when replanting occurs | 0 |  |  | 0 | 0 | 0 | 0 | 0 | 0 | 0 | 0 | 0 | 0 | 0 | 0 | 0 | 0 | 0
| Age of seedlings on planting (yr) |  |  |  | 0 | 0 | 0 | 0 | 0 | 0 | 0 | 0 | 0 | 0 | 0 | 0 | 0 | 0 | 0
| Years when replanted forestry will be grown on wind farm site | 25 |  |  | 25 | 25 | 25 | 25 | 25 | 25 | 25 | 25 | 25 | 25 | 25 | 25 | 25 | 25 | 25
RESULTS
| Calculated Net Primary Production | Total |  |  | Forestry Area 1 |  |  | Forestry Area 2 |  |  | Forestry Area 3 |  |  | Forestry Area 4 |  |  | Forestry Area 5
|  | Exp | Min | Max | Exp | Min | Max | Exp | Min | Max | Exp | Min | Max | Exp | Min | Max | Exp | Min | Max
| Net loss in forest primary production over lifetime of wind farm ( t C ha-1) | 129.7242 | 129.7242 | 129.7242 | 185.5844 | 185.5844 | 185.5844 | 115.7592 | 115.7592 | 115.7592 | 115.7592 | 115.7592 | 115.7592 | 115.7592 | 115.7592 | 115.7592 | 115.7592 | 115.7592 | 115.7592
| Total forest net primary production at felling for wind farm (t C ha-1) | 274.3088 | 274.3088 | 274.3088 | 374.1921 | 374.1921 | 374.1921 | 249.3379 | 249.3379 | 249.3379 | 249.3379 | 249.3379 | 249.3379 | 249.3379 | 249.3379 | 249.3379 | 249.3379 | 249.3379 | 249.3379
| Net primary production of replanted forestry assuming same species replanted and managed over lifespan of windfarm ( t C ha-1) | 150.6078 | 150.6078 | 150.6078 | 196.3423 | 196.3423 | 196.3423 | 139.1742 | 139.1742 | 139.1742 | 139.1742 | 139.1742 | 139.1742 | 139.1742 | 139.1742 | 139.1742 | 139.1742 | 139.1742 | 139.1742
BACKGROUND CALCULATIONS
| Parameter |  |  | Units | Species |  | Selected Value
[5 empty] | Scots Pine | Sitka Spruce | Area 1 | Area 2 | Area 3 | Area 4 | Area 5
3PG module
| Average annual photosynthetically active radiation |  | 2880 | MJ m-2 yr-1 |  |  | 2880 | 2880 | 2880 | 2880 | 2880
| Light extinction coefficient |  | 0.5 | - |  |  | 0.5 | 0.5 | 0.5 | 0.5 | 0.5
| Specific leaf area |  |  | m2 kg-1 C | 6 | 8 | 8 | 6 | 6 | 6 | 6
| Leaf longevity |  |  | yrs | 4 | 7 | 7 | 4 | 4 | 4 | 4
| Fine root longevity |  | 1 | yrs |  |  | 1 | 1 | 1 | 1 | 1
| Maximum light-use efficiency |  |  | kg C MJ-1day-1 | 0.00152 | 0.001656 | 0.001656 | 0.00152 | 0.00152 | 0.00152 | 0.00152
| Total reduction factor for misc environmental effects |  |  | - |  |  | 0.3551 | 0.3551 | 0.3551 | 0.3551 | 0.3551
| Ratio of NPP to GPP |  | 0.47 | - |  |  | 0.47 | 0.47 | 0.47 | 0.47 | 0.47
| Allocation to foliage |  | 0.25 | - |  |  | 0.25 | 0.25 | 0.25 | 0.25 | 0.25
| Coefficient for allocation response to nitrogen |  | 1 | - |  |  | 1 | 1 | 1 | 1 | 1
| Age for 50% reduction in light-use efficiency |  |  | yrs | 100 | 120 | 120 | 100 | 100 | 100 | 100
| Initial foliage biomass |  | 0.005 | kg C m-2 |  |  | 0.005 | 0.005 | 0.005 | 0.005 | 0.005
Understorey module
| Understorey LAI |  | 3 | - |  |  | 3 | 3 | 3 | 3 | 3
| Conversion Factors | Quantum yield efficiency (mol mol-1) | to | Light use efficiency (kgC MJ-1) |  | GPP Reduction Factor Lookup Table
|  | 0.047 |  | 0.0012972 |  |  |  | Accumulated temperature
[6 empty] | Soil type |  | Less than 1050 oC yr-1 | 1050 to 1350 oC yr-1 | More than 1050 oC yr-1
|  | Light use efficiency (kgC MJ-1) | to | Quantum yield efficiency (mol mol-1) |  |  | Code | 1 | 2 | 3
|  | 0.00135 |  | 0.048913 |  | Peaty Gley | 1 | 0.31785 | 0.3551 | 0.37196
| gDM_mol | 24 |  |  |  | Deep Peat | 2 | 0.31768 | 0.35695 | 0.36787
| molPAR_MJ | 2.3
| Integration step (yrs) | 1
|  |  | Forestry Area 1 | [7 empty] | Forestry Area 2 | [7 empty] | Forestry Area 3 | [7 empty] | Forestry Area 4 | [7 empty] | Forestry Area 5
| Age (years) | Thinning regime | State variables |  | Light interception |  |  | Primary production |  |  | State variables |  | Light interception |  |  | Primary production |  |  | State variables |  | Light interception |  |  | Primary production |  |  | State variables |  | Light interception |  |  | Primary production |  |  | State variables |  | Light interception |  |  | Primary production
|  |  | Wf - Foliage biomass (kg C m-2) | LAI - Leaf area index (m2 m-2) | fpau -Utilized absorbed photosynth-etically active radiation (MJ m-2 yr-1) | fpaUS - Absorbed photosynth-etically active radiation of the understorey (MJ m-2 yr-1) | fpauUS - Utilized absorbed photosynth-etically active radiation of the understorey (MJ m-2 yr-1) | NPPtrees - Net primary production of trees (kg C m-2 yr-1) | NPPtot - Total net primary production (t C ha-1 yr-1) | SNPPtot - Cumulated total net primary production (t C ha-1) | Wf - Foliage biomass (kg C m-2) | LAI - Leaf area index (m2 m-2) | fpau -Utilized absorbed photosynth-etically active radiation (MJ m-2 yr-1) | fpaUS - Absorbed photosynth-etically active radiation of the understorey (MJ m-2 yr-1) | fpauUS - Utilized absorbed photosynth-etically active radiation of the understorey (MJ m-2 yr-1) | NPPtrees - Net primary production of trees (kg C m-2 yr-1) | NPPtot - Total net primary production (t C ha-1 yr-1) | SNPPtot - Cumulated total net primary production (t C ha-1) | Wf - Foliage biomass (kg C m-2) | LAI - Leaf area index (m2 m-2) | fpau -Utilized absorbed photosynth-etically active radiation (MJ m-2 yr-1) | fpaUS - Absorbed photosynth-etically active radiation of the understorey (MJ m-2 yr-1) | fpauUS - Utilized absorbed photosynth-etically active radiation of the understorey (MJ m-2 yr-1) | NPPtrees - Net primary production of trees (kg C m-2 yr-1) | NPPtot - Total net primary production (t C ha-1 yr-1) | SNPPtot - Cumulated total net primary production (t C ha-1) | Wf - Foliage biomass (kg C m-2) | LAI - Leaf area index (m2 m-2) | fpau -Utilized absorbed photosynth-etically active radiation (MJ m-2 yr-1) | fpaUS - Absorbed photosynth-etically active radiation of the understorey (MJ m-2 yr-1) | fpauUS - Utilized absorbed photosynth-etically active radiation of the understorey (MJ m-2 yr-1) | NPPtrees - Net primary production of trees (kg C m-2 yr-1) | NPPtot - Total net primary production (t C ha-1 yr-1) | SNPPtot - Cumulated total net primary production (t C ha-1) | Wf - Foliage biomass (kg C m-2) | LAI - Leaf area index (m2 m-2) | fpau -Utilized absorbed photosynth-etically active radiation (MJ m-2 yr-1) | fpaUS - Absorbed photosynth-etically active radiation of the understorey (MJ m-2 yr-1) | fpauUS - Utilized absorbed photosynth-etically active radiation of the understorey (MJ m-2 yr-1) | NPPtrees - Net primary production of trees (kg C m-2 yr-1) | NPPtot - Total net primary production (t C ha-1 yr-1) | SNPPtot - Cumulated total net primary production (t C ha-1)
| 0 | 0 | 0.005 | 0.04 | 20.2504 | 2193.0819 | 778.7552 | 0.015761 | 6.2188 | 6.2188 | 0.005 | 0.03 | 15.2257 | 2204.0748 | 778.7552 | 0.010877 | 5.6722 | 5.6722 | 0.005 | 0.03 | 15.2257 | 2204.0748 | 778.7552 | 0.010877 | 5.6722 | 5.6722 | 0.005 | 0.03 | 15.2257 | 2204.0748 | 778.7552 | 0.010877 | 5.6722 | 5.6722 | 0.005 | 0.03 | 15.2257 | 2204.0748 | 778.7552 | 0.010877 | 5.6722 | 5.6722
| 1 | 0 | 0.0089403 | 0.071523 | 35.926 | 2158.7872 | 766.5773 | 0.027962 | 6.246 | 12.4649 | 0.0077193 | 0.046316 | 23.411 | 2186.1673 | 766.5773 | 0.016725 | 5.6437 | 11.3159 | 0.0077193 | 0.046316 | 23.411 | 2186.1673 | 766.5773 | 0.016725 | 5.6437 | 11.3159 | 0.0077193 | 0.046316 | 23.411 | 2186.1673 | 766.5773 | 0.016725 | 5.6437 | 11.3159 | 0.0077193 | 0.046316 | 23.411 | 2186.1673 | 766.5773 | 0.016725 | 5.6437 | 11.3159
| 2 | 0 | 0.015931 | 0.12745 | 63.1353 | 2099.2594 | 745.4392 | 0.049139 | 6.2933 | 18.7582 | 0.011901 | 0.071403 | 35.8671 | 2158.9162 | 745.4392 | 0.025623 | 5.5817 | 16.8975 | 0.011901 | 0.071403 | 35.8671 | 2158.9162 | 745.4392 | 0.025623 | 5.5817 | 16.8975 | 0.011901 | 0.071403 | 35.8671 | 2158.9162 | 745.4392 | 0.025623 | 5.5817 | 16.8975 | 0.011901 | 0.071403 | 35.8671 | 2158.9162 | 745.4392 | 0.025623 | 5.5817 | 16.8975
| 3 | 0 | 0.028216 | 0.22573 | 109.1469 | 1998.5964 | 709.6941 | 0.084951 | 6.3732 | 25.1314 | 0.018306 | 0.10984 | 54.65 | 2117.8232 | 709.6941 | 0.039042 | 5.4605 | 22.358 | 0.018306 | 0.10984 | 54.65 | 2117.8232 | 709.6941 | 0.039042 | 5.4605 | 22.358 | 0.018306 | 0.10984 | 54.65 | 2117.8232 | 709.6941 | 0.039042 | 5.4605 | 22.358 | 0.018306 | 0.10984 | 54.65 | 2117.8232 | 709.6941 | 0.039042 | 5.4605 | 22.358
| 4 | 0 | 0.049453 | 0.39563 | 183.5473 | 1835.8249 | 651.8946 | 0.14286 | 6.5024 | 31.6338 | 0.028067 | 0.1684 | 82.5842 | 2056.7093 | 651.8946 | 0.058998 | 5.2471 | 27.6051 | 0.028067 | 0.1684 | 82.5842 | 2056.7093 | 651.8946 | 0.058998 | 5.2471 | 27.6051 | 0.028067 | 0.1684 | 82.5842 | 2056.7093 | 651.8946 | 0.058998 | 5.2471 | 27.6051 | 0.028067 | 0.1684 | 82.5842 | 2056.7093 | 651.8946 | 0.058998 | 5.2471 | 27.6051
| 5 | 0 | 0.085168 | 0.68134 | 295.2544 | 1591.4338 | 565.1122 | 0.2298 | 6.6964 | 38.3302 | 0.042816 | 0.2569 | 123.2745 | 1967.6868 | 565.1122 | 0.088067 | 4.9178 | 32.523 | 0.042816 | 0.2569 | 123.2745 | 1967.6868 | 565.1122 | 0.088067 | 4.9178 | 32.523 | 0.042816 | 0.2569 | 123.2745 | 1967.6868 | 565.1122 | 0.088067 | 4.9178 | 32.523 | 0.042816 | 0.2569 | 123.2745 | 1967.6868 | 565.1122 | 0.088067 | 4.9178 | 32.523
| 6 | 0 | 0.13045 | 1.0436 | 415.7699 | 1327.7696 | 471.486 | 0.3236 | 6.9057 | 45.2359 | 0.054129 | 0.32477 | 153.2852 | 1902.0276 | 471.486 | 0.10951 | 4.4634 | 36.9863 | 0.054129 | 0.32477 | 153.2852 | 1902.0276 | 471.486 | 0.10951 | 4.4634 | 36.9863 | 0.054129 | 0.32477 | 153.2852 | 1902.0276 | 471.486 | 0.10951 | 4.4634 | 36.9863 | 0.054129 | 0.32477 | 153.2852 | 1902.0276 | 471.486 | 0.10951 | 4.4634 | 36.9863
| 7 | 0 | 0.19272 | 1.5417 | 549.5676 | 1035.0424 | 367.5397 | 0.42774 | 7.138 | 52.3739 | 0.067974 | 0.40784 | 188.6518 | 1824.648 | 367.5397 | 0.13477 | 3.9734 | 40.9598 | 0.067974 | 0.40784 | 188.6518 | 1824.648 | 367.5397 | 0.13477 | 3.9734 | 40.9598 | 0.067974 | 0.40784 | 188.6518 | 1824.648 | 367.5397 | 0.13477 | 3.9734 | 40.9598 | 0.067974 | 0.40784 | 188.6518 | 1824.648 | 367.5397 | 0.13477 | 3.9734 | 40.9598
| 8 | 0 | 0.27212 | 2.177 | 678.3003 | 753.3892 | 267.5257 | 0.52793 | 7.3616 | 59.7355 | 0.084673 | 0.50804 | 229.4015 | 1735.4862 | 267.5257 | 0.16388 | 3.55 | 44.5098 | 0.084673 | 0.50804 | 229.4015 | 1735.4862 | 267.5257 | 0.16388 | 3.55 | 44.5098 | 0.084673 | 0.50804 | 229.4015 | 1735.4862 | 267.5257 | 0.16388 | 3.55 | 44.5098 | 0.084673 | 0.50804 | 229.4015 | 1735.4862 | 267.5257 | 0.16388 | 3.55 | 44.5098
| 9 | 0 | 0.36523 | 2.9218 | 785.3677 | 519.1249 | 184.3393 | 0.61127 | 7.5474 | 67.2829 | 0.10448 | 0.62686 | 275.1469 | 1635.3868 | 184.3393 | 0.19656 | 3.2826 | 47.7924 | 0.10448 | 0.62686 | 275.1469 | 1635.3868 | 184.3393 | 0.19656 | 3.2826 | 47.7924 | 0.10448 | 0.62686 | 275.1469 | 1635.3868 | 184.3393 | 0.19656 | 3.2826 | 47.7924 | 0.10448 | 0.62686 | 275.1469 | 1635.3868 | 184.3393 | 0.19656 | 3.2826 | 47.7924
| 10 | 0 | 0.46587 | 3.727 | 863.9863 | 347.0885 | 123.2498 | 0.67246 | 7.6839 | 74.9667 | 0.1275 | 0.76499 | 325.0181 | 1526.2485 | 123.2498 | 0.23219 | 3.2024 | 50.9948 | 0.1275 | 0.76499 | 325.0181 | 1526.2485 | 123.2498 | 0.23219 | 3.2024 | 50.9948 | 0.1275 | 0.76499 | 325.0181 | 1526.2485 | 123.2498 | 0.23219 | 3.2024 | 50.9948 | 0.1275 | 0.76499 | 325.0181 | 1526.2485 | 123.2498 | 0.23219 | 3.2024 | 50.9948
| 11 | 0 | 0.56743 | 4.5395 | 916.9289 | 231.2117 | 82.1024 | 0.71366 | 7.7757 | 82.7424 | 0.15367 | 0.92203 | 377.6781 | 1410.9904 | 82.1024 | 0.26981 | 3.2847 | 54.2795 | 0.15367 | 0.92203 | 377.6781 | 1410.9904 | 82.1024 | 0.26981 | 3.2847 | 54.2795 | 0.15367 | 0.92203 | 377.6781 | 1410.9904 | 82.1024 | 0.26981 | 3.2847 | 54.2795 | 0.15367 | 0.92203 | 377.6781 | 1410.9904 | 82.1024 | 0.26981 | 3.2847 | 54.2795
| 12 | 0 | 0.66479 | 5.3183 | 950.9866 | 156.6348 | 55.6204 | 0.74017 | 7.8346 | 90.577 | 0.18271 | 1.0962 | 431.4452 | 1293.2855 | 55.6204 | 0.30822 | 3.4796 | 57.7591 | 0.18271 | 1.0962 | 431.4452 | 1293.2855 | 55.6204 | 0.30822 | 3.4796 | 57.7591 | 0.18271 | 1.0962 | 431.4452 | 1293.2855 | 55.6204 | 0.30822 | 3.4796 | 57.7591 | 0.18271 | 1.0962 | 431.4452 | 1293.2855 | 55.6204 | 0.30822 | 3.4796 | 57.7591
| 13 | 0 | 0.75486 | 6.0389 | 972.6074 | 109.2483 | 38.7937 | 0.757 | 7.8719 | 98.449 | 0.21409 | 1.2845 | 484.5061 | 1177.0933 | 38.7937 | 0.34613 | 3.7385 | 61.4975 | 0.21409 | 1.2845 | 484.5061 | 1177.0933 | 38.7937 | 0.34613 | 3.7385 | 61.4975 | 0.21409 | 1.2845 | 484.5061 | 1177.0933 | 38.7937 | 0.34613 | 3.7385 | 61.4975 | 0.21409 | 1.2845 | 484.5061 | 1177.0933 | 38.7937 | 0.34613 | 3.7385 | 61.4975
| 14 | 0 | 0.83627 | 6.6902 | 986.438 | 78.8835 | 28.0112 | 0.76776 | 7.8957 | 106.3446 | 0.2471 | 1.4826 | 535.1687 | 1066.108 | 28.0112 | 0.38232 | 4.0234 | 65.5209 | 0.2471 | 1.4826 | 535.1687 | 1066.108 | 28.0112 | 0.38232 | 4.0234 | 65.5209 | 0.2471 | 1.4826 | 535.1687 | 1066.108 | 28.0112 | 0.38232 | 4.0234 | 65.5209 | 0.2471 | 1.4826 | 535.1687 | 1066.108 | 28.0112 | 0.38232 | 4.0234 | 65.5209
| 15 | 0 | 0.90875 | 7.27 | 995.4516 | 59.0319 | 20.962 | 0.77478 | 7.911 | 114.2556 | 0.2809 | 1.6854 | 582.0783 | 963.2855 | 20.962 | 0.41584 | 4.3081 | 69.829 | 0.2809 | 1.6854 | 582.0783 | 963.2855 | 20.962 | 0.41584 | 4.3081 | 69.829 | 0.2809 | 1.6854 | 582.0783 | 963.2855 | 20.962 | 0.41584 | 4.3081 | 69.829 | 0.2809 | 1.6854 | 582.0783 | 963.2855 | 20.962 | 0.41584 | 4.3081 | 69.829
| 16 | 0 | 0.97262 | 7.781 | 1001.4618 | 45.7221 | 16.2357 | 0.77946 | 7.9209 | 122.1765 | 0.31464 | 1.8878 | 624.3418 | 870.5721 | 16.2357 | 0.44603 | 4.5763 | 74.4053 | 0.31464 | 1.8878 | 624.3418 | 870.5721 | 16.2357 | 0.44603 | 4.5763 | 74.4053 | 0.31464 | 1.8878 | 624.3418 | 870.5721 | 16.2357 | 0.44603 | 4.5763 | 74.4053 | 0.31464 | 1.8878 | 624.3418 | 870.5721 | 16.2357 | 0.44603 | 4.5763 | 74.4053
| 17 | 0 | 1.0285 | 8.2283 | 1005.562 | 36.5582 | 12.9817 | 0.78265 | 7.9275 | 130.104 | 0.34749 | 2.0849 | 661.5416 | 788.8738 | 12.9817 | 0.47261 | 4.8188 | 79.2241 | 0.34749 | 2.0849 | 661.5416 | 788.8738 | 12.9817 | 0.47261 | 4.8188 | 79.2241 | 0.34749 | 2.0849 | 661.5416 | 788.8738 | 12.9817 | 0.47261 | 4.8188 | 79.2241 | 0.34749 | 2.0849 | 661.5416 | 788.8738 | 12.9817 | 0.47261 | 4.8188 | 79.2241
| 18 | 0 | 1.0773 | 8.6181 | 1008.4157 | 30.084 | 10.6827 | 0.78487 | 7.9318 | 138.0359 | 0.37877 | 2.2726 | 693.6639 | 718.2133 | 10.6827 | 0.49555 | 5.0319 | 84.2559 | 0.37877 | 2.2726 | 693.6639 | 718.2133 | 10.6827 | 0.49555 | 5.0319 | 84.2559 | 0.37877 | 2.2726 | 693.6639 | 718.2133 | 10.6827 | 0.49555 | 5.0319 | 84.2559 | 0.37877 | 2.2726 | 693.6639 | 718.2133 | 10.6827 | 0.49555 | 5.0319 | 84.2559
| 19 | 0 | 1.1196 | 8.9567 | 1010.4327 | 25.3989 | 9.0191 | 0.78644 | 7.9346 | 145.9705 | 0.40796 | 2.4478 | 720.9839 | 657.9807 | 9.0191 | 0.51507 | 5.2151 | 89.4711 | 0.40796 | 2.4478 | 720.9839 | 657.9807 | 9.0191 | 0.51507 | 5.2151 | 89.4711 | 0.40796 | 2.4478 | 720.9839 | 657.9807 | 9.0191 | 0.51507 | 5.2151 | 89.4711 | 0.40796 | 2.4478 | 720.9839 | 657.9807 | 9.0191 | 0.51507 | 5.2151 | 89.4711
| 20 | 0.18966 | 0.94392 | 7.5514 | 998.4657 | 51.2838 | 18.2107 | 0.77713 | 7.913 | 153.8835 | 0.35737 | 2.1442 | 671.5524 | 765.8305 | 18.2107 | 0.47976 | 4.9277 | 94.3987 | 0.35737 | 2.1442 | 671.5524 | 765.8305 | 18.2107 | 0.47976 | 4.9277 | 94.3987 | 0.35737 | 2.1442 | 671.5524 | 765.8305 | 18.2107 | 0.47976 | 4.9277 | 94.3987 | 0.35737 | 2.1442 | 671.5524 | 765.8305 | 18.2107 | 0.47976 | 4.9277 | 94.3987
| 21 | 0 | 1.0034 | 8.0269 | 1003.2552 | 40.4325 | 14.3574 | 0.78085 | 7.9203 | 161.8038 | 0.38796 | 2.3278 | 701.963 | 698.6631 | 14.3574 | 0.50148 | 5.1174 | 99.5161 | 0.38796 | 2.3278 | 701.963 | 698.6631 | 14.3574 | 0.50148 | 5.1174 | 99.5161 | 0.38796 | 2.3278 | 701.963 | 698.6631 | 14.3574 | 0.50148 | 5.1174 | 99.5161 | 0.38796 | 2.3278 | 701.963 | 698.6631 | 14.3574 | 0.50148 | 5.1174 | 99.5161
| 22 | 0 | 1.0552 | 8.4419 | 1006.5223 | 32.8557 | 11.6669 | 0.7834 | 7.9248 | 169.7285 | 0.41634 | 2.4981 | 727.6871 | 641.642 | 11.6669 | 0.51986 | 5.2819 | 104.7981 | 0.41634 | 2.4981 | 727.6871 | 641.642 | 11.6669 | 0.51986 | 5.2819 | 104.7981 | 0.41634 | 2.4981 | 727.6871 | 641.642 | 11.6669 | 0.51986 | 5.2819 | 104.7981 | 0.41634 | 2.4981 | 727.6871 | 641.642 | 11.6669 | 0.51986 | 5.2819 | 104.7981
| 23 | 0 | 1.1003 | 8.8027 | 1008.7769 | 27.4323 | 9.7411 | 0.78515 | 7.9273 | 177.6559 | 0.44222 | 2.6533 | 749.2034 | 593.7117 | 9.7411 | 0.53523 | 5.4219 | 110.22 | 0.44222 | 2.6533 | 749.2034 | 593.7117 | 9.7411 | 0.53523 | 5.4219 | 110.22 | 0.44222 | 2.6533 | 749.2034 | 593.7117 | 9.7411 | 0.53523 | 5.4219 | 110.22 | 0.44222 | 2.6533 | 749.2034 | 593.7117 | 9.7411 | 0.53523 | 5.4219 | 110.22
| 24 | 0 | 1.1394 | 9.1155 | 1010.3371 | 23.4608 | 8.3309 | 0.78637 | 7.9285 | 185.5844 | 0.46548 | 2.7929 | 767.0401 | 553.7083 | 8.3309 | 0.54797 | 5.5393 | 115.7592 | 0.46548 | 2.7929 | 767.0401 | 553.7083 | 8.3309 | 0.54797 | 5.5393 | 115.7592 | 0.46548 | 2.7929 | 767.0401 | 553.7083 | 8.3309 | 0.54797 | 5.5393 | 115.7592 | 0.46548 | 2.7929 | 767.0401 | 553.7083 | 8.3309 | 0.54797 | 5.5393 | 115.7592
| 25 | 0.18056 | 0.96752 | 7.7401 | 999.4645 | 46.665 | 16.5706 | 0.7779 | 7.908 | 193.4924 | 0.40206 | 2.4123 | 713.7583 | 669.7447 | 16.5706 | 0.50991 | 5.2175 | 120.9767 | 0.40206 | 2.4123 | 713.7583 | 669.7447 | 16.5706 | 0.50991 | 5.2175 | 120.9767 | 0.40206 | 2.4123 | 713.7583 | 669.7447 | 16.5706 | 0.50991 | 5.2175 | 120.9767 | 0.40206 | 2.4123 | 713.7583 | 669.7447 | 16.5706 | 0.50991 | 5.2175 | 120.9767
| 26 | 0 | 1.0238 | 8.1902 | 1003.4342 | 37.2614 | 13.2314 | 0.78099 | 7.9129 | 201.4053 | 0.42902 | 2.5741 | 736.9665 | 617.7022 | 13.2314 | 0.52649 | 5.3594 | 126.3361 | 0.42902 | 2.5741 | 736.9665 | 617.7022 | 13.2314 | 0.52649 | 5.3594 | 126.3361 | 0.42902 | 2.5741 | 736.9665 | 617.7022 | 13.2314 | 0.52649 | 5.3594 | 126.3361 | 0.42902 | 2.5741 | 736.9665 | 617.7022 | 13.2314 | 0.52649 | 5.3594 | 126.3361
| 27 | 0 | 1.0728 | 8.5822 | 1006.0982 | 30.63 | 10.8766 | 0.78307 | 7.9153 | 209.3206 | 0.45339 | 2.7203 | 756.219 | 574.1576 | 10.8766 | 0.54024 | 5.4801 | 131.8162 | 0.45339 | 2.7203 | 756.219 | 574.1576 | 10.8766 | 0.54024 | 5.4801 | 131.8162 | 0.45339 | 2.7203 | 756.219 | 574.1576 | 10.8766 | 0.54024 | 5.4801 | 131.8162 | 0.45339 | 2.7203 | 756.219 | 574.1576 | 10.8766 | 0.54024 | 5.4801 | 131.8162
| 28 | 0 | 1.1153 | 8.9223 | 1007.8786 | 25.8401 | 9.1757 | 0.78445 | 7.9159 | 217.2365 | 0.4751 | 2.8506 | 772.0434 | 537.9479 | 9.1757 | 0.55155 | 5.581 | 137.3973 | 0.4751 | 2.8506 | 772.0434 | 537.9479 | 9.1757 | 0.55155 | 5.581 | 137.3973 | 0.4751 | 2.8506 | 772.0434 | 537.9479 | 9.1757 | 0.55155 | 5.581 | 137.3973 | 0.4751 | 2.8506 | 772.0434 | 537.9479 | 9.1757 | 0.55155 | 5.581 | 137.3973
| 29 | 0 | 1.1521 | 9.2166 | 1009.0405 | 22.3043 | 7.9202 | 0.78536 | 7.9152 | 225.1517 | 0.49421 | 2.9653 | 784.9387 | 507.9719 | 7.9202 | 0.56076 | 5.6642 | 143.0615 | 0.49421 | 2.9653 | 784.9387 | 507.9719 | 7.9202 | 0.56076 | 5.6642 | 143.0615 | 0.49421 | 2.9653 | 784.9387 | 507.9719 | 7.9202 | 0.56076 | 5.6642 | 143.0615 | 0.49421 | 2.9653 | 784.9387 | 507.9719 | 7.9202 | 0.56076 | 5.6642 | 143.0615
| 30 | 0.16667 | 0.99182 | 7.9345 | 999.419 | 42.3427 | 15.0357 | 0.77787 | 7.8957 | 233.0474 | 0.42848 | 2.5709 | 733.9331 | 618.7005 | 15.0357 | 0.52432 | 5.3506 | 148.4121 | 0.42848 | 2.5709 | 733.9331 | 618.7005 | 15.0357 | 0.52432 | 5.3506 | 148.4121 | 0.42848 | 2.5709 | 733.9331 | 618.7005 | 15.0357 | 0.52432 | 5.3506 | 148.4121 | 0.42848 | 2.5709 | 733.9331 | 618.7005 | 15.0357 | 0.52432 | 5.3506 | 148.4121
| 31 | 0 | 1.0446 | 8.3568 | 1002.5414 | 34.2841 | 12.1741 | 0.7803 | 7.8977 | 240.9452 | 0.45244 | 2.7146 | 752.5425 | 575.7885 | 12.1741 | 0.53762 | 5.4631 | 153.8752 | 0.45244 | 2.7146 | 752.5425 | 575.7885 | 12.1741 | 0.53762 | 5.4631 | 153.8752 | 0.45244 | 2.7146 | 752.5425 | 575.7885 | 12.1741 | 0.53762 | 5.4631 | 153.8752 | 0.45244 | 2.7146 | 752.5425 | 575.7885 | 12.1741 | 0.53762 | 5.4631 | 153.8752
| 32 | 0 | 1.0904 | 8.7235 | 1004.5524 | 28.5397 | 10.1343 | 0.78186 | 7.8975 | 248.8427 | 0.47373 | 2.8424 | 767.7291 | 540.1565 | 10.1343 | 0.54847 | 5.5571 | 159.4323 | 0.47373 | 2.8424 | 767.7291 | 540.1565 | 10.1343 | 0.54847 | 5.5571 | 159.4323 | 0.47373 | 2.8424 | 767.7291 | 540.1565 | 10.1343 | 0.54847 | 5.5571 | 159.4323 | 0.47373 | 2.8424 | 767.7291 | 540.1565 | 10.1343 | 0.54847 | 5.5571 | 159.4323
| 33 | 0 | 1.1301 | 9.041 | 1005.7948 | 24.3502 | 8.6467 | 0.78283 | 7.8956 | 256.7383 | 0.49242 | 2.9545 | 779.9868 | 510.7145 | 8.6467 | 0.55722 | 5.634 | 165.0663 | 0.49242 | 2.9545 | 779.9868 | 510.7145 | 8.6467 | 0.55722 | 5.634 | 165.0663 | 0.49242 | 2.9545 | 779.9868 | 510.7145 | 8.6467 | 0.55722 | 5.634 | 165.0663 | 0.49242 | 2.9545 | 779.9868 | 510.7145 | 8.6467 | 0.55722 | 5.634 | 165.0663
| 34 | 0 | 1.1644 | 9.3151 | 1006.4862 | 21.2318 | 7.5393 | 0.78337 | 7.8924 | 264.6306 | 0.50862 | 3.0517 | 789.7578 | 486.4854 | 7.5393 | 0.5642 | 5.6959 | 170.7622 | 0.50862 | 3.0517 | 789.7578 | 486.4854 | 7.5393 | 0.5642 | 5.6959 | 170.7622 | 0.50862 | 3.0517 | 789.7578 | 486.4854 | 7.5393 | 0.5642 | 5.6959 | 170.7622 | 0.50862 | 3.0517 | 789.7578 | 486.4854 | 7.5393 | 0.5642 | 5.6959 | 170.7622
| 35 | 0.14154 | 1.0291 | 8.2327 | 998.7755 | 36.4785 | 12.9534 | 0.77737 | 7.8745 | 272.5051 | 0.45053 | 2.7032 | 746.7697 | 579.1063 | 12.9534 | 0.53349 | 5.4275 | 176.1896 | 0.45053 | 2.7032 | 746.7697 | 579.1063 | 12.9534 | 0.53349 | 5.4275 | 176.1896 | 0.45053 | 2.7032 | 746.7697 | 579.1063 | 12.9534 | 0.53349 | 5.4275 | 176.1896 | 0.45053 | 2.7032 | 746.7697 | 579.1063 | 12.9534 | 0.53349 | 5.4275 | 176.1896
| 36 | 0 | 1.0764 | 8.6113 | 1000.773 | 30.1868 | 10.7192 | 0.77892 | 7.8726 | 280.3778 | 0.47127 | 2.8276 | 761.1604 | 544.1697 | 10.7192 | 0.54377 | 5.5143 | 181.7039 | 0.47127 | 2.8276 | 761.1604 | 544.1697 | 10.7192 | 0.54377 | 5.5143 | 181.7039 | 0.47127 | 2.8276 | 761.1604 | 544.1697 | 10.7192 | 0.54377 | 5.5143 | 181.7039 | 0.47127 | 2.8276 | 761.1604 | 544.1697 | 10.7192 | 0.54377 | 5.5143 | 181.7039
| 37 | 0 | 1.1174 | 8.939 | 1001.9089 | 25.6252 | 9.0994 | 0.77981 | 7.8689 | 288.2467 | 0.48939 | 2.9364 | 772.6293 | 515.3683 | 9.0994 | 0.55197 | 5.5847 | 187.2886 | 0.48939 | 2.9364 | 772.6293 | 515.3683 | 9.0994 | 0.55197 | 5.5847 | 187.2886 | 0.48939 | 2.9364 | 772.6293 | 515.3683 | 9.0994 | 0.55197 | 5.5847 | 187.2886 | 0.48939 | 2.9364 | 772.6293 | 515.3683 | 9.0994 | 0.55197 | 5.5847 | 187.2886
| 38 | 0 | 1.1527 | 9.2216 | 1002.4278 | 22.2484 | 7.9003 | 0.78021 | 7.8636 | 296.1102 | 0.50504 | 3.0302 | 781.6116 | 491.7411 | 7.9003 | 0.55838 | 5.6403 | 192.9289 | 0.50504 | 3.0302 | 781.6116 | 491.7411 | 7.9003 | 0.55838 | 5.6403 | 192.9289 | 0.50504 | 3.0302 | 781.6116 | 491.7411 | 7.9003 | 0.55838 | 5.6403 | 192.9289 | 0.50504 | 3.0302 | 781.6116 | 491.7411 | 7.9003 | 0.55838 | 5.6403 | 192.9289
| 39 | 0 | 1.1831 | 9.4646 | 1002.4871 | 19.7025 | 6.9963 | 0.78026 | 7.857 | 303.9673 | 0.51837 | 3.1102 | 788.4836 | 472.455 | 6.9963 | 0.56329 | 5.6829 | 198.6118 | 0.51837 | 3.1102 | 788.4836 | 472.455 | 6.9963 | 0.56329 | 5.6829 | 198.6118 | 0.51837 | 3.1102 | 788.4836 | 472.455 | 6.9963 | 0.56329 | 5.6829 | 198.6118 | 0.51837 | 3.1102 | 788.4836 | 472.455 | 6.9963 | 0.56329 | 5.6829 | 198.6118
| 40 | 0.050562 | 1.1493 | 9.1945 | 1000.0232 | 22.5517 | 8.008 | 0.77834 | 7.8457 | 311.813 | 0.50339 | 3.0204 | 776.9095 | 494.1716 | 8.008 | 0.55502 | 5.6075 | 204.2192 | 0.50339 | 3.0204 | 776.9095 | 494.1716 | 8.008 | 0.55502 | 5.6075 | 204.2192 | 0.50339 | 3.0204 | 776.9095 | 494.1716 | 8.008 | 0.55502 | 5.6075 | 204.2192 | 0.50339 | 3.0204 | 776.9095 | 494.1716 | 8.008 | 0.55502 | 5.6075 | 204.2192
| 41 | 0 | 1.1797 | 9.4377 | 999.9231 | 19.9698 | 7.0912 | 0.77826 | 7.8378 | 319.6508 | 0.5163 | 3.0978 | 783.2452 | 475.4016 | 7.0912 | 0.55955 | 5.6462 | 209.8654 | 0.5163 | 3.0978 | 783.2452 | 475.4016 | 7.0912 | 0.55955 | 5.6462 | 209.8654 | 0.5163 | 3.0978 | 783.2452 | 475.4016 | 7.0912 | 0.55955 | 5.6462 | 209.8654 | 0.5163 | 3.0978 | 783.2452 | 475.4016 | 7.0912 | 0.55955 | 5.6462 | 209.8654
| 42 | 0 | 1.2057 | 9.646 | 999.454 | 17.9948 | 6.3899 | 0.7779 | 7.8287 | 327.4794 | 0.52711 | 3.1627 | 787.7994 | 460.2284 | 6.3899 | 0.5628 | 5.6737 | 215.5391 | 0.52711 | 3.1627 | 787.7994 | 460.2284 | 6.3899 | 0.5628 | 5.6737 | 215.5391 | 0.52711 | 3.1627 | 787.7994 | 460.2284 | 6.3899 | 0.5628 | 5.6737 | 215.5391 | 0.52711 | 3.1627 | 787.7994 | 460.2284 | 6.3899 | 0.5628 | 5.6737 | 215.5391
| 43 | 0 | 1.228 | 9.8238 | 998.6861 | 16.4641 | 5.8463 | 0.7773 | 7.8185 | 335.2979 | 0.53604 | 3.2162 | 790.8326 | 448.0725 | 5.8463 | 0.56497 | 5.6915 | 221.2306 | 0.53604 | 3.2162 | 790.8326 | 448.0725 | 5.8463 | 0.56497 | 5.6915 | 221.2306 | 0.53604 | 3.2162 | 790.8326 | 448.0725 | 5.8463 | 0.56497 | 5.6915 | 221.2306 | 0.53604 | 3.2162 | 790.8326 | 448.0725 | 5.8463 | 0.56497 | 5.6915 | 221.2306
| 44 | 0 | 1.2469 | 9.975 | 997.6665 | 15.2653 | 5.4207 | 0.7765 | 7.8072 | 343.1052 | 0.54327 | 3.2596 | 792.5604 | 438.4536 | 5.4207 | 0.56621 | 5.7008 | 226.9313 | 0.54327 | 3.2596 | 792.5604 | 438.4536 | 5.4207 | 0.56621 | 5.7008 | 226.9313 | 0.54327 | 3.2596 | 792.5604 | 438.4536 | 5.4207 | 0.56621 | 5.7008 | 226.9313 | 0.54327 | 3.2596 | 792.5604 | 438.4536 | 5.4207 | 0.56621 | 5.7008 | 226.9313
| 45 | 0.05379 | 1.1958 | 9.5664 | 994.4527 | 18.7249 | 6.6491 | 0.774 | 7.7918 | 350.8969 | 0.51978 | 3.1187 | 775.8213 | 470.464 | 6.6491 | 0.55425 | 5.59 | 232.5213 | 0.51978 | 3.1187 | 775.8213 | 470.464 | 6.6491 | 0.55425 | 5.59 | 232.5213 | 0.51978 | 3.1187 | 775.8213 | 470.464 | 6.6491 | 0.55425 | 5.59 | 232.5213 | 0.51978 | 3.1187 | 775.8213 | 470.464 | 6.6491 | 0.55425 | 5.59 | 232.5213
| 46 | 0 | 1.2185 | 9.7478 | 993.41 | 17.1015 | 6.0727 | 0.77319 | 7.7792 | 358.6761 | 0.5284 | 3.1704 | 778.2753 | 458.4587 | 6.0727 | 0.556 | 5.6034 | 238.1247 | 0.5284 | 3.1704 | 778.2753 | 458.4587 | 6.0727 | 0.556 | 5.6034 | 238.1247 | 0.5284 | 3.1704 | 778.2753 | 458.4587 | 6.0727 | 0.556 | 5.6034 | 238.1247 | 0.5284 | 3.1704 | 778.2753 | 458.4587 | 6.0727 | 0.556 | 5.6034 | 238.1247
| 47 | 0 | 1.2377 | 9.9016 | 992.0928 | 15.8354 | 5.6231 | 0.77217 | 7.7654 | 366.4415 | 0.5353 | 3.2118 | 779.3843 | 449.0654 | 5.6231 | 0.55679 | 5.6081 | 243.7328 | 0.5353 | 3.2118 | 779.3843 | 449.0654 | 5.6231 | 0.55679 | 5.6081 | 243.7328 | 0.5353 | 3.2118 | 779.3843 | 449.0654 | 5.6231 | 0.55679 | 5.6081 | 243.7328 | 0.5353 | 3.2118 | 779.3843 | 449.0654 | 5.6231 | 0.55679 | 5.6081 | 243.7328
| 48 | 0 | 1.2539 | 10.0314 | 990.5363 | 14.8402 | 5.2697 | 0.77095 | 7.7506 | 374.1921 | 0.54067 | 3.244 | 779.3282 | 441.8843 | 5.2697 | 0.55675 | 5.6052 | 249.3379 | 0.54067 | 3.244 | 779.3282 | 441.8843 | 5.2697 | 0.55675 | 5.6052 | 249.3379 | 0.54067 | 3.244 | 779.3282 | 441.8843 | 5.2697 | 0.55675 | 5.6052 | 249.3379 | 0.54067 | 3.244 | 779.3282 | 441.8843 | 5.2697 | 0.55675 | 5.6052 | 249.3379
| 49 | 0 | 1.2675 | 10.1403 | 988.7647 | 14.0541 | 4.9906 | 0.76958 | 7.7346 | 381.9267 | 0.54469 | 3.2682 | 778.2546 | 436.5871 | 4.9906 | 0.55599 | 5.5955 | 254.9335 | 0.54469 | 3.2682 | 778.2546 | 436.5871 | 4.9906 | 0.55599 | 5.5955 | 254.9335 | 0.54469 | 3.2682 | 778.2546 | 436.5871 | 4.9906 | 0.55599 | 5.5955 | 254.9335 | 0.54469 | 3.2682 | 778.2546 | 436.5871 | 4.9906 | 0.55599 | 5.5955 | 254.9335
| 50 | 0 | 1.2789 | 10.2308 | 986.7948 | 13.4321 | 4.7697 | 0.76804 | 7.7175 | 389.6442 | 0.54752 | 3.2851 | 776.2848 | 432.9048 | 4.7697 | 0.55458 | 5.5799 | 260.5133 | 0.54752 | 3.2851 | 776.2848 | 432.9048 | 4.7697 | 0.55458 | 5.5799 | 260.5133 | 0.54752 | 3.2851 | 776.2848 | 432.9048 | 4.7697 | 0.55458 | 5.5799 | 260.5133 | 0.54752 | 3.2851 | 776.2848 | 432.9048 | 4.7697 | 0.55458 | 5.5799 | 260.5133
| 51 | 0 | 0.005 | 0.04 | 20.2504 | 2193.0819 | 778.7552 | 0.015761 | 6.2188 | 6.2188 | 0.54928 | 0.03 | 15.2257 | 2204.0748 | 778.7552 | 0.010877 | 5.6722 | 5.6722 | 0.005 | 0.03 | 15.2257 | 2204.0748 | 778.7552 | 0.010877 | 5.6722 | 5.6722 | 0.005 | 0.03 | 15.2257 | 2204.0748 | 778.7552 | 0.010877 | 5.6722 | 5.6722 | 0.005 | 0.03 | 15.2257 | 2204.0748 | 778.7552 | 0.010877 | 5.6722 | 5.6722
| 52 | 0 | 0.0089403 | 0.071523 | 35.926 | 2158.7872 | 766.5773 | 0.027962 | 6.246 | 12.4649 | 0.41468 | 0.046316 | 23.411 | 2186.1673 | 766.5773 | 0.016725 | 5.6437 | 11.3159 | 0.0077193 | 0.046316 | 23.411 | 2186.1673 | 766.5773 | 0.016725 | 5.6437 | 11.3159 | 0.0077193 | 0.046316 | 23.411 | 2186.1673 | 766.5773 | 0.016725 | 5.6437 | 11.3159 | 0.0077193 | 0.046316 | 23.411 | 2186.1673 | 766.5773 | 0.016725 | 5.6437 | 11.3159
| 53 | 0 | 0.015931 | 0.12745 | 63.1353 | 2099.2594 | 745.4392 | 0.049139 | 6.2933 | 18.7582 | 0.31519 | 0.071403 | 35.8671 | 2158.9162 | 745.4392 | 0.025623 | 5.5817 | 16.8975 | 0.011901 | 0.071403 | 35.8671 | 2158.9162 | 745.4392 | 0.025623 | 5.5817 | 16.8975 | 0.011901 | 0.071403 | 35.8671 | 2158.9162 | 745.4392 | 0.025623 | 5.5817 | 16.8975 | 0.011901 | 0.071403 | 35.8671 | 2158.9162 | 745.4392 | 0.025623 | 5.5817 | 16.8975
| 54 | 0 | 0.028216 | 0.22573 | 109.1469 | 1998.5964 | 709.6941 | 0.084951 | 6.3732 | 25.1314 | 0.2428 | 0.10984 | 54.65 | 2117.8232 | 709.6941 | 0.039042 | 5.4605 | 22.358 | 0.018306 | 0.10984 | 54.65 | 2117.8232 | 709.6941 | 0.039042 | 5.4605 | 22.358 | 0.018306 | 0.10984 | 54.65 | 2117.8232 | 709.6941 | 0.039042 | 5.4605 | 22.358 | 0.018306 | 0.10984 | 54.65 | 2117.8232 | 709.6941 | 0.039042 | 5.4605 | 22.358
| 55 | 0 | 0.049453 | 0.39563 | 183.5473 | 1835.8249 | 651.8946 | 0.14286 | 6.5024 | 31.6338 | 0.19186 | 0.1684 | 82.5842 | 2056.7093 | 651.8946 | 0.058998 | 5.2471 | 27.6051 | 0.028067 | 0.1684 | 82.5842 | 2056.7093 | 651.8946 | 0.058998 | 5.2471 | 27.6051 | 0.028067 | 0.1684 | 82.5842 | 2056.7093 | 651.8946 | 0.058998 | 5.2471 | 27.6051 | 0.028067 | 0.1684 | 82.5842 | 2056.7093 | 651.8946 | 0.058998 | 5.2471 | 27.6051
| 56 | 0 | 0.085168 | 0.68134 | 295.2544 | 1591.4338 | 565.1122 | 0.2298 | 6.6964 | 38.3302 | 0.15864 | 0.2569 | 123.2745 | 1967.6868 | 565.1122 | 0.088067 | 4.9178 | 32.523 | 0.042816 | 0.2569 | 123.2745 | 1967.6868 | 565.1122 | 0.088067 | 4.9178 | 32.523 | 0.042816 | 0.2569 | 123.2745 | 1967.6868 | 565.1122 | 0.088067 | 4.9178 | 32.523 | 0.042816 | 0.2569 | 123.2745 | 1967.6868 | 565.1122 | 0.088067 | 4.9178 | 32.523
| 57 | 0 | 0.13045 | 1.0436 | 415.7699 | 1327.7696 | 471.486 | 0.3236 | 6.9057 | 45.2359 | 0.141 | 0.32477 | 153.2852 | 1902.0276 | 471.486 | 0.10951 | 4.4634 | 36.9863 | 0.054129 | 0.32477 | 153.2852 | 1902.0276 | 471.486 | 0.10951 | 4.4634 | 36.9863 | 0.054129 | 0.32477 | 153.2852 | 1902.0276 | 471.486 | 0.10951 | 4.4634 | 36.9863 | 0.054129 | 0.32477 | 153.2852 | 1902.0276 | 471.486 | 0.10951 | 4.4634 | 36.9863
| 58 | 0 | 0.19272 | 1.5417 | 549.5676 | 1035.0424 | 367.5397 | 0.42774 | 7.138 | 52.3739 | 0.13313 | 0.40784 | 188.6518 | 1824.648 | 367.5397 | 0.13477 | 3.9734 | 40.9598 | 0.067974 | 0.40784 | 188.6518 | 1824.648 | 367.5397 | 0.13477 | 3.9734 | 40.9598 | 0.067974 | 0.40784 | 188.6518 | 1824.648 | 367.5397 | 0.13477 | 3.9734 | 40.9598 | 0.067974 | 0.40784 | 188.6518 | 1824.648 | 367.5397 | 0.13477 | 3.9734 | 40.9598
| 59 | 0 | 0.27212 | 2.177 | 678.3003 | 753.3892 | 267.5257 | 0.52793 | 7.3616 | 59.7355 | 0.13354 | 0.50804 | 229.4015 | 1735.4862 | 267.5257 | 0.16388 | 3.55 | 44.5098 | 0.084673 | 0.50804 | 229.4015 | 1735.4862 | 267.5257 | 0.16388 | 3.55 | 44.5098 | 0.084673 | 0.50804 | 229.4015 | 1735.4862 | 267.5257 | 0.16388 | 3.55 | 44.5098 | 0.084673 | 0.50804 | 229.4015 | 1735.4862 | 267.5257 | 0.16388 | 3.55 | 44.5098
| 60 | 0 | 0.36523 | 2.9218 | 785.3677 | 519.1249 | 184.3393 | 0.61127 | 7.5474 | 67.2829 | 0.14112 | 0.62686 | 275.1469 | 1635.3868 | 184.3393 | 0.19656 | 3.2826 | 47.7924 | 0.10448 | 0.62686 | 275.1469 | 1635.3868 | 184.3393 | 0.19656 | 3.2826 | 47.7924 | 0.10448 | 0.62686 | 275.1469 | 1635.3868 | 184.3393 | 0.19656 | 3.2826 | 47.7924 | 0.10448 | 0.62686 | 275.1469 | 1635.3868 | 184.3393 | 0.19656 | 3.2826 | 47.7924
| 61 | 0 | 0.46587 | 3.727 | 863.9863 | 347.0885 | 123.2498 | 0.67246 | 7.6839 | 74.9667 | 0.15498 | 0.76499 | 325.0181 | 1526.2485 | 123.2498 | 0.23219 | 3.2024 | 50.9948 | 0.1275 | 0.76499 | 325.0181 | 1526.2485 | 123.2498 | 0.23219 | 3.2024 | 50.9948 | 0.1275 | 0.76499 | 325.0181 | 1526.2485 | 123.2498 | 0.23219 | 3.2024 | 50.9948 | 0.1275 | 0.76499 | 325.0181 | 1526.2485 | 123.2498 | 0.23219 | 3.2024 | 50.9948
| 62 | 0 | 0.56743 | 4.5395 | 916.9289 | 231.2117 | 82.1024 | 0.71366 | 7.7757 | 82.7424 | 0.17429 | 0.92203 | 377.6781 | 1410.9904 | 82.1024 | 0.26981 | 3.2847 | 54.2795 | 0.15367 | 0.92203 | 377.6781 | 1410.9904 | 82.1024 | 0.26981 | 3.2847 | 54.2795 | 0.15367 | 0.92203 | 377.6781 | 1410.9904 | 82.1024 | 0.26981 | 3.2847 | 54.2795 | 0.15367 | 0.92203 | 377.6781 | 1410.9904 | 82.1024 | 0.26981 | 3.2847 | 54.2795
| 63 | 0 | 0.66479 | 5.3183 | 950.9866 | 156.6348 | 55.6204 | 0.74017 | 7.8346 | 90.577 | 0.19817 | 1.0962 | 431.4452 | 1293.2855 | 55.6204 | 0.30822 | 3.4796 | 57.7591 | 0.18271 | 1.0962 | 431.4452 | 1293.2855 | 55.6204 | 0.30822 | 3.4796 | 57.7591 | 0.18271 | 1.0962 | 431.4452 | 1293.2855 | 55.6204 | 0.30822 | 3.4796 | 57.7591 | 0.18271 | 1.0962 | 431.4452 | 1293.2855 | 55.6204 | 0.30822 | 3.4796 | 57.7591
| 64 | 0 | 0.75486 | 6.0389 | 972.6074 | 109.2483 | 38.7937 | 0.757 | 7.8719 | 98.449 | 0.22568 | 1.2845 | 484.5061 | 1177.0933 | 38.7937 | 0.34613 | 3.7385 | 61.4975 | 0.21409 | 1.2845 | 484.5061 | 1177.0933 | 38.7937 | 0.34613 | 3.7385 | 61.4975 | 0.21409 | 1.2845 | 484.5061 | 1177.0933 | 38.7937 | 0.34613 | 3.7385 | 61.4975 | 0.21409 | 1.2845 | 484.5061 | 1177.0933 | 38.7937 | 0.34613 | 3.7385 | 61.4975
| 65 | 0 | 0.83627 | 6.6902 | 986.438 | 78.8835 | 28.0112 | 0.76776 | 7.8957 | 106.3446 | 0.25579 | 1.4826 | 535.1687 | 1066.108 | 28.0112 | 0.38232 | 4.0234 | 65.5209 | 0.2471 | 1.4826 | 535.1687 | 1066.108 | 28.0112 | 0.38232 | 4.0234 | 65.5209 | 0.2471 | 1.4826 | 535.1687 | 1066.108 | 28.0112 | 0.38232 | 4.0234 | 65.5209 | 0.2471 | 1.4826 | 535.1687 | 1066.108 | 28.0112 | 0.38232 | 4.0234 | 65.5209
| 66 | 0 | 0.90875 | 7.27 | 995.4516 | 59.0319 | 20.962 | 0.77478 | 7.911 | 114.2556 | 0.28743 | 1.6854 | 582.0783 | 963.2855 | 20.962 | 0.41584 | 4.3081 | 69.829 | 0.2809 | 1.6854 | 582.0783 | 963.2855 | 20.962 | 0.41584 | 4.3081 | 69.829 | 0.2809 | 1.6854 | 582.0783 | 963.2855 | 20.962 | 0.41584 | 4.3081 | 69.829 | 0.2809 | 1.6854 | 582.0783 | 963.2855 | 20.962 | 0.41584 | 4.3081 | 69.829
| 67 | 0 | 0.97262 | 7.781 | 1001.4618 | 45.7221 | 16.2357 | 0.77946 | 7.9209 | 122.1765 | 0.31953 | 1.8878 | 624.3418 | 870.5721 | 16.2357 | 0.44603 | 4.5763 | 74.4053 | 0.31464 | 1.8878 | 624.3418 | 870.5721 | 16.2357 | 0.44603 | 4.5763 | 74.4053 | 0.31464 | 1.8878 | 624.3418 | 870.5721 | 16.2357 | 0.44603 | 4.5763 | 74.4053 | 0.31464 | 1.8878 | 624.3418 | 870.5721 | 16.2357 | 0.44603 | 4.5763 | 74.4053
| 68 | 0 | 1.0285 | 8.2283 | 1005.562 | 36.5582 | 12.9817 | 0.78265 | 7.9275 | 130.104 | 0.35115 | 2.0849 | 661.5416 | 788.8738 | 12.9817 | 0.47261 | 4.8188 | 79.2241 | 0.34749 | 2.0849 | 661.5416 | 788.8738 | 12.9817 | 0.47261 | 4.8188 | 79.2241 | 0.34749 | 2.0849 | 661.5416 | 788.8738 | 12.9817 | 0.47261 | 4.8188 | 79.2241 | 0.34749 | 2.0849 | 661.5416 | 788.8738 | 12.9817 | 0.47261 | 4.8188 | 79.2241
| 69 | 0 | 1.0773 | 8.6181 | 1008.4157 | 30.084 | 10.6827 | 0.78487 | 7.9318 | 138.0359 | 0.38152 | 2.2726 | 693.6639 | 718.2133 | 10.6827 | 0.49555 | 5.0319 | 84.2559 | 0.37877 | 2.2726 | 693.6639 | 718.2133 | 10.6827 | 0.49555 | 5.0319 | 84.2559 | 0.37877 | 2.2726 | 693.6639 | 718.2133 | 10.6827 | 0.49555 | 5.0319 | 84.2559 | 0.37877 | 2.2726 | 693.6639 | 718.2133 | 10.6827 | 0.49555 | 5.0319 | 84.2559
| 70 | 0 | 1.1196 | 8.9567 | 1010.4327 | 25.3989 | 9.0191 | 0.78644 | 7.9346 | 145.9705 | 0.41003 | 2.4478 | 720.9839 | 657.9807 | 9.0191 | 0.51507 | 5.2151 | 89.4711 | 0.40796 | 2.4478 | 720.9839 | 657.9807 | 9.0191 | 0.51507 | 5.2151 | 89.4711 | 0.40796 | 2.4478 | 720.9839 | 657.9807 | 9.0191 | 0.51507 | 5.2151 | 89.4711 | 0.40796 | 2.4478 | 720.9839 | 657.9807 | 9.0191 | 0.51507 | 5.2151 | 89.4711
| 71 | 0 | 0.94392 | 7.5514 | 998.4657 | 51.2838 | 18.2107 | 0.77713 | 7.913 | 153.8835 | 0.43629 | 2.1442 | 671.5524 | 765.8305 | 18.2107 | 0.47976 | 4.9277 | 94.3987 | 0.35737 | 2.1442 | 671.5524 | 765.8305 | 18.2107 | 0.47976 | 4.9277 | 94.3987 | 0.35737 | 2.1442 | 671.5524 | 765.8305 | 18.2107 | 0.47976 | 4.9277 | 94.3987 | 0.35737 | 2.1442 | 671.5524 | 765.8305 | 18.2107 | 0.47976 | 4.9277 | 94.3987
| 72 | 0 | 1.0034 | 8.0269 | 1003.2552 | 40.4325 | 14.3574 | 0.78085 | 7.9203 | 161.8038 | 0.44715 | 2.3278 | 701.963 | 698.6631 | 14.3574 | 0.50148 | 5.1174 | 99.5161 | 0.38796 | 2.3278 | 701.963 | 698.6631 | 14.3574 | 0.50148 | 5.1174 | 99.5161 | 0.38796 | 2.3278 | 701.963 | 698.6631 | 14.3574 | 0.50148 | 5.1174 | 99.5161 | 0.38796 | 2.3278 | 701.963 | 698.6631 | 14.3574 | 0.50148 | 5.1174 | 99.5161
| 73 | 0 | 1.0552 | 8.4419 | 1006.5223 | 32.8557 | 11.6669 | 0.7834 | 7.9248 | 169.7285 | 0.46074 | 2.4981 | 727.6871 | 641.642 | 11.6669 | 0.51986 | 5.2819 | 104.7981 | 0.41634 | 2.4981 | 727.6871 | 641.642 | 11.6669 | 0.51986 | 5.2819 | 104.7981 | 0.41634 | 2.4981 | 727.6871 | 641.642 | 11.6669 | 0.51986 | 5.2819 | 104.7981 | 0.41634 | 2.4981 | 727.6871 | 641.642 | 11.6669 | 0.51986 | 5.2819 | 104.7981
| 74 | 0 | 1.1003 | 8.8027 | 1008.7769 | 27.4323 | 9.7411 | 0.78515 | 7.9273 | 177.6559 | 0.47552 | 2.6533 | 749.2034 | 593.7117 | 9.7411 | 0.53523 | 5.4219 | 110.22 | 0.44222 | 2.6533 | 749.2034 | 593.7117 | 9.7411 | 0.53523 | 5.4219 | 110.22 | 0.44222 | 2.6533 | 749.2034 | 593.7117 | 9.7411 | 0.53523 | 5.4219 | 110.22 | 0.44222 | 2.6533 | 749.2034 | 593.7117 | 9.7411 | 0.53523 | 5.4219 | 110.22
| 75 | 0 | 1.1394 | 9.1155 | 1010.3371 | 23.4608 | 8.3309 | 0.78637 | 7.9285 | 185.5844 | 0.49045 | 2.7929 | 767.0401 | 553.7083 | 8.3309 | 0.54797 | 5.5393 | 115.7592 | 0.46548 | 2.7929 | 767.0401 | 553.7083 | 8.3309 | 0.54797 | 5.5393 | 115.7592 | 0.46548 | 2.7929 | 767.0401 | 553.7083 | 8.3309 | 0.54797 | 5.5393 | 115.7592 | 0.46548 | 2.7929 | 767.0401 | 553.7083 | 8.3309 | 0.54797 | 5.5393 | 115.7592
| 76 | 0 | 0.96752 | 7.7401 | 999.4645 | 46.665 | 16.5706 | 0.7779 | 7.908 | 193.4924 | 0.50483 | 2.4123 | 713.7583 | 669.7447 | 16.5706 | 0.50991 | 5.2175 | 120.9767 | 0.40206 | 2.4123 | 713.7583 | 669.7447 | 16.5706 | 0.50991 | 5.2175 | 120.9767 | 0.40206 | 2.4123 | 713.7583 | 669.7447 | 16.5706 | 0.50991 | 5.2175 | 120.9767 | 0.40206 | 2.4123 | 713.7583 | 669.7447 | 16.5706 | 0.50991 | 5.2175 | 120.9767
| 77 | 0 | 1.0238 | 8.1902 | 1003.4342 | 37.2614 | 13.2314 | 0.78099 | 7.9129 | 201.4053 | 0.5061 | 2.5741 | 736.9665 | 617.7022 | 13.2314 | 0.52649 | 5.3594 | 126.3361 | 0.42902 | 2.5741 | 736.9665 | 617.7022 | 13.2314 | 0.52649 | 5.3594 | 126.3361 | 0.42902 | 2.5741 | 736.9665 | 617.7022 | 13.2314 | 0.52649 | 5.3594 | 126.3361 | 0.42902 | 2.5741 | 736.9665 | 617.7022 | 13.2314 | 0.52649 | 5.3594 | 126.3361
| 78 | 0 | 1.0728 | 8.5822 | 1006.0982 | 30.63 | 10.8766 | 0.78307 | 7.9153 | 209.3206 | 0.5112 | 2.7203 | 756.219 | 574.1576 | 10.8766 | 0.54024 | 5.4801 | 131.8162 | 0.45339 | 2.7203 | 756.219 | 574.1576 | 10.8766 | 0.54024 | 5.4801 | 131.8162 | 0.45339 | 2.7203 | 756.219 | 574.1576 | 10.8766 | 0.54024 | 5.4801 | 131.8162 | 0.45339 | 2.7203 | 756.219 | 574.1576 | 10.8766 | 0.54024 | 5.4801 | 131.8162
| 79 | 0 | 1.1153 | 8.9223 | 1007.8786 | 25.8401 | 9.1757 | 0.78445 | 7.9159 | 217.2365 | 0.51846 | 2.8506 | 772.0434 | 537.9479 | 9.1757 | 0.55155 | 5.581 | 137.3973 | 0.4751 | 2.8506 | 772.0434 | 537.9479 | 9.1757 | 0.55155 | 5.581 | 137.3973 | 0.4751 | 2.8506 | 772.0434 | 537.9479 | 9.1757 | 0.55155 | 5.581 | 137.3973 | 0.4751 | 2.8506 | 772.0434 | 537.9479 | 9.1757 | 0.55155 | 5.581 | 137.3973
| 80 | 0 | 1.1521 | 9.2166 | 1009.0405 | 22.3043 | 7.9202 | 0.78536 | 7.9152 | 225.1517 | 0.52673 | 2.9653 | 784.9387 | 507.9719 | 7.9202 | 0.56076 | 5.6642 | 143.0615 | 0.49421 | 2.9653 | 784.9387 | 507.9719 | 7.9202 | 0.56076 | 5.6642 | 143.0615 | 0.49421 | 2.9653 | 784.9387 | 507.9719 | 7.9202 | 0.56076 | 5.6642 | 143.0615 | 0.49421 | 2.9653 | 784.9387 | 507.9719 | 7.9202 | 0.56076 | 5.6642 | 143.0615
| 81 | 0 | 0.99182 | 7.9345 | 999.419 | 42.3427 | 15.0357 | 0.77787 | 7.8957 | 233.0474 | 0.53524 | 2.5709 | 733.9331 | 618.7005 | 15.0357 | 0.52432 | 5.3506 | 148.4121 | 0.42848 | 2.5709 | 733.9331 | 618.7005 | 15.0357 | 0.52432 | 5.3506 | 148.4121 | 0.42848 | 2.5709 | 733.9331 | 618.7005 | 15.0357 | 0.52432 | 5.3506 | 148.4121 | 0.42848 | 2.5709 | 733.9331 | 618.7005 | 15.0357 | 0.52432 | 5.3506 | 148.4121
| 82 | 0 | 1.0446 | 8.3568 | 1002.5414 | 34.2841 | 12.1741 | 0.7803 | 7.8977 | 240.9452 | 0.53251 | 2.7146 | 752.5425 | 575.7885 | 12.1741 | 0.53762 | 5.4631 | 153.8752 | 0.45244 | 2.7146 | 752.5425 | 575.7885 | 12.1741 | 0.53762 | 5.4631 | 153.8752 | 0.45244 | 2.7146 | 752.5425 | 575.7885 | 12.1741 | 0.53762 | 5.4631 | 153.8752 | 0.45244 | 2.7146 | 752.5425 | 575.7885 | 12.1741 | 0.53762 | 5.4631 | 153.8752
| 83 | 0 | 1.0904 | 8.7235 | 1004.5524 | 28.5397 | 10.1343 | 0.78186 | 7.8975 | 248.8427 | 0.53379 | 2.8424 | 767.7291 | 540.1565 | 10.1343 | 0.54847 | 5.5571 | 159.4323 | 0.47373 | 2.8424 | 767.7291 | 540.1565 | 10.1343 | 0.54847 | 5.5571 | 159.4323 | 0.47373 | 2.8424 | 767.7291 | 540.1565 | 10.1343 | 0.54847 | 5.5571 | 159.4323 | 0.47373 | 2.8424 | 767.7291 | 540.1565 | 10.1343 | 0.54847 | 5.5571 | 159.4323
| 84 | 0 | 1.1301 | 9.041 | 1005.7948 | 24.3502 | 8.6467 | 0.78283 | 7.8956 | 256.7383 | 0.53746 | 2.9545 | 779.9868 | 510.7145 | 8.6467 | 0.55722 | 5.634 | 165.0663 | 0.49242 | 2.9545 | 779.9868 | 510.7145 | 8.6467 | 0.55722 | 5.634 | 165.0663 | 0.49242 | 2.9545 | 779.9868 | 510.7145 | 8.6467 | 0.55722 | 5.634 | 165.0663 | 0.49242 | 2.9545 | 779.9868 | 510.7145 | 8.6467 | 0.55722 | 5.634 | 165.0663
| 85 | 0 | 1.1644 | 9.3151 | 1006.4862 | 21.2318 | 7.5393 | 0.78337 | 7.8924 | 264.6306 | 0.5424 | 3.0517 | 789.7578 | 486.4854 | 7.5393 | 0.5642 | 5.6959 | 170.7622 | 0.50862 | 3.0517 | 789.7578 | 486.4854 | 7.5393 | 0.5642 | 5.6959 | 170.7622 | 0.50862 | 3.0517 | 789.7578 | 486.4854 | 7.5393 | 0.5642 | 5.6959 | 170.7622 | 0.50862 | 3.0517 | 789.7578 | 486.4854 | 7.5393 | 0.5642 | 5.6959 | 170.7622
| 86 | 0 | 1.0291 | 8.2327 | 998.7755 | 36.4785 | 12.9534 | 0.77737 | 7.8745 | 272.5051 | 0.54785 | 2.7032 | 746.7697 | 579.1063 | 12.9534 | 0.53349 | 5.4275 | 176.1896 | 0.45053 | 2.7032 | 746.7697 | 579.1063 | 12.9534 | 0.53349 | 5.4275 | 176.1896 | 0.45053 | 2.7032 | 746.7697 | 579.1063 | 12.9534 | 0.53349 | 5.4275 | 176.1896 | 0.45053 | 2.7032 | 746.7697 | 579.1063 | 12.9534 | 0.53349 | 5.4275 | 176.1896
| 87 | 0 | 1.0764 | 8.6113 | 1000.773 | 30.1868 | 10.7192 | 0.77892 | 7.8726 | 280.3778 | 0.54426 | 2.8276 | 761.1604 | 544.1697 | 10.7192 | 0.54377 | 5.5143 | 181.7039 | 0.47127 | 2.8276 | 761.1604 | 544.1697 | 10.7192 | 0.54377 | 5.5143 | 181.7039 | 0.47127 | 2.8276 | 761.1604 | 544.1697 | 10.7192 | 0.54377 | 5.5143 | 181.7039 | 0.47127 | 2.8276 | 761.1604 | 544.1697 | 10.7192 | 0.54377 | 5.5143 | 181.7039
| 88 | 0 | 1.1174 | 8.939 | 1001.9089 | 25.6252 | 9.0994 | 0.77981 | 7.8689 | 288.2467 | 0.54414 | 2.9364 | 772.6293 | 515.3683 | 9.0994 | 0.55197 | 5.5847 | 187.2886 | 0.48939 | 2.9364 | 772.6293 | 515.3683 | 9.0994 | 0.55197 | 5.5847 | 187.2886 | 0.48939 | 2.9364 | 772.6293 | 515.3683 | 9.0994 | 0.55197 | 5.5847 | 187.2886 | 0.48939 | 2.9364 | 772.6293 | 515.3683 | 9.0994 | 0.55197 | 5.5847 | 187.2886
| 89 | 0 | 1.1527 | 9.2216 | 1002.4278 | 22.2484 | 7.9003 | 0.78021 | 7.8636 | 296.1102 | 0.5461 | 3.0302 | 781.6116 | 491.7411 | 7.9003 | 0.55838 | 5.6403 | 192.9289 | 0.50504 | 3.0302 | 781.6116 | 491.7411 | 7.9003 | 0.55838 | 5.6403 | 192.9289 | 0.50504 | 3.0302 | 781.6116 | 491.7411 | 7.9003 | 0.55838 | 5.6403 | 192.9289 | 0.50504 | 3.0302 | 781.6116 | 491.7411 | 7.9003 | 0.55838 | 5.6403 | 192.9289
| 90 | 0 | 1.1831 | 9.4646 | 1002.4871 | 19.7025 | 6.9963 | 0.78026 | 7.857 | 303.9673 | 0.54917 | 3.1102 | 788.4836 | 472.455 | 6.9963 | 0.56329 | 5.6829 | 198.6118 | 0.51837 | 3.1102 | 788.4836 | 472.455 | 6.9963 | 0.56329 | 5.6829 | 198.6118 | 0.51837 | 3.1102 | 788.4836 | 472.455 | 6.9963 | 0.56329 | 5.6829 | 198.6118 | 0.51837 | 3.1102 | 788.4836 | 472.455 | 6.9963 | 0.56329 | 5.6829 | 198.6118
| 91 | 0 | 1.1493 | 9.1945 | 1000.0232 | 22.5517 | 8.008 | 0.77834 | 7.8457 | 311.813 | 0.5527 | 3.0204 | 776.9095 | 494.1716 | 8.008 | 0.55502 | 5.6075 | 204.2192 | 0.50339 | 3.0204 | 776.9095 | 494.1716 | 8.008 | 0.55502 | 5.6075 | 204.2192 | 0.50339 | 3.0204 | 776.9095 | 494.1716 | 8.008 | 0.55502 | 5.6075 | 204.2192 | 0.50339 | 3.0204 | 776.9095 | 494.1716 | 8.008 | 0.55502 | 5.6075 | 204.2192
| 92 | 0 | 1.1797 | 9.4377 | 999.9231 | 19.9698 | 7.0912 | 0.77826 | 7.8378 | 319.6508 | 0.55328 | 3.0978 | 783.2452 | 475.4016 | 7.0912 | 0.55955 | 5.6462 | 209.8654 | 0.5163 | 3.0978 | 783.2452 | 475.4016 | 7.0912 | 0.55955 | 5.6462 | 209.8654 | 0.5163 | 3.0978 | 783.2452 | 475.4016 | 7.0912 | 0.55955 | 5.6462 | 209.8654 | 0.5163 | 3.0978 | 783.2452 | 475.4016 | 7.0912 | 0.55955 | 5.6462 | 209.8654
| 93 | 0 | 1.2057 | 9.646 | 999.454 | 17.9948 | 6.3899 | 0.7779 | 7.8287 | 327.4794 | 0.55485 | 3.1627 | 787.7994 | 460.2284 | 6.3899 | 0.5628 | 5.6737 | 215.5391 | 0.52711 | 3.1627 | 787.7994 | 460.2284 | 6.3899 | 0.5628 | 5.6737 | 215.5391 | 0.52711 | 3.1627 | 787.7994 | 460.2284 | 6.3899 | 0.5628 | 5.6737 | 215.5391 | 0.52711 | 3.1627 | 787.7994 | 460.2284 | 6.3899 | 0.5628 | 5.6737 | 215.5391
| 94 | 0 | 1.228 | 9.8238 | 998.6861 | 16.4641 | 5.8463 | 0.7773 | 7.8185 | 335.2979 | 0.55684 | 3.2162 | 790.8326 | 448.0725 | 5.8463 | 0.56497 | 5.6915 | 221.2306 | 0.53604 | 3.2162 | 790.8326 | 448.0725 | 5.8463 | 0.56497 | 5.6915 | 221.2306 | 0.53604 | 3.2162 | 790.8326 | 448.0725 | 5.8463 | 0.56497 | 5.6915 | 221.2306 | 0.53604 | 3.2162 | 790.8326 | 448.0725 | 5.8463 | 0.56497 | 5.6915 | 221.2306
| 95 | 0 | 1.2469 | 9.975 | 997.6665 | 15.2653 | 5.4207 | 0.7765 | 7.8072 | 343.1052 | 0.55887 | 3.2596 | 792.5604 | 438.4536 | 5.4207 | 0.56621 | 5.7008 | 226.9313 | 0.54327 | 3.2596 | 792.5604 | 438.4536 | 5.4207 | 0.56621 | 5.7008 | 226.9313 | 0.54327 | 3.2596 | 792.5604 | 438.4536 | 5.4207 | 0.56621 | 5.7008 | 226.9313 | 0.54327 | 3.2596 | 792.5604 | 438.4536 | 5.4207 | 0.56621 | 5.7008 | 226.9313
| 96 | 0 | 1.1958 | 9.5664 | 994.4527 | 18.7249 | 6.6491 | 0.774 | 7.7918 | 350.8969 | 0.5607 | 3.1187 | 775.8213 | 470.464 | 6.6491 | 0.55425 | 5.59 | 232.5213 | 0.51978 | 3.1187 | 775.8213 | 470.464 | 6.6491 | 0.55425 | 5.59 | 232.5213 | 0.51978 | 3.1187 | 775.8213 | 470.464 | 6.6491 | 0.55425 | 5.59 | 232.5213 | 0.51978 | 3.1187 | 775.8213 | 470.464 | 6.6491 | 0.55425 | 5.59 | 232.5213
| 97 | 0 | 1.2185 | 9.7478 | 993.41 | 17.1015 | 6.0727 | 0.77319 | 7.7792 | 358.6761 | 0.55909 | 3.1704 | 778.2753 | 458.4587 | 6.0727 | 0.556 | 5.6034 | 238.1247 | 0.5284 | 3.1704 | 778.2753 | 458.4587 | 6.0727 | 0.556 | 5.6034 | 238.1247 | 0.5284 | 3.1704 | 778.2753 | 458.4587 | 6.0727 | 0.556 | 5.6034 | 238.1247 | 0.5284 | 3.1704 | 778.2753 | 458.4587 | 6.0727 | 0.556 | 5.6034 | 238.1247
| 98 | 0 | 1.2377 | 9.9016 | 992.0928 | 15.8354 | 5.6231 | 0.77217 | 7.7654 | 366.4415 | 0.55832 | 3.2118 | 779.3843 | 449.0654 | 5.6231 | 0.55679 | 5.6081 | 243.7328 | 0.5353 | 3.2118 | 779.3843 | 449.0654 | 5.6231 | 0.55679 | 5.6081 | 243.7328 | 0.5353 | 3.2118 | 779.3843 | 449.0654 | 5.6231 | 0.55679 | 5.6081 | 243.7328 | 0.5353 | 3.2118 | 779.3843 | 449.0654 | 5.6231 | 0.55679 | 5.6081 | 243.7328
| 99 | 0 | 1.2539 | 10.0314 | 990.5363 | 14.8402 | 5.2697 | 0.77095 | 7.7506 | 374.1921 | 0.55794 | 3.244 | 779.3282 | 441.8843 | 5.2697 | 0.55675 | 5.6052 | 249.3379 | 0.54067 | 3.244 | 779.3282 | 441.8843 | 5.2697 | 0.55675 | 5.6052 | 249.3379 | 0.54067 | 3.244 | 779.3282 | 441.8843 | 5.2697 | 0.55675 | 5.6052 | 249.3379 | 0.54067 | 3.244 | 779.3282 | 441.8843 | 5.2697 | 0.55675 | 5.6052 | 249.3379
| 100 | 0 | 1.2675 | 10.1403 | 988.7647 | 14.0541 | 4.9906 | 0.76958 | 7.7346 | 381.9267 | 0.55764 | 3.2682 | 778.2546 | 436.5871 | 4.9906 | 0.55599 | 5.5955 | 254.9335 | 0.54469 | 3.2682 | 778.2546 | 436.5871 | 4.9906 | 0.55599 | 5.5955 | 254.9335 | 0.54469 | 3.2682 | 778.2546 | 436.5871 | 4.9906 | 0.55599 | 5.5955 | 254.9335 | 0.54469 | 3.2682 | 778.2546 | 436.5871 | 4.9906 | 0.55599 | 5.5955 | 254.9335
| 101 | 0 | 0.005 | 0.04 | 20.2504 | 2193.0819 | 778.7552 | 0.015761 | 6.2188 | 6.2188 | 0.54928 | 0.03 | 15.2257 | 2204.0748 | 778.7552 | 0.010877 | 5.6722 | 5.6722 | 0.005 | 0.03 | 15.2257 | 2204.0748 | 778.7552 | 0.010877 | 5.6722 | 5.6722 | 0.005 | 0.03 | 15.2257 | 2204.0748 | 778.7552 | 0.010877 | 5.6722 | 5.6722 | 0.005 | 0.03 | 15.2257 | 2204.0748 | 778.7552 | 0.010877 | 5.6722 | 5.6722
| 102 | 0 | 0.0089403 | 0.071523 | 35.926 | 2158.7872 | 766.5773 | 0.027962 | 6.246 | 12.4649 | 0.41468 | 0.046316 | 23.411 | 2186.1673 | 766.5773 | 0.016725 | 5.6437 | 11.3159 | 0.0077193 | 0.046316 | 23.411 | 2186.1673 | 766.5773 | 0.016725 | 5.6437 | 11.3159 | 0.0077193 | 0.046316 | 23.411 | 2186.1673 | 766.5773 | 0.016725 | 5.6437 | 11.3159 | 0.0077193 | 0.046316 | 23.411 | 2186.1673 | 766.5773 | 0.016725 | 5.6437 | 11.3159
| 103 | 0 | 0.015931 | 0.12745 | 63.1353 | 2099.2594 | 745.4392 | 0.049139 | 6.2933 | 18.7582 | 0.31519 | 0.071403 | 35.8671 | 2158.9162 | 745.4392 | 0.025623 | 5.5817 | 16.8975 | 0.011901 | 0.071403 | 35.8671 | 2158.9162 | 745.4392 | 0.025623 | 5.5817 | 16.8975 | 0.011901 | 0.071403 | 35.8671 | 2158.9162 | 745.4392 | 0.025623 | 5.5817 | 16.8975 | 0.011901 | 0.071403 | 35.8671 | 2158.9162 | 745.4392 | 0.025623 | 5.5817 | 16.8975
| 104 | 0 | 0.028216 | 0.22573 | 109.1469 | 1998.5964 | 709.6941 | 0.084951 | 6.3732 | 25.1314 | 0.2428 | 0.10984 | 54.65 | 2117.8232 | 709.6941 | 0.039042 | 5.4605 | 22.358 | 0.018306 | 0.10984 | 54.65 | 2117.8232 | 709.6941 | 0.039042 | 5.4605 | 22.358 | 0.018306 | 0.10984 | 54.65 | 2117.8232 | 709.6941 | 0.039042 | 5.4605 | 22.358 | 0.018306 | 0.10984 | 54.65 | 2117.8232 | 709.6941 | 0.039042 | 5.4605 | 22.358
| 105 | 0 | 0.049453 | 0.39563 | 183.5473 | 1835.8249 | 651.8946 | 0.14286 | 6.5024 | 31.6338 | 0.19186 | 0.1684 | 82.5842 | 2056.7093 | 651.8946 | 0.058998 | 5.2471 | 27.6051 | 0.028067 | 0.1684 | 82.5842 | 2056.7093 | 651.8946 | 0.058998 | 5.2471 | 27.6051 | 0.028067 | 0.1684 | 82.5842 | 2056.7093 | 651.8946 | 0.058998 | 5.2471 | 27.6051 | 0.028067 | 0.1684 | 82.5842 | 2056.7093 | 651.8946 | 0.058998 | 5.2471 | 27.6051
| 106 | 0 | 0.085168 | 0.68134 | 295.2544 | 1591.4338 | 565.1122 | 0.2298 | 6.6964 | 38.3302 | 0.15864 | 0.2569 | 123.2745 | 1967.6868 | 565.1122 | 0.088067 | 4.9178 | 32.523 | 0.042816 | 0.2569 | 123.2745 | 1967.6868 | 565.1122 | 0.088067 | 4.9178 | 32.523 | 0.042816 | 0.2569 | 123.2745 | 1967.6868 | 565.1122 | 0.088067 | 4.9178 | 32.523 | 0.042816 | 0.2569 | 123.2745 | 1967.6868 | 565.1122 | 0.088067 | 4.9178 | 32.523
| 107 | 0 | 0.13045 | 1.0436 | 415.7699 | 1327.7696 | 471.486 | 0.3236 | 6.9057 | 45.2359 | 0.141 | 0.32477 | 153.2852 | 1902.0276 | 471.486 | 0.10951 | 4.4634 | 36.9863 | 0.054129 | 0.32477 | 153.2852 | 1902.0276 | 471.486 | 0.10951 | 4.4634 | 36.9863 | 0.054129 | 0.32477 | 153.2852 | 1902.0276 | 471.486 | 0.10951 | 4.4634 | 36.9863 | 0.054129 | 0.32477 | 153.2852 | 1902.0276 | 471.486 | 0.10951 | 4.4634 | 36.9863
| 108 | 0 | 0.19272 | 1.5417 | 549.5676 | 1035.0424 | 367.5397 | 0.42774 | 7.138 | 52.3739 | 0.13313 | 0.40784 | 188.6518 | 1824.648 | 367.5397 | 0.13477 | 3.9734 | 40.9598 | 0.067974 | 0.40784 | 188.6518 | 1824.648 | 367.5397 | 0.13477 | 3.9734 | 40.9598 | 0.067974 | 0.40784 | 188.6518 | 1824.648 | 367.5397 | 0.13477 | 3.9734 | 40.9598 | 0.067974 | 0.40784 | 188.6518 | 1824.648 | 367.5397 | 0.13477 | 3.9734 | 40.9598
| 109 | 0 | 0.27212 | 2.177 | 678.3003 | 753.3892 | 267.5257 | 0.52793 | 7.3616 | 59.7355 | 0.13354 | 0.50804 | 229.4015 | 1735.4862 | 267.5257 | 0.16388 | 3.55 | 44.5098 | 0.084673 | 0.50804 | 229.4015 | 1735.4862 | 267.5257 | 0.16388 | 3.55 | 44.5098 | 0.084673 | 0.50804 | 229.4015 | 1735.4862 | 267.5257 | 0.16388 | 3.55 | 44.5098 | 0.084673 | 0.50804 | 229.4015 | 1735.4862 | 267.5257 | 0.16388 | 3.55 | 44.5098
| 110 | 0 | 0.36523 | 2.9218 | 785.3677 | 519.1249 | 184.3393 | 0.61127 | 7.5474 | 67.2829 | 0.14112 | 0.62686 | 275.1469 | 1635.3868 | 184.3393 | 0.19656 | 3.2826 | 47.7924 | 0.10448 | 0.62686 | 275.1469 | 1635.3868 | 184.3393 | 0.19656 | 3.2826 | 47.7924 | 0.10448 | 0.62686 | 275.1469 | 1635.3868 | 184.3393 | 0.19656 | 3.2826 | 47.7924 | 0.10448 | 0.62686 | 275.1469 | 1635.3868 | 184.3393 | 0.19656 | 3.2826 | 47.7924
| 111 | 0 | 0.46587 | 3.727 | 863.9863 | 347.0885 | 123.2498 | 0.67246 | 7.6839 | 74.9667 | 0.15498 | 0.76499 | 325.0181 | 1526.2485 | 123.2498 | 0.23219 | 3.2024 | 50.9948 | 0.1275 | 0.76499 | 325.0181 | 1526.2485 | 123.2498 | 0.23219 | 3.2024 | 50.9948 | 0.1275 | 0.76499 | 325.0181 | 1526.2485 | 123.2498 | 0.23219 | 3.2024 | 50.9948 | 0.1275 | 0.76499 | 325.0181 | 1526.2485 | 123.2498 | 0.23219 | 3.2024 | 50.9948
| 112 | 0 | 0.56743 | 4.5395 | 916.9289 | 231.2117 | 82.1024 | 0.71366 | 7.7757 | 82.7424 | 0.17429 | 0.92203 | 377.6781 | 1410.9904 | 82.1024 | 0.26981 | 3.2847 | 54.2795 | 0.15367 | 0.92203 | 377.6781 | 1410.9904 | 82.1024 | 0.26981 | 3.2847 | 54.2795 | 0.15367 | 0.92203 | 377.6781 | 1410.9904 | 82.1024 | 0.26981 | 3.2847 | 54.2795 | 0.15367 | 0.92203 | 377.6781 | 1410.9904 | 82.1024 | 0.26981 | 3.2847 | 54.2795
| 113 | 0 | 0.66479 | 5.3183 | 950.9866 | 156.6348 | 55.6204 | 0.74017 | 7.8346 | 90.577 | 0.19817 | 1.0962 | 431.4452 | 1293.2855 | 55.6204 | 0.30822 | 3.4796 | 57.7591 | 0.18271 | 1.0962 | 431.4452 | 1293.2855 | 55.6204 | 0.30822 | 3.4796 | 57.7591 | 0.18271 | 1.0962 | 431.4452 | 1293.2855 | 55.6204 | 0.30822 | 3.4796 | 57.7591 | 0.18271 | 1.0962 | 431.4452 | 1293.2855 | 55.6204 | 0.30822 | 3.4796 | 57.7591
| 114 | 0 | 0.75486 | 6.0389 | 972.6074 | 109.2483 | 38.7937 | 0.757 | 7.8719 | 98.449 | 0.22568 | 1.2845 | 484.5061 | 1177.0933 | 38.7937 | 0.34613 | 3.7385 | 61.4975 | 0.21409 | 1.2845 | 484.5061 | 1177.0933 | 38.7937 | 0.34613 | 3.7385 | 61.4975 | 0.21409 | 1.2845 | 484.5061 | 1177.0933 | 38.7937 | 0.34613 | 3.7385 | 61.4975 | 0.21409 | 1.2845 | 484.5061 | 1177.0933 | 38.7937 | 0.34613 | 3.7385 | 61.4975
| 115 | 0 | 0.83627 | 6.6902 | 986.438 | 78.8835 | 28.0112 | 0.76776 | 7.8957 | 106.3446 | 0.25579 | 1.4826 | 535.1687 | 1066.108 | 28.0112 | 0.38232 | 4.0234 | 65.5209 | 0.2471 | 1.4826 | 535.1687 | 1066.108 | 28.0112 | 0.38232 | 4.0234 | 65.5209 | 0.2471 | 1.4826 | 535.1687 | 1066.108 | 28.0112 | 0.38232 | 4.0234 | 65.5209 | 0.2471 | 1.4826 | 535.1687 | 1066.108 | 28.0112 | 0.38232 | 4.0234 | 65.5209
| 116 | 0 | 0.90875 | 7.27 | 995.4516 | 59.0319 | 20.962 | 0.77478 | 7.911 | 114.2556 | 0.28743 | 1.6854 | 582.0783 | 963.2855 | 20.962 | 0.41584 | 4.3081 | 69.829 | 0.2809 | 1.6854 | 582.0783 | 963.2855 | 20.962 | 0.41584 | 4.3081 | 69.829 | 0.2809 | 1.6854 | 582.0783 | 963.2855 | 20.962 | 0.41584 | 4.3081 | 69.829 | 0.2809 | 1.6854 | 582.0783 | 963.2855 | 20.962 | 0.41584 | 4.3081 | 69.829
| 117 | 0 | 0.97262 | 7.781 | 1001.4618 | 45.7221 | 16.2357 | 0.77946 | 7.9209 | 122.1765 | 0.31953 | 1.8878 | 624.3418 | 870.5721 | 16.2357 | 0.44603 | 4.5763 | 74.4053 | 0.31464 | 1.8878 | 624.3418 | 870.5721 | 16.2357 | 0.44603 | 4.5763 | 74.4053 | 0.31464 | 1.8878 | 624.3418 | 870.5721 | 16.2357 | 0.44603 | 4.5763 | 74.4053 | 0.31464 | 1.8878 | 624.3418 | 870.5721 | 16.2357 | 0.44603 | 4.5763 | 74.4053
| 118 | 0 | 1.0285 | 8.2283 | 1005.562 | 36.5582 | 12.9817 | 0.78265 | 7.9275 | 130.104 | 0.35115 | 2.0849 | 661.5416 | 788.8738 | 12.9817 | 0.47261 | 4.8188 | 79.2241 | 0.34749 | 2.0849 | 661.5416 | 788.8738 | 12.9817 | 0.47261 | 4.8188 | 79.2241 | 0.34749 | 2.0849 | 661.5416 | 788.8738 | 12.9817 | 0.47261 | 4.8188 | 79.2241 | 0.34749 | 2.0849 | 661.5416 | 788.8738 | 12.9817 | 0.47261 | 4.8188 | 79.2241
| 119 | 0 | 1.0773 | 8.6181 | 1008.4157 | 30.084 | 10.6827 | 0.78487 | 7.9318 | 138.0359 | 0.38152 | 2.2726 | 693.6639 | 718.2133 | 10.6827 | 0.49555 | 5.0319 | 84.2559 | 0.37877 | 2.2726 | 693.6639 | 718.2133 | 10.6827 | 0.49555 | 5.0319 | 84.2559 | 0.37877 | 2.2726 | 693.6639 | 718.2133 | 10.6827 | 0.49555 | 5.0319 | 84.2559 | 0.37877 | 2.2726 | 693.6639 | 718.2133 | 10.6827 | 0.49555 | 5.0319 | 84.2559
| 120 | 0 | 1.1196 | 8.9567 | 1010.4327 | 25.3989 | 9.0191 | 0.78644 | 7.9346 | 145.9705 | 0.41003 | 2.4478 | 720.9839 | 657.9807 | 9.0191 | 0.51507 | 5.2151 | 89.4711 | 0.40796 | 2.4478 | 720.9839 | 657.9807 | 9.0191 | 0.51507 | 5.2151 | 89.4711 | 0.40796 | 2.4478 | 720.9839 | 657.9807 | 9.0191 | 0.51507 | 5.2151 | 89.4711 | 0.40796 | 2.4478 | 720.9839 | 657.9807 | 9.0191 | 0.51507 | 5.2151 | 89.4711
| 121 | 0 | 0.94392 | 7.5514 | 998.4657 | 51.2838 | 18.2107 | 0.77713 | 7.913 | 153.8835 | 0.43629 | 2.1442 | 671.5524 | 765.8305 | 18.2107 | 0.47976 | 4.9277 | 94.3987 | 0.35737 | 2.1442 | 671.5524 | 765.8305 | 18.2107 | 0.47976 | 4.9277 | 94.3987 | 0.35737 | 2.1442 | 671.5524 | 765.8305 | 18.2107 | 0.47976 | 4.9277 | 94.3987 | 0.35737 | 2.1442 | 671.5524 | 765.8305 | 18.2107 | 0.47976 | 4.9277 | 94.3987
| 122 | 0 | 1.0034 | 8.0269 | 1003.2552 | 40.4325 | 14.3574 | 0.78085 | 7.9203 | 161.8038 | 0.44715 | 2.3278 | 701.963 | 698.6631 | 14.3574 | 0.50148 | 5.1174 | 99.5161 | 0.38796 | 2.3278 | 701.963 | 698.6631 | 14.3574 | 0.50148 | 5.1174 | 99.5161 | 0.38796 | 2.3278 | 701.963 | 698.6631 | 14.3574 | 0.50148 | 5.1174 | 99.5161 | 0.38796 | 2.3278 | 701.963 | 698.6631 | 14.3574 | 0.50148 | 5.1174 | 99.5161
| 123 | 0 | 1.0552 | 8.4419 | 1006.5223 | 32.8557 | 11.6669 | 0.7834 | 7.9248 | 169.7285 | 0.46074 | 2.4981 | 727.6871 | 641.642 | 11.6669 | 0.51986 | 5.2819 | 104.7981 | 0.41634 | 2.4981 | 727.6871 | 641.642 | 11.6669 | 0.51986 | 5.2819 | 104.7981 | 0.41634 | 2.4981 | 727.6871 | 641.642 | 11.6669 | 0.51986 | 5.2819 | 104.7981 | 0.41634 | 2.4981 | 727.6871 | 641.642 | 11.6669 | 0.51986 | 5.2819 | 104.7981
| 124 | 0 | 1.1003 | 8.8027 | 1008.7769 | 27.4323 | 9.7411 | 0.78515 | 7.9273 | 177.6559 | 0.47552 | 2.6533 | 749.2034 | 593.7117 | 9.7411 | 0.53523 | 5.4219 | 110.22 | 0.44222 | 2.6533 | 749.2034 | 593.7117 | 9.7411 | 0.53523 | 5.4219 | 110.22 | 0.44222 | 2.6533 | 749.2034 | 593.7117 | 9.7411 | 0.53523 | 5.4219 | 110.22 | 0.44222 | 2.6533 | 749.2034 | 593.7117 | 9.7411 | 0.53523 | 5.4219 | 110.22
| 125 | 0 | 1.1394 | 9.1155 | 1010.3371 | 23.4608 | 8.3309 | 0.78637 | 7.9285 | 185.5844 | 0.49045 | 2.7929 | 767.0401 | 553.7083 | 8.3309 | 0.54797 | 5.5393 | 115.7592 | 0.46548 | 2.7929 | 767.0401 | 553.7083 | 8.3309 | 0.54797 | 5.5393 | 115.7592 | 0.46548 | 2.7929 | 767.0401 | 553.7083 | 8.3309 | 0.54797 | 5.5393 | 115.7592 | 0.46548 | 2.7929 | 767.0401 | 553.7083 | 8.3309 | 0.54797 | 5.5393 | 115.7592
| 126 | 0 | 0.96752 | 7.7401 | 999.4645 | 46.665 | 16.5706 | 0.7779 | 7.908 | 193.4924 | 0.50483 | 2.4123 | 713.7583 | 669.7447 | 16.5706 | 0.50991 | 5.2175 | 120.9767 | 0.40206 | 2.4123 | 713.7583 | 669.7447 | 16.5706 | 0.50991 | 5.2175 | 120.9767 | 0.40206 | 2.4123 | 713.7583 | 669.7447 | 16.5706 | 0.50991 | 5.2175 | 120.9767 | 0.40206 | 2.4123 | 713.7583 | 669.7447 | 16.5706 | 0.50991 | 5.2175 | 120.9767
| 127 | 0 | 1.0238 | 8.1902 | 1003.4342 | 37.2614 | 13.2314 | 0.78099 | 7.9129 | 201.4053 | 0.5061 | 2.5741 | 736.9665 | 617.7022 | 13.2314 | 0.52649 | 5.3594 | 126.3361 | 0.42902 | 2.5741 | 736.9665 | 617.7022 | 13.2314 | 0.52649 | 5.3594 | 126.3361 | 0.42902 | 2.5741 | 736.9665 | 617.7022 | 13.2314 | 0.52649 | 5.3594 | 126.3361 | 0.42902 | 2.5741 | 736.9665 | 617.7022 | 13.2314 | 0.52649 | 5.3594 | 126.3361
| 128 | 0 | 1.0728 | 8.5822 | 1006.0982 | 30.63 | 10.8766 | 0.78307 | 7.9153 | 209.3206 | 0.5112 | 2.7203 | 756.219 | 574.1576 | 10.8766 | 0.54024 | 5.4801 | 131.8162 | 0.45339 | 2.7203 | 756.219 | 574.1576 | 10.8766 | 0.54024 | 5.4801 | 131.8162 | 0.45339 | 2.7203 | 756.219 | 574.1576 | 10.8766 | 0.54024 | 5.4801 | 131.8162 | 0.45339 | 2.7203 | 756.219 | 574.1576 | 10.8766 | 0.54024 | 5.4801 | 131.8162
| 129 | 0 | 1.1153 | 8.9223 | 1007.8786 | 25.8401 | 9.1757 | 0.78445 | 7.9159 | 217.2365 | 0.51846 | 2.8506 | 772.0434 | 537.9479 | 9.1757 | 0.55155 | 5.581 | 137.3973 | 0.4751 | 2.8506 | 772.0434 | 537.9479 | 9.1757 | 0.55155 | 5.581 | 137.3973 | 0.4751 | 2.8506 | 772.0434 | 537.9479 | 9.1757 | 0.55155 | 5.581 | 137.3973 | 0.4751 | 2.8506 | 772.0434 | 537.9479 | 9.1757 | 0.55155 | 5.581 | 137.3973
| 130 | 0 | 1.1521 | 9.2166 | 1009.0405 | 22.3043 | 7.9202 | 0.78536 | 7.9152 | 225.1517 | 0.52673 | 2.9653 | 784.9387 | 507.9719 | 7.9202 | 0.56076 | 5.6642 | 143.0615 | 0.49421 | 2.9653 | 784.9387 | 507.9719 | 7.9202 | 0.56076 | 5.6642 | 143.0615 | 0.49421 | 2.9653 | 784.9387 | 507.9719 | 7.9202 | 0.56076 | 5.6642 | 143.0615 | 0.49421 | 2.9653 | 784.9387 | 507.9719 | 7.9202 | 0.56076 | 5.6642 | 143.0615
| 131 | 0 | 0.99182 | 7.9345 | 999.419 | 42.3427 | 15.0357 | 0.77787 | 7.8957 | 233.0474 | 0.53524 | 2.5709 | 733.9331 | 618.7005 | 15.0357 | 0.52432 | 5.3506 | 148.4121 | 0.42848 | 2.5709 | 733.9331 | 618.7005 | 15.0357 | 0.52432 | 5.3506 | 148.4121 | 0.42848 | 2.5709 | 733.9331 | 618.7005 | 15.0357 | 0.52432 | 5.3506 | 148.4121 | 0.42848 | 2.5709 | 733.9331 | 618.7005 | 15.0357 | 0.52432 | 5.3506 | 148.4121
| 132 | 0 | 1.0446 | 8.3568 | 1002.5414 | 34.2841 | 12.1741 | 0.7803 | 7.8977 | 240.9452 | 0.53251 | 2.7146 | 752.5425 | 575.7885 | 12.1741 | 0.53762 | 5.4631 | 153.8752 | 0.45244 | 2.7146 | 752.5425 | 575.7885 | 12.1741 | 0.53762 | 5.4631 | 153.8752 | 0.45244 | 2.7146 | 752.5425 | 575.7885 | 12.1741 | 0.53762 | 5.4631 | 153.8752 | 0.45244 | 2.7146 | 752.5425 | 575.7885 | 12.1741 | 0.53762 | 5.4631 | 153.8752
| 133 | 0 | 1.0904 | 8.7235 | 1004.5524 | 28.5397 | 10.1343 | 0.78186 | 7.8975 | 248.8427 | 0.53379 | 2.8424 | 767.7291 | 540.1565 | 10.1343 | 0.54847 | 5.5571 | 159.4323 | 0.47373 | 2.8424 | 767.7291 | 540.1565 | 10.1343 | 0.54847 | 5.5571 | 159.4323 | 0.47373 | 2.8424 | 767.7291 | 540.1565 | 10.1343 | 0.54847 | 5.5571 | 159.4323 | 0.47373 | 2.8424 | 767.7291 | 540.1565 | 10.1343 | 0.54847 | 5.5571 | 159.4323
| 134 | 0 | 1.1301 | 9.041 | 1005.7948 | 24.3502 | 8.6467 | 0.78283 | 7.8956 | 256.7383 | 0.53746 | 2.9545 | 779.9868 | 510.7145 | 8.6467 | 0.55722 | 5.634 | 165.0663 | 0.49242 | 2.9545 | 779.9868 | 510.7145 | 8.6467 | 0.55722 | 5.634 | 165.0663 | 0.49242 | 2.9545 | 779.9868 | 510.7145 | 8.6467 | 0.55722 | 5.634 | 165.0663 | 0.49242 | 2.9545 | 779.9868 | 510.7145 | 8.6467 | 0.55722 | 5.634 | 165.0663
| 135 | 0 | 1.1644 | 9.3151 | 1006.4862 | 21.2318 | 7.5393 | 0.78337 | 7.8924 | 264.6306 | 0.5424 | 3.0517 | 789.7578 | 486.4854 | 7.5393 | 0.5642 | 5.6959 | 170.7622 | 0.50862 | 3.0517 | 789.7578 | 486.4854 | 7.5393 | 0.5642 | 5.6959 | 170.7622 | 0.50862 | 3.0517 | 789.7578 | 486.4854 | 7.5393 | 0.5642 | 5.6959 | 170.7622 | 0.50862 | 3.0517 | 789.7578 | 486.4854 | 7.5393 | 0.5642 | 5.6959 | 170.7622
| 136 | 0 | 1.0291 | 8.2327 | 998.7755 | 36.4785 | 12.9534 | 0.77737 | 7.8745 | 272.5051 | 0.54785 | 2.7032 | 746.7697 | 579.1063 | 12.9534 | 0.53349 | 5.4275 | 176.1896 | 0.45053 | 2.7032 | 746.7697 | 579.1063 | 12.9534 | 0.53349 | 5.4275 | 176.1896 | 0.45053 | 2.7032 | 746.7697 | 579.1063 | 12.9534 | 0.53349 | 5.4275 | 176.1896 | 0.45053 | 2.7032 | 746.7697 | 579.1063 | 12.9534 | 0.53349 | 5.4275 | 176.1896
| 137 | 0 | 1.0764 | 8.6113 | 1000.773 | 30.1868 | 10.7192 | 0.77892 | 7.8726 | 280.3778 | 0.54426 | 2.8276 | 761.1604 | 544.1697 | 10.7192 | 0.54377 | 5.5143 | 181.7039 | 0.47127 | 2.8276 | 761.1604 | 544.1697 | 10.7192 | 0.54377 | 5.5143 | 181.7039 | 0.47127 | 2.8276 | 761.1604 | 544.1697 | 10.7192 | 0.54377 | 5.5143 | 181.7039 | 0.47127 | 2.8276 | 761.1604 | 544.1697 | 10.7192 | 0.54377 | 5.5143 | 181.7039
| 138 | 0 | 1.1174 | 8.939 | 1001.9089 | 25.6252 | 9.0994 | 0.77981 | 7.8689 | 288.2467 | 0.54414 | 2.9364 | 772.6293 | 515.3683 | 9.0994 | 0.55197 | 5.5847 | 187.2886 | 0.48939 | 2.9364 | 772.6293 | 515.3683 | 9.0994 | 0.55197 | 5.5847 | 187.2886 | 0.48939 | 2.9364 | 772.6293 | 515.3683 | 9.0994 | 0.55197 | 5.5847 | 187.2886 | 0.48939 | 2.9364 | 772.6293 | 515.3683 | 9.0994 | 0.55197 | 5.5847 | 187.2886
| 139 | 0 | 1.1527 | 9.2216 | 1002.4278 | 22.2484 | 7.9003 | 0.78021 | 7.8636 | 296.1102 | 0.5461 | 3.0302 | 781.6116 | 491.7411 | 7.9003 | 0.55838 | 5.6403 | 192.9289 | 0.50504 | 3.0302 | 781.6116 | 491.7411 | 7.9003 | 0.55838 | 5.6403 | 192.9289 | 0.50504 | 3.0302 | 781.6116 | 491.7411 | 7.9003 | 0.55838 | 5.6403 | 192.9289 | 0.50504 | 3.0302 | 781.6116 | 491.7411 | 7.9003 | 0.55838 | 5.6403 | 192.9289
| 140 | 0 | 1.1831 | 9.4646 | 1002.4871 | 19.7025 | 6.9963 | 0.78026 | 7.857 | 303.9673 | 0.54917 | 3.1102 | 788.4836 | 472.455 | 6.9963 | 0.56329 | 5.6829 | 198.6118 | 0.51837 | 3.1102 | 788.4836 | 472.455 | 6.9963 | 0.56329 | 5.6829 | 198.6118 | 0.51837 | 3.1102 | 788.4836 | 472.455 | 6.9963 | 0.56329 | 5.6829 | 198.6118 | 0.51837 | 3.1102 | 788.4836 | 472.455 | 6.9963 | 0.56329 | 5.6829 | 198.6118
| 141 | 0 | 1.1493 | 9.1945 | 1000.0232 | 22.5517 | 8.008 | 0.77834 | 7.8457 | 311.813 | 0.5527 | 3.0204 | 776.9095 | 494.1716 | 8.008 | 0.55502 | 5.6075 | 204.2192 | 0.50339 | 3.0204 | 776.9095 | 494.1716 | 8.008 | 0.55502 | 5.6075 | 204.2192 | 0.50339 | 3.0204 | 776.9095 | 494.1716 | 8.008 | 0.55502 | 5.6075 | 204.2192 | 0.50339 | 3.0204 | 776.9095 | 494.1716 | 8.008 | 0.55502 | 5.6075 | 204.2192
| 142 | 0 | 1.1797 | 9.4377 | 999.9231 | 19.9698 | 7.0912 | 0.77826 | 7.8378 | 319.6508 | 0.55328 | 3.0978 | 783.2452 | 475.4016 | 7.0912 | 0.55955 | 5.6462 | 209.8654 | 0.5163 | 3.0978 | 783.2452 | 475.4016 | 7.0912 | 0.55955 | 5.6462 | 209.8654 | 0.5163 | 3.0978 | 783.2452 | 475.4016 | 7.0912 | 0.55955 | 5.6462 | 209.8654 | 0.5163 | 3.0978 | 783.2452 | 475.4016 | 7.0912 | 0.55955 | 5.6462 | 209.8654
| 143 | 0 | 1.2057 | 9.646 | 999.454 | 17.9948 | 6.3899 | 0.7779 | 7.8287 | 327.4794 | 0.55485 | 3.1627 | 787.7994 | 460.2284 | 6.3899 | 0.5628 | 5.6737 | 215.5391 | 0.52711 | 3.1627 | 787.7994 | 460.2284 | 6.3899 | 0.5628 | 5.6737 | 215.5391 | 0.52711 | 3.1627 | 787.7994 | 460.2284 | 6.3899 | 0.5628 | 5.6737 | 215.5391 | 0.52711 | 3.1627 | 787.7994 | 460.2284 | 6.3899 | 0.5628 | 5.6737 | 215.5391
| 144 | 0 | 1.228 | 9.8238 | 998.6861 | 16.4641 | 5.8463 | 0.7773 | 7.8185 | 335.2979 | 0.55684 | 3.2162 | 790.8326 | 448.0725 | 5.8463 | 0.56497 | 5.6915 | 221.2306 | 0.53604 | 3.2162 | 790.8326 | 448.0725 | 5.8463 | 0.56497 | 5.6915 | 221.2306 | 0.53604 | 3.2162 | 790.8326 | 448.0725 | 5.8463 | 0.56497 | 5.6915 | 221.2306 | 0.53604 | 3.2162 | 790.8326 | 448.0725 | 5.8463 | 0.56497 | 5.6915 | 221.2306
| 145 | 0 | 1.2469 | 9.975 | 997.6665 | 15.2653 | 5.4207 | 0.7765 | 7.8072 | 343.1052 | 0.55887 | 3.2596 | 792.5604 | 438.4536 | 5.4207 | 0.56621 | 5.7008 | 226.9313 | 0.54327 | 3.2596 | 792.5604 | 438.4536 | 5.4207 | 0.56621 | 5.7008 | 226.9313 | 0.54327 | 3.2596 | 792.5604 | 438.4536 | 5.4207 | 0.56621 | 5.7008 | 226.9313 | 0.54327 | 3.2596 | 792.5604 | 438.4536 | 5.4207 | 0.56621 | 5.7008 | 226.9313
| 146 | 0 | 1.1958 | 9.5664 | 994.4527 | 18.7249 | 6.6491 | 0.774 | 7.7918 | 350.8969 | 0.5607 | 3.1187 | 775.8213 | 470.464 | 6.6491 | 0.55425 | 5.59 | 232.5213 | 0.51978 | 3.1187 | 775.8213 | 470.464 | 6.6491 | 0.55425 | 5.59 | 232.5213 | 0.51978 | 3.1187 | 775.8213 | 470.464 | 6.6491 | 0.55425 | 5.59 | 232.5213 | 0.51978 | 3.1187 | 775.8213 | 470.464 | 6.6491 | 0.55425 | 5.59 | 232.5213
| 147 | 0 | 1.2185 | 9.7478 | 993.41 | 17.1015 | 6.0727 | 0.77319 | 7.7792 | 358.6761 | 0.55909 | 3.1704 | 778.2753 | 458.4587 | 6.0727 | 0.556 | 5.6034 | 238.1247 | 0.5284 | 3.1704 | 778.2753 | 458.4587 | 6.0727 | 0.556 | 5.6034 | 238.1247 | 0.5284 | 3.1704 | 778.2753 | 458.4587 | 6.0727 | 0.556 | 5.6034 | 238.1247 | 0.5284 | 3.1704 | 778.2753 | 458.4587 | 6.0727 | 0.556 | 5.6034 | 238.1247
| 148 | 0 | 1.2377 | 9.9016 | 992.0928 | 15.8354 | 5.6231 | 0.77217 | 7.7654 | 366.4415 | 0.55832 | 3.2118 | 779.3843 | 449.0654 | 5.6231 | 0.55679 | 5.6081 | 243.7328 | 0.5353 | 3.2118 | 779.3843 | 449.0654 | 5.6231 | 0.55679 | 5.6081 | 243.7328 | 0.5353 | 3.2118 | 779.3843 | 449.0654 | 5.6231 | 0.55679 | 5.6081 | 243.7328 | 0.5353 | 3.2118 | 779.3843 | 449.0654 | 5.6231 | 0.55679 | 5.6081 | 243.7328
| 149 | 0 | 1.2539 | 10.0314 | 990.5363 | 14.8402 | 5.2697 | 0.77095 | 7.7506 | 374.1921 | 0.55794 | 3.244 | 779.3282 | 441.8843 | 5.2697 | 0.55675 | 5.6052 | 249.3379 | 0.54067 | 3.244 | 779.3282 | 441.8843 | 5.2697 | 0.55675 | 5.6052 | 249.3379 | 0.54067 | 3.244 | 779.3282 | 441.8843 | 5.2697 | 0.55675 | 5.6052 | 249.3379 | 0.54067 | 3.244 | 779.3282 | 441.8843 | 5.2697 | 0.55675 | 5.6052 | 249.3379
Carbon sequestration in trees
Simplified version of the 3PG model (Xenakis et al, 2008). This version, doesn't require climate data as no explicit environmental modifier is calculated. Instead, it uses a factor (from 0 to 1) representing the total effect of environment on growth. The simplified model requires a value of annual incoming solar radiation, a modifier for the age-related decline in productivity, a light extinction coefficient and specific leaf area. The model calculates gross primary productivity (GPP) and then net primary production (NPP) through a standard ratio. It allocates NPP to roots, wood and foliage. A soil model calculates the size of old and young carbon pools, respiration losses from these pools and from this net ecosystem productivity (NEP). The model does not need temp/rain/solrad data: the impact of the environment at the site is included by adjusting the environmental modifier, based on site yield class and temperature. Light use efficiency (LUE), rather than quantum use efficiency (QYE) is used, making it easier to develop the model for many species even for a grouping such as "conifers" or "deciduous". Calibration for Sitka Spruce gives QYE = 0.08 (mol/mol) => LUE = 2.21 (kC/MJ), and for SP QYE = 0.05 (mol/mol) => LUE = 1.37 (kC/MJ).
Note on D34: Note: Photosynthetically active radiation Average annual sum of solar irradiance of 800kWh (figure obtained from http://re.jrc.ec.europa.eu/pvgis/countries/europe.htm (solar irradiance map of UK and Ireland). Further data was obtained from http://www.satel-light.com/pub/Bradley06212010152223/map2.htm which yielded the same result.). 800 kWh is equivalent to 2880 MJ.
Note on D35: Note:Light extinction coefficient set after work of Xenakis et al 2008
Note on D41: Note: NPP/GPP set to 0.47 after Waring et al (2000) and Minnuno etal (2010)
Note on D42: Note: Allocation to foliage set to 0.25 after Magnani et al., 2007
Note on D47: Note: LAI set after Magnani et al, 2007
Note on F37: Note: calibrated against observed data by Xenakis et al 2008.
Note on F39: Note: Maximum light-use efficiency for Scots Pine set after Xenakis et al 2008
Note on F44: Note: Age for 50% reduction in light use efficiency for Scots Pine set to 100 yrs after work of Xenakis et al., 2008
Note on G37: Note: calibrated against observed data by Xenakis et al 2008
Note on G39: Note: Value for maximum light-use efficiency for Sitka Spruce set after Minnuno et al, 2010
Note on G44: Note: Age for 50% reduction in light use efficiency for Scots Pine set to 120 years by after work of Magnani et al, 2007
Note on G49: Calculation of the reduction in GPP due to various environmental effects In 3-PGN, a series of environmental modifiers are used to reduced the maximum light use efficiency and produce estimates of GPP. These include modifiers for temperature, frost, nutrients, vapour pressure deficit and soil water. Each modifier varies from 0 to 1, where 1 is no limitation and 0 is maximum limitation of growth. The temperature modifier, fT, is given by fT = (((Ta-Tmin)/(Topt-Tmin)) x ((Tmax-Ta)/(Tmax-Topt)))((Tmax-Topt)/(Topt-Tmin)) where fT = 0 if Ta<= Tmin or Tmax <= Ta, and Ta, Tmin, Topt and Tmax are the actual temperature and the minimum, optimum and maximum temperatures for net photosynthetic production (°C) respectively. The functional form of frost modifier, fF is given by fF = 1 - kF(dF/30) where df is the number of frost days in a month and kF is the number of days production lost for each frost day (kF may be greater or less than 1). Setting kF = 0 switches the frost modifier “off”. The nitrogen fertility modifier fN depends linearly on the site fertility rating FR: fN = fN0 + (1-fN0)FR where fN0 is the value of fN when FR = 0. (Xenakis, 2007)
Note on H40: Note: Reduction factor calculated by Xenakis, 2007
Note on K112: Harvest assumed to be at 50 years
Note on K162: Harvest assumed to be at 50 years
Note on S112: Harvest assumed to be at 50 years
Note on S162: Harvest assumed to be at 50 years
Note on AA112: Harvest assumed to be at 50 years
Note on AA162: Harvest assumed to be at 50 years
Note on AI112: Harvest assumed to be at 50 years
Note on AI162: Harvest assumed to be at 50 years
Note on AQ112: Harvest assumed to be at 50 years
Note on AQ162: Harvest assumed to be at 50 years

## 7b. C seq. in soil under trees
Carbon sequestration in soil under trees
Note. More data needed. This should be the respiration from newly felled and disturbed soil, so as to include respiration from fresh plant inputs, from background soil organic matter decomposition, and from the disturbance of soil resulting in the release of additional C from soil aggregates. Different types of management disturbance should be considered. This information is not yet available, but will become available following experiments to be done by Mike Perks during 2009-2012. As an interim measure, C sequestration in soil under trees is used, so including background respiration from soil organic matter decomposition and respiration from fresh plant input.
Carbon Sequestration in Soil Under Trees: Lookup Table
Peaty Gley (t C ha-1 yr-1) | Deep Peat (t C ha-1 yr-1)
3.98 | 5
Note on B11: Source: Zerva et al(2005)
Note on C11: Source: Hargreaves et al (2003)

## 7c. Average stand data
Average stand data
Data obtained from Forestry Commission growth and yield tables (Edwards & Christie, 1981)
STAND_ID | ForestGALES
SPECIES | Sitka Spruce
YIELD CLASS 14: Peaty Gley
Yield class | Initial Spacing (m) | Age (years) | Average tree height (m) | Volume m3 ha-1 | Spacing | Maximum tree height (m)
14 | 1.7 | 17 | 5.077 | 62 | 1.74 | 6.9
14 | 1.7 | 18 | 5.6841 | 76.4 | 1.75 | 7.48
14 | 1.7 | 19 | 6.2912 | 90.8 | 1.77 | 8.06
14 | 1.7 | 20 | 6.8983 | 105.2 | 1.79 | 8.64
14 | 1.7 | 21 | 7.5054 | 119.6 | 1.8 | 9.22
14 | 1.7 | 22 | 8.1125 | 134 | 1.82 | 9.8
14 | 1.7 | 23 | 8.7195 | 151.8 | 1.84 | 10.38
14 | 1.7 | 24 | 9.3266 | 169.6 | 1.85 | 10.96
14 | 1.7 | 25 | 9.9337 | 187.4 | 1.86 | 11.54
14 | 1.7 | 26 | 10.5408 | 205.2 | 1.87 | 12.12
14 | 1.7 | 27 | 11.1479 | 223 | 1.89 | 12.7
14 | 1.7 | 28 | 11.7131 | 242.6 | 1.91 | 13.24
14 | 1.7 | 29 | 12.2783 | 262.2 | 1.94 | 13.78
14 | 1.7 | 30 | 12.8435 | 281.8 | 1.97 | 14.32
14 | 1.7 | 31 | 13.4088 | 301.4 | 2 | 14.86
14 | 1.7 | 32 | 13.974 | 321 | 2.03 | 15.4
14 | 1.7 | 33 | 14.4973 | 340.4 | 2.06 | 15.9
14 | 1.7 | 34 | 15.0207 | 359.8 | 2.09 | 16.4
14 | 1.7 | 35 | 15.544 | 379.2 | 2.12 | 16.9
14 | 1.7 | 36 | 16.0674 | 398.6 | 2.15 | 17.4
14 | 1.7 | 37 | 16.5907 | 418 | 2.18 | 17.9
14 | 1.7 | 38 | 17.0722 | 435.8 | 2.21 | 18.36
14 | 1.7 | 39 | 17.5537 | 453.6 | 2.24 | 18.82
14 | 1.7 | 40 | 18.0352 | 471.4 | 2.27 | 19.28
14 | 1.7 | 41 | 18.5167 | 489.2 | 2.3 | 19.74
14 | 1.7 | 42 | 18.9981 | 507 | 2.33 | 20.2
14 | 1.7 | 43 | 19.4168 | 522.6 | 2.36 | 20.6
14 | 1.7 | 44 | 19.8355 | 538.2 | 2.39 | 21
14 | 1.7 | 45 | 20.2542 | 553.8 | 2.41 | 21.4
14 | 1.7 | 46 | 20.6729 | 569.4 | 2.44 | 21.8
14 | 1.7 | 47 | 21.0915 | 585 | 2.47 | 22.2
14 | 1.7 | 48 | 21.4684 | 598.6 | 2.5 | 22.56
14 | 1.7 | 49 | 21.8452 | 612.2 | 2.52 | 22.92
14 | 1.7 | 50 | 22.222 | 625.8 | 2.55 | 23.28
YIELD CLASS 12: Deep Peat
Yield class | Initial Spacing (m) | Age (years) | Average tree height (m) | Volume m3 ha-1 | Spacing | Maximum tree height (m)
12 | 1.7 | 19 | 5.077 | 63 | 1.74 | 6.9
12 | 1.7 | 20 | 5.6422 | 76.2 | 1.75 | 7.44
12 | 1.7 | 21 | 6.2075 | 89.4 | 1.77 | 7.98
12 | 1.7 | 22 | 6.7727 | 102.6 | 1.78 | 8.52
12 | 1.7 | 23 | 7.3379 | 115.8 | 1.8 | 9.06
12 | 1.7 | 24 | 7.9031 | 129 | 1.82 | 9.6
12 | 1.7 | 25 | 8.4474 | 145.2 | 1.83 | 10.12
12 | 1.7 | 26 | 8.9917 | 161.4 | 1.85 | 10.64
12 | 1.7 | 27 | 9.536 | 177.6 | 1.87 | 11.16
12 | 1.7 | 28 | 10.0803 | 193.8 | 1.89 | 11.68
12 | 1.7 | 29 | 10.6245 | 210 | 1.91 | 12.2
12 | 1.7 | 30 | 11.1479 | 227.6 | 1.92 | 12.7
12 | 1.7 | 31 | 11.6712 | 245.2 | 1.94 | 13.2
12 | 1.7 | 32 | 12.1946 | 262.8 | 1.96 | 13.7
12 | 1.7 | 33 | 12.7179 | 280.4 | 1.97 | 14.2
12 | 1.7 | 34 | 13.2413 | 298 | 1.99 | 14.7
12 | 1.7 | 35 | 13.7018 | 315.2 | 2.02 | 15.14
12 | 1.7 | 36 | 14.1624 | 332.4 | 2.04 | 15.58
12 | 1.7 | 37 | 14.6229 | 349.6 | 2.07 | 16.02
12 | 1.7 | 38 | 15.0835 | 366.8 | 2.1 | 16.46
12 | 1.7 | 39 | 15.544 | 384 | 2.13 | 16.9
12 | 1.7 | 40 | 15.9836 | 399.8 | 2.15 | 17.32
12 | 1.7 | 41 | 16.4233 | 415.6 | 2.18 | 17.74
12 | 1.7 | 42 | 16.8629 | 431.4 | 2.2 | 18.16
12 | 1.7 | 43 | 17.3025 | 447.2 | 2.23 | 18.58
12 | 1.7 | 44 | 17.7421 | 463 | 2.26 | 19
12 | 1.7 | 45 | 18.1189 | 477 | 2.28 | 19.36
12 | 1.7 | 46 | 18.4957 | 491 | 2.31 | 19.72
12 | 1.7 | 47 | 18.8725 | 505 | 2.33 | 20.08
12 | 1.7 | 48 | 19.2493 | 519 | 2.36 | 20.44
12 | 1.7 | 49 | 19.6262 | 533 | 2.39 | 20.8
12 | 1.7 | 50 | 19.9611 | 544.8 | 2.41 | 21.12

## 7d. Wind speed ratios
Calculation of wind speed ratios
Note: Wind speed ratios derived from WINDFLOW model (Gardiner, 2004)
Values taken from input sheet | Forestry Area 1 |  |  | Forestry Area 2 |  |  | Forestry Area 3 |  |  | Forestry Area 4 |  |  | Forestry Area 5
| Exp | Min | Max | Exp | Min | Max | Exp | Min | Max | Exp | Min | Max | Exp | Min | Max
Age of forestry when felled for windfarm (yr) | 0 | 0 | 0 | 0 | 0 | 0 | 0 | 0 | 0 | 0 | 0 | 0 | 0 | 0 | 0
Life time of wind farm (years) | 25 | 25 | 25 | 25 | 25 | 25 | 25 | 25 | 25 | 25 | 25 | 25 | 25 | 25 | 25
Area felled around each turbine (ha) | 0 | 0 | 0 | 0 | 0 | 0 | 0 | 0 | 0 | 0 | 0 | 0 | 0 | 0 | 0
Width of forest around felled area (m) | 0 | 0 | 0 | 0 | 0 | 0 | 0 | 0 | 0 | 0 | 0 | 0 | 0 | 0 | 0
Height of turbines (m) | 0 | 0 | 0 | 0 | 0 | 0 | 0 | 0 | 0 | 0 | 0 | 0 | 0 | 0 | 0
Forest dimensions | Forestry Area 1 |  |  | Forestry Area 2 |  |  | Forestry Area 3 |  |  | Forestry Area 4 |  |  | Forestry Area 5
| Exp | Min | Max | Exp | Min | Max | Exp | Min | Max | Exp | Min | Max | Exp | Min | Max
Width of forest around felled area (m) | 0 | 0 | 0 | 0 | 0 | 0 | 0 | 0 | 0 | 0 | 0 | 0 | 0 | 0 | 0
Width of felled forestry around turbine (m) | 0 | 0 | 0 | 0 | 0 | 0 | 0 | 0 | 0 | 0 | 0 | 0 | 0 | 0 | 0
Tree height at construction of windfarm (m) | #VALUE! | #VALUE! | #VALUE! | #VALUE! | #VALUE! | #VALUE! | #VALUE! | #VALUE! | #VALUE! | #VALUE! | #VALUE! | #VALUE! | #VALUE! | #VALUE! | #VALUE!
Final Height of replanted forestry (m) | 9.9337 | 9.9337 | 9.9337 | 9.9337 | 9.9337 | 9.9337 | 9.9337 | 9.9337 | 9.9337 | 9.9337 | 9.9337 | 9.9337 | 9.9337 | 9.9337 | 9.9337
Tree height at end of windfarm life (m) | 9.9337 | 9.9337 | 9.9337 | 9.9337 | 9.9337 | 9.9337 | 9.9337 | 9.9337 | 9.9337 | 9.9337 | 9.9337 | 9.9337 | 9.9337 | 9.9337 | 9.9337
Wind speed | Forestry Area 1 |  |  | Forestry Area 2 |  |  | Forestry Area 3 |  |  | Forestry Area 4 |  |  | Forestry Area 5
| Exp | Min | Max | Exp | Min | Max | Exp | Min | Max | Exp | Min | Max | Exp | Min | Max
Wind speed upwind from forestry at hub height (m s-2) | Wind speed upwind of forestry (m s-1) | Wind speed upwind of forestry (m s-1) | Wind speed upwind of forestry (m s-1) | Wind speed upwind of forestry (m s-1) | Wind speed upwind of forestry (m s-1) | Wind speed upwind of forestry (m s-1) | Wind speed upwind of forestry (m s-1) | Wind speed upwind of forestry (m s-1) | Wind speed upwind of forestry (m s-1) | Wind speed upwind of forestry (m s-1) | Wind speed upwind of forestry (m s-1) | Wind speed upwind of forestry (m s-1) | Wind speed upwind of forestry (m s-1) | Wind speed upwind of forestry (m s-1) | Wind speed upwind of forestry (m s-1)
Wind speed at back of forest at hub height (m s-2) | Wind speed at back of forest (m s-1) | Wind speed at back of forest (m s-1) | Wind speed at back of forest (m s-1) | Wind speed at back of forest (m s-1) | Wind speed at back of forest (m s-1) | Wind speed at back of forest (m s-1) | Wind speed at back of forest (m s-1) | Wind speed at back of forest (m s-1) | Wind speed at back of forest (m s-1) | Wind speed at back of forest (m s-1) | Wind speed at back of forest (m s-1) | Wind speed at back of forest (m s-1) | Wind speed at back of forest (m s-1) | Wind speed at back of forest (m s-1) | Wind speed at back of forest (m s-1)
Wind speed over felled bare ground at hub height (m s-2) | Wind speed in felled gap (m s-1) | Wind speed in felled gap (m s-1) | Wind speed in felled gap (m s-1) | Wind speed in felled gap (m s-1) | Wind speed in felled gap (m s-1) | Wind speed in felled gap (m s-1) | Wind speed in felled gap (m s-1) | Wind speed in felled gap (m s-1) | Wind speed in felled gap (m s-1) | Wind speed in felled gap (m s-1) | Wind speed in felled gap (m s-1) | Wind speed in felled gap (m s-1) | Wind speed in felled gap (m s-1) | Wind speed in felled gap (m s-1) | Wind speed in felled gap (m s-1)
Wind speed over replanted forestry at hub height (m s-2) | Wind speed over replanted forestry (m s-1) | Wind speed over replanted forestry (m s-1) | Wind speed over replanted forestry (m s-1) | Wind speed over replanted forestry (m s-1) | Wind speed over replanted forestry (m s-1) | Wind speed over replanted forestry (m s-1) | Wind speed over replanted forestry (m s-1) | Wind speed over replanted forestry (m s-1) | Wind speed over replanted forestry (m s-1) | Wind speed over replanted forestry (m s-1) | Wind speed over replanted forestry (m s-1) | Wind speed over replanted forestry (m s-1) | Wind speed over replanted forestry (m s-1) | Wind speed over replanted forestry (m s-1) | Wind speed over replanted forestry (m s-1)
RESULTS Wind speed ratios (used in worksheet 1) | Forestry Area 1 |  |  | Forestry Area 2 |  |  | Forestry Area 3 |  |  | Forestry Area 4 |  |  | Forestry Area 5
| Exp | Min | Max | Exp | Min | Max | Exp | Min | Max | Exp | Min | Max | Exp | Min | Max
Standard Forestry Practice
No felling | #VALUE! | #VALUE! | #VALUE! | #VALUE! | #VALUE! | #VALUE! | #VALUE! | #VALUE! | #VALUE! | #VALUE! | #VALUE! | #VALUE! | #VALUE! | #VALUE! | #VALUE!
Felled | #VALUE! | #VALUE! | #VALUE! | #VALUE! | #VALUE! | #VALUE! | #VALUE! | #VALUE! | #VALUE! | #VALUE! | #VALUE! | #VALUE! | #VALUE! | #VALUE! | #VALUE!
Felled & replanted | #VALUE! | #VALUE! | #VALUE! | #VALUE! | #VALUE! | #VALUE! | #VALUE! | #VALUE! | #VALUE! | #VALUE! | #VALUE! | #VALUE! | #VALUE! | #VALUE! | #VALUE!
BACKGROUND CALCULATIONS
Parameters | Forestry Area 1 |  |  | Forestry Area 2 |  |  | Forestry Area 3 |  |  | Forestry Area 4 |  |  | Forestry Area 5
| Exp | Min | Max | Exp | Min | Max | Exp | Min | Max | Exp | Min | Max | Exp | Min | Max
Roughness of upstream ground (m) | 0.03 | 0.03 | 0.03 | 0.03 | 0.03 | 0.03 | 0.03 | 0.03 | 0.03 | 0.03 | 0.03 | 0.03 | 0.03 | 0.03 | 0.03
Roughness of ground in gap (m) | 0.03 | 0.03 | 0.03 | 0.03 | 0.03 | 0.03 | 0.03 | 0.03 | 0.03 | 0.03 | 0.03 | 0.03 | 0.03 | 0.03 | 0.03
Roughness of forest (m) | 0.74503 | 0.74503 | 0.74503 | 0.74503 | 0.74503 | 0.74503 | 0.74503 | 0.74503 | 0.74503 | 0.74503 | 0.74503 | 0.74503 | 0.74503 | 0.74503 | 0.74503
Roughness of SRF (m) | 0.74503 | 0.74503 | 0.74503 | 0.74503 | 0.74503 | 0.74503 | 0.74503 | 0.74503 | 0.74503 | 0.74503 | 0.74503 | 0.74503 | 0.74503 | 0.74503 | 0.74503
Zero plane displacement over forest (m) | 6.4569 | 6.4569 | 6.4569 | 6.4569 | 6.4569 | 6.4569 | 6.4569 | 6.4569 | 6.4569 | 6.4569 | 6.4569 | 6.4569 | 6.4569 | 6.4569 | 6.4569
Zero plane displacement over SRF (m) | 6.4569 | 6.4569 | 6.4569 | 6.4569 | 6.4569 | 6.4569 | 6.4569 | 6.4569 | 6.4569 | 6.4569 | 6.4569 | 6.4569 | 6.4569 | 6.4569 | 6.4569
Exponential decay factor for wind profile in forest (alpha) | 4 | 4 | 4 | 4 | 4 | 4 | 4 | 4 | 4 | 4 | 4 | 4 | 4 | 4 | 4
Maximum height of top of boundary layer (m) | 5000 | 5000 | 5000 | 5000 | 5000 | 5000 | 5000 | 5000 | 5000 | 5000 | 5000 | 5000 | 5000 | 5000 | 5000
Von Karman's constant | 0.4 | 0.4 | 0.4 | 0.4 | 0.4 | 0.4 | 0.4 | 0.4 | 0.4 | 0.4 | 0.4 | 0.4 | 0.4 | 0.4 | 0.4
Intermediate Calculations
Height of the new internal boundary layer over forest (m) | 6.4569 | 6.4569 | 6.4569 | 6.4569 | 6.4569 | 6.4569 | 6.4569 | 6.4569 | 6.4569 | 6.4569 | 6.4569 | 6.4569 | 6.4569 | 6.4569 | 6.4569
Height of the new internal boundary layer over felled area (m) | 0.03 | 0.03 | 0.03 | 0.03 | 0.03 | 0.03 | 0.03 | 0.03 | 0.03 | 0.03 | 0.03 | 0.03 | 0.03 | 0.03 | 0.03
Height of the new internal boundary layer over replanted area (m) | 6.4569 | 6.4569 | 6.4569 | 6.4569 | 6.4569 | 6.4569 | 6.4569 | 6.4569 | 6.4569 | 6.4569 | 6.4569 | 6.4569 | 6.4569 | 6.4569 | 6.4569
Windspeed at internal boundary layer over forest (m s-1) | 13.2458 | 13.2458 | 13.2458 | 13.2458 | 13.2458 | 13.2458 | 13.2458 | 13.2458 | 13.2458 | 13.2458 | 13.2458 | 13.2458 | 13.2458 | 13.2458 | 13.2458
Windspeed at internal boundary layer over felled area (m s-1) | #VALUE! | #VALUE! | #VALUE! | #VALUE! | #VALUE! | #VALUE! | #VALUE! | #VALUE! | #VALUE! | #VALUE! | #VALUE! | #VALUE! | #VALUE! | #VALUE! | #VALUE!
Windspeed at internal boundary layer over replanted area (m s-1) | #VALUE! | #VALUE! | #VALUE! | #VALUE! | #VALUE! | #VALUE! | #VALUE! | #VALUE! | #VALUE! | #VALUE! | #VALUE! | #VALUE! | #VALUE! | #VALUE! | #VALUE!
Model results
| Forestry Area 1 | [11 empty] | Forestry Area 2 | [11 empty] | Forestry Area 3 | [11 empty] | Forestry Area 4 | [11 empty] | Forestry Area 5
| Exp |  |  |  | Min |  |  |  | Max |  |  |  | Exp |  |  |  | Min |  |  |  | Max |  |  |  | Exp |  |  |  | Min |  |  |  | Max |  |  |  | Exp |  |  |  | Min |  |  |  | Max |  |  |  | Exp |  |  |  | Min |  |  |  | Max
Height (m) | Wind speed upwind of forestry (m s-1) | Wind speed at back of forest (m s-1) | Wind speed in felled gap (m s-1) | Wind speed over replanted forestry (m s-1) | Wind speed upwind of forestry (m s-1) | Wind speed at back of forest (m s-1) | Wind speed in felled gap (m s-1) | Wind speed over replanted forestry (m s-1) | Wind speed upwind of forestry (m s-1) | Wind speed at back of forest (m s-1) | Wind speed in felled gap (m s-1) | Wind speed over replanted forestry (m s-1) | Wind speed upwind of forestry (m s-1) | Wind speed at back of forest (m s-1) | Wind speed in felled gap (m s-1) | Wind speed over replanted forestry (m s-1) | Wind speed upwind of forestry (m s-1) | Wind speed at back of forest (m s-1) | Wind speed in felled gap (m s-1) | Wind speed over replanted forestry (m s-1) | Wind speed upwind of forestry (m s-1) | Wind speed at back of forest (m s-1) | Wind speed in felled gap (m s-1) | Wind speed over replanted forestry (m s-1) | Wind speed upwind of forestry (m s-1) | Wind speed at back of forest (m s-1) | Wind speed in felled gap (m s-1) | Wind speed over replanted forestry (m s-1) | Wind speed upwind of forestry (m s-1) | Wind speed at back of forest (m s-1) | Wind speed in felled gap (m s-1) | Wind speed over replanted forestry (m s-1) | Wind speed upwind of forestry (m s-1) | Wind speed at back of forest (m s-1) | Wind speed in felled gap (m s-1) | Wind speed over replanted forestry (m s-1) | Wind speed upwind of forestry (m s-1) | Wind speed at back of forest (m s-1) | Wind speed in felled gap (m s-1) | Wind speed over replanted forestry (m s-1) | Wind speed upwind of forestry (m s-1) | Wind speed at back of forest (m s-1) | Wind speed in felled gap (m s-1) | Wind speed over replanted forestry (m s-1) | Wind speed upwind of forestry (m s-1) | Wind speed at back of forest (m s-1) | Wind speed in felled gap (m s-1) | Wind speed over replanted forestry (m s-1) | Wind speed upwind of forestry (m s-1) | Wind speed at back of forest (m s-1) | Wind speed in felled gap (m s-1) | Wind speed over replanted forestry (m s-1) | Wind speed upwind of forestry (m s-1) | Wind speed at back of forest (m s-1) | Wind speed in felled gap (m s-1) | Wind speed over replanted forestry (m s-1) | Wind speed upwind of forestry (m s-1) | Wind speed at back of forest (m s-1) | Wind speed in felled gap (m s-1) | Wind speed over replanted forestry (m s-1)
1 | 8.7664 | #VALUE! | #VALUE! | #VALUE! | 8.7664 | #VALUE! | #VALUE! | #VALUE! | 8.7664 | #VALUE! | #VALUE! | #VALUE! | 8.7664 | #VALUE! | #VALUE! | #VALUE! | 8.7664 | #VALUE! | #VALUE! | #VALUE! | 8.7664 | #VALUE! | #VALUE! | #VALUE! | 8.7664 | #VALUE! | #VALUE! | #VALUE! | 8.7664 | #VALUE! | #VALUE! | #VALUE! | 8.7664 | #VALUE! | #VALUE! | #VALUE! | 8.7664 | #VALUE! | #VALUE! | #VALUE! | 8.7664 | #VALUE! | #VALUE! | #VALUE! | 8.7664 | #VALUE! | #VALUE! | #VALUE! | 8.7664 | #VALUE! | #VALUE! | #VALUE! | 8.7664 | #VALUE! | #VALUE! | #VALUE! | 8.7664 | #VALUE! | #VALUE! | #VALUE!
2 | 10.4993 | #VALUE! | #VALUE! | #VALUE! | 10.4993 | #VALUE! | #VALUE! | #VALUE! | 10.4993 | #VALUE! | #VALUE! | #VALUE! | 10.4993 | #VALUE! | #VALUE! | #VALUE! | 10.4993 | #VALUE! | #VALUE! | #VALUE! | 10.4993 | #VALUE! | #VALUE! | #VALUE! | 10.4993 | #VALUE! | #VALUE! | #VALUE! | 10.4993 | #VALUE! | #VALUE! | #VALUE! | 10.4993 | #VALUE! | #VALUE! | #VALUE! | 10.4993 | #VALUE! | #VALUE! | #VALUE! | 10.4993 | #VALUE! | #VALUE! | #VALUE! | 10.4993 | #VALUE! | #VALUE! | #VALUE! | 10.4993 | #VALUE! | #VALUE! | #VALUE! | 10.4993 | #VALUE! | #VALUE! | #VALUE! | 10.4993 | #VALUE! | #VALUE! | #VALUE!
3 | 11.5129 | #VALUE! | #VALUE! | #VALUE! | 11.5129 | #VALUE! | #VALUE! | #VALUE! | 11.5129 | #VALUE! | #VALUE! | #VALUE! | 11.5129 | #VALUE! | #VALUE! | #VALUE! | 11.5129 | #VALUE! | #VALUE! | #VALUE! | 11.5129 | #VALUE! | #VALUE! | #VALUE! | 11.5129 | #VALUE! | #VALUE! | #VALUE! | 11.5129 | #VALUE! | #VALUE! | #VALUE! | 11.5129 | #VALUE! | #VALUE! | #VALUE! | 11.5129 | #VALUE! | #VALUE! | #VALUE! | 11.5129 | #VALUE! | #VALUE! | #VALUE! | 11.5129 | #VALUE! | #VALUE! | #VALUE! | 11.5129 | #VALUE! | #VALUE! | #VALUE! | 11.5129 | #VALUE! | #VALUE! | #VALUE! | 11.5129 | #VALUE! | #VALUE! | #VALUE!
4 | 12.2321 | #VALUE! | #VALUE! | #VALUE! | 12.2321 | #VALUE! | #VALUE! | #VALUE! | 12.2321 | #VALUE! | #VALUE! | #VALUE! | 12.2321 | #VALUE! | #VALUE! | #VALUE! | 12.2321 | #VALUE! | #VALUE! | #VALUE! | 12.2321 | #VALUE! | #VALUE! | #VALUE! | 12.2321 | #VALUE! | #VALUE! | #VALUE! | 12.2321 | #VALUE! | #VALUE! | #VALUE! | 12.2321 | #VALUE! | #VALUE! | #VALUE! | 12.2321 | #VALUE! | #VALUE! | #VALUE! | 12.2321 | #VALUE! | #VALUE! | #VALUE! | 12.2321 | #VALUE! | #VALUE! | #VALUE! | 12.2321 | #VALUE! | #VALUE! | #VALUE! | 12.2321 | #VALUE! | #VALUE! | #VALUE! | 12.2321 | #VALUE! | #VALUE! | #VALUE!
5 | 12.79 | #VALUE! | #VALUE! | #VALUE! | 12.79 | #VALUE! | #VALUE! | #VALUE! | 12.79 | #VALUE! | #VALUE! | #VALUE! | 12.79 | #VALUE! | #VALUE! | #VALUE! | 12.79 | #VALUE! | #VALUE! | #VALUE! | 12.79 | #VALUE! | #VALUE! | #VALUE! | 12.79 | #VALUE! | #VALUE! | #VALUE! | 12.79 | #VALUE! | #VALUE! | #VALUE! | 12.79 | #VALUE! | #VALUE! | #VALUE! | 12.79 | #VALUE! | #VALUE! | #VALUE! | 12.79 | #VALUE! | #VALUE! | #VALUE! | 12.79 | #VALUE! | #VALUE! | #VALUE! | 12.79 | #VALUE! | #VALUE! | #VALUE! | 12.79 | #VALUE! | #VALUE! | #VALUE! | 12.79 | #VALUE! | #VALUE! | #VALUE!
6 | 13.2458 | #VALUE! | #VALUE! | #VALUE! | 13.2458 | #VALUE! | #VALUE! | #VALUE! | 13.2458 | #VALUE! | #VALUE! | #VALUE! | 13.2458 | #VALUE! | #VALUE! | #VALUE! | 13.2458 | #VALUE! | #VALUE! | #VALUE! | 13.2458 | #VALUE! | #VALUE! | #VALUE! | 13.2458 | #VALUE! | #VALUE! | #VALUE! | 13.2458 | #VALUE! | #VALUE! | #VALUE! | 13.2458 | #VALUE! | #VALUE! | #VALUE! | 13.2458 | #VALUE! | #VALUE! | #VALUE! | 13.2458 | #VALUE! | #VALUE! | #VALUE! | 13.2458 | #VALUE! | #VALUE! | #VALUE! | 13.2458 | #VALUE! | #VALUE! | #VALUE! | 13.2458 | #VALUE! | #VALUE! | #VALUE! | 13.2458 | #VALUE! | #VALUE! | #VALUE!
7 | 13.6312 | 13.6312 | 13.6312 | 13.6312 | 13.6312 | 13.6312 | 13.6312 | 13.6312 | 13.6312 | 13.6312 | 13.6312 | 13.6312 | 13.6312 | 13.6312 | 13.6312 | 13.6312 | 13.6312 | 13.6312 | 13.6312 | 13.6312 | 13.6312 | 13.6312 | 13.6312 | 13.6312 | 13.6312 | 13.6312 | 13.6312 | 13.6312 | 13.6312 | 13.6312 | 13.6312 | 13.6312 | 13.6312 | 13.6312 | 13.6312 | 13.6312 | 13.6312 | 13.6312 | 13.6312 | 13.6312 | 13.6312 | 13.6312 | 13.6312 | 13.6312 | 13.6312 | 13.6312 | 13.6312 | 13.6312 | 13.6312 | 13.6312 | 13.6312 | 13.6312 | 13.6312 | 13.6312 | 13.6312 | 13.6312 | 13.6312 | 13.6312 | 13.6312 | 13.6312
8 | 13.965 | 13.965 | 13.965 | 13.965 | 13.965 | 13.965 | 13.965 | 13.965 | 13.965 | 13.965 | 13.965 | 13.965 | 13.965 | 13.965 | 13.965 | 13.965 | 13.965 | 13.965 | 13.965 | 13.965 | 13.965 | 13.965 | 13.965 | 13.965 | 13.965 | 13.965 | 13.965 | 13.965 | 13.965 | 13.965 | 13.965 | 13.965 | 13.965 | 13.965 | 13.965 | 13.965 | 13.965 | 13.965 | 13.965 | 13.965 | 13.965 | 13.965 | 13.965 | 13.965 | 13.965 | 13.965 | 13.965 | 13.965 | 13.965 | 13.965 | 13.965 | 13.965 | 13.965 | 13.965 | 13.965 | 13.965 | 13.965 | 13.965 | 13.965 | 13.965
9 | 14.2595 | 14.2595 | 14.2595 | 14.2595 | 14.2595 | 14.2595 | 14.2595 | 14.2595 | 14.2595 | 14.2595 | 14.2595 | 14.2595 | 14.2595 | 14.2595 | 14.2595 | 14.2595 | 14.2595 | 14.2595 | 14.2595 | 14.2595 | 14.2595 | 14.2595 | 14.2595 | 14.2595 | 14.2595 | 14.2595 | 14.2595 | 14.2595 | 14.2595 | 14.2595 | 14.2595 | 14.2595 | 14.2595 | 14.2595 | 14.2595 | 14.2595 | 14.2595 | 14.2595 | 14.2595 | 14.2595 | 14.2595 | 14.2595 | 14.2595 | 14.2595 | 14.2595 | 14.2595 | 14.2595 | 14.2595 | 14.2595 | 14.2595 | 14.2595 | 14.2595 | 14.2595 | 14.2595 | 14.2595 | 14.2595 | 14.2595 | 14.2595 | 14.2595 | 14.2595
10 | 14.5229 | 14.5229 | 14.5229 | 14.5229 | 14.5229 | 14.5229 | 14.5229 | 14.5229 | 14.5229 | 14.5229 | 14.5229 | 14.5229 | 14.5229 | 14.5229 | 14.5229 | 14.5229 | 14.5229 | 14.5229 | 14.5229 | 14.5229 | 14.5229 | 14.5229 | 14.5229 | 14.5229 | 14.5229 | 14.5229 | 14.5229 | 14.5229 | 14.5229 | 14.5229 | 14.5229 | 14.5229 | 14.5229 | 14.5229 | 14.5229 | 14.5229 | 14.5229 | 14.5229 | 14.5229 | 14.5229 | 14.5229 | 14.5229 | 14.5229 | 14.5229 | 14.5229 | 14.5229 | 14.5229 | 14.5229 | 14.5229 | 14.5229 | 14.5229 | 14.5229 | 14.5229 | 14.5229 | 14.5229 | 14.5229 | 14.5229 | 14.5229 | 14.5229 | 14.5229
11 | 14.7611 | 14.7611 | 14.7611 | 14.7611 | 14.7611 | 14.7611 | 14.7611 | 14.7611 | 14.7611 | 14.7611 | 14.7611 | 14.7611 | 14.7611 | 14.7611 | 14.7611 | 14.7611 | 14.7611 | 14.7611 | 14.7611 | 14.7611 | 14.7611 | 14.7611 | 14.7611 | 14.7611 | 14.7611 | 14.7611 | 14.7611 | 14.7611 | 14.7611 | 14.7611 | 14.7611 | 14.7611 | 14.7611 | 14.7611 | 14.7611 | 14.7611 | 14.7611 | 14.7611 | 14.7611 | 14.7611 | 14.7611 | 14.7611 | 14.7611 | 14.7611 | 14.7611 | 14.7611 | 14.7611 | 14.7611 | 14.7611 | 14.7611 | 14.7611 | 14.7611 | 14.7611 | 14.7611 | 14.7611 | 14.7611 | 14.7611 | 14.7611 | 14.7611 | 14.7611
12 | 14.9787 | 14.9787 | 14.9787 | 14.9787 | 14.9787 | 14.9787 | 14.9787 | 14.9787 | 14.9787 | 14.9787 | 14.9787 | 14.9787 | 14.9787 | 14.9787 | 14.9787 | 14.9787 | 14.9787 | 14.9787 | 14.9787 | 14.9787 | 14.9787 | 14.9787 | 14.9787 | 14.9787 | 14.9787 | 14.9787 | 14.9787 | 14.9787 | 14.9787 | 14.9787 | 14.9787 | 14.9787 | 14.9787 | 14.9787 | 14.9787 | 14.9787 | 14.9787 | 14.9787 | 14.9787 | 14.9787 | 14.9787 | 14.9787 | 14.9787 | 14.9787 | 14.9787 | 14.9787 | 14.9787 | 14.9787 | 14.9787 | 14.9787 | 14.9787 | 14.9787 | 14.9787 | 14.9787 | 14.9787 | 14.9787 | 14.9787 | 14.9787 | 14.9787 | 14.9787
13 | 15.1788 | 15.1788 | 15.1788 | 15.1788 | 15.1788 | 15.1788 | 15.1788 | 15.1788 | 15.1788 | 15.1788 | 15.1788 | 15.1788 | 15.1788 | 15.1788 | 15.1788 | 15.1788 | 15.1788 | 15.1788 | 15.1788 | 15.1788 | 15.1788 | 15.1788 | 15.1788 | 15.1788 | 15.1788 | 15.1788 | 15.1788 | 15.1788 | 15.1788 | 15.1788 | 15.1788 | 15.1788 | 15.1788 | 15.1788 | 15.1788 | 15.1788 | 15.1788 | 15.1788 | 15.1788 | 15.1788 | 15.1788 | 15.1788 | 15.1788 | 15.1788 | 15.1788 | 15.1788 | 15.1788 | 15.1788 | 15.1788 | 15.1788 | 15.1788 | 15.1788 | 15.1788 | 15.1788 | 15.1788 | 15.1788 | 15.1788 | 15.1788 | 15.1788 | 15.1788
14 | 15.364 | 15.364 | 15.364 | 15.364 | 15.364 | 15.364 | 15.364 | 15.364 | 15.364 | 15.364 | 15.364 | 15.364 | 15.364 | 15.364 | 15.364 | 15.364 | 15.364 | 15.364 | 15.364 | 15.364 | 15.364 | 15.364 | 15.364 | 15.364 | 15.364 | 15.364 | 15.364 | 15.364 | 15.364 | 15.364 | 15.364 | 15.364 | 15.364 | 15.364 | 15.364 | 15.364 | 15.364 | 15.364 | 15.364 | 15.364 | 15.364 | 15.364 | 15.364 | 15.364 | 15.364 | 15.364 | 15.364 | 15.364 | 15.364 | 15.364 | 15.364 | 15.364 | 15.364 | 15.364 | 15.364 | 15.364 | 15.364 | 15.364 | 15.364 | 15.364
15 | 15.5365 | 15.5365 | 15.5365 | 15.5365 | 15.5365 | 15.5365 | 15.5365 | 15.5365 | 15.5365 | 15.5365 | 15.5365 | 15.5365 | 15.5365 | 15.5365 | 15.5365 | 15.5365 | 15.5365 | 15.5365 | 15.5365 | 15.5365 | 15.5365 | 15.5365 | 15.5365 | 15.5365 | 15.5365 | 15.5365 | 15.5365 | 15.5365 | 15.5365 | 15.5365 | 15.5365 | 15.5365 | 15.5365 | 15.5365 | 15.5365 | 15.5365 | 15.5365 | 15.5365 | 15.5365 | 15.5365 | 15.5365 | 15.5365 | 15.5365 | 15.5365 | 15.5365 | 15.5365 | 15.5365 | 15.5365 | 15.5365 | 15.5365 | 15.5365 | 15.5365 | 15.5365 | 15.5365 | 15.5365 | 15.5365 | 15.5365 | 15.5365 | 15.5365 | 15.5365
16 | 15.6979 | 15.6979 | 15.6979 | 15.6979 | 15.6979 | 15.6979 | 15.6979 | 15.6979 | 15.6979 | 15.6979 | 15.6979 | 15.6979 | 15.6979 | 15.6979 | 15.6979 | 15.6979 | 15.6979 | 15.6979 | 15.6979 | 15.6979 | 15.6979 | 15.6979 | 15.6979 | 15.6979 | 15.6979 | 15.6979 | 15.6979 | 15.6979 | 15.6979 | 15.6979 | 15.6979 | 15.6979 | 15.6979 | 15.6979 | 15.6979 | 15.6979 | 15.6979 | 15.6979 | 15.6979 | 15.6979 | 15.6979 | 15.6979 | 15.6979 | 15.6979 | 15.6979 | 15.6979 | 15.6979 | 15.6979 | 15.6979 | 15.6979 | 15.6979 | 15.6979 | 15.6979 | 15.6979 | 15.6979 | 15.6979 | 15.6979 | 15.6979 | 15.6979 | 15.6979
17 | 15.8494 | 15.8494 | 15.8494 | 15.8494 | 15.8494 | 15.8494 | 15.8494 | 15.8494 | 15.8494 | 15.8494 | 15.8494 | 15.8494 | 15.8494 | 15.8494 | 15.8494 | 15.8494 | 15.8494 | 15.8494 | 15.8494 | 15.8494 | 15.8494 | 15.8494 | 15.8494 | 15.8494 | 15.8494 | 15.8494 | 15.8494 | 15.8494 | 15.8494 | 15.8494 | 15.8494 | 15.8494 | 15.8494 | 15.8494 | 15.8494 | 15.8494 | 15.8494 | 15.8494 | 15.8494 | 15.8494 | 15.8494 | 15.8494 | 15.8494 | 15.8494 | 15.8494 | 15.8494 | 15.8494 | 15.8494 | 15.8494 | 15.8494 | 15.8494 | 15.8494 | 15.8494 | 15.8494 | 15.8494 | 15.8494 | 15.8494 | 15.8494 | 15.8494 | 15.8494
18 | 15.9923 | 15.9923 | 15.9923 | 15.9923 | 15.9923 | 15.9923 | 15.9923 | 15.9923 | 15.9923 | 15.9923 | 15.9923 | 15.9923 | 15.9923 | 15.9923 | 15.9923 | 15.9923 | 15.9923 | 15.9923 | 15.9923 | 15.9923 | 15.9923 | 15.9923 | 15.9923 | 15.9923 | 15.9923 | 15.9923 | 15.9923 | 15.9923 | 15.9923 | 15.9923 | 15.9923 | 15.9923 | 15.9923 | 15.9923 | 15.9923 | 15.9923 | 15.9923 | 15.9923 | 15.9923 | 15.9923 | 15.9923 | 15.9923 | 15.9923 | 15.9923 | 15.9923 | 15.9923 | 15.9923 | 15.9923 | 15.9923 | 15.9923 | 15.9923 | 15.9923 | 15.9923 | 15.9923 | 15.9923 | 15.9923 | 15.9923 | 15.9923 | 15.9923 | 15.9923
19 | 16.1275 | 16.1275 | 16.1275 | 16.1275 | 16.1275 | 16.1275 | 16.1275 | 16.1275 | 16.1275 | 16.1275 | 16.1275 | 16.1275 | 16.1275 | 16.1275 | 16.1275 | 16.1275 | 16.1275 | 16.1275 | 16.1275 | 16.1275 | 16.1275 | 16.1275 | 16.1275 | 16.1275 | 16.1275 | 16.1275 | 16.1275 | 16.1275 | 16.1275 | 16.1275 | 16.1275 | 16.1275 | 16.1275 | 16.1275 | 16.1275 | 16.1275 | 16.1275 | 16.1275 | 16.1275 | 16.1275 | 16.1275 | 16.1275 | 16.1275 | 16.1275 | 16.1275 | 16.1275 | 16.1275 | 16.1275 | 16.1275 | 16.1275 | 16.1275 | 16.1275 | 16.1275 | 16.1275 | 16.1275 | 16.1275 | 16.1275 | 16.1275 | 16.1275 | 16.1275
20 | 16.2557 | 16.2557 | 16.2557 | 16.2557 | 16.2557 | 16.2557 | 16.2557 | 16.2557 | 16.2557 | 16.2557 | 16.2557 | 16.2557 | 16.2557 | 16.2557 | 16.2557 | 16.2557 | 16.2557 | 16.2557 | 16.2557 | 16.2557 | 16.2557 | 16.2557 | 16.2557 | 16.2557 | 16.2557 | 16.2557 | 16.2557 | 16.2557 | 16.2557 | 16.2557 | 16.2557 | 16.2557 | 16.2557 | 16.2557 | 16.2557 | 16.2557 | 16.2557 | 16.2557 | 16.2557 | 16.2557 | 16.2557 | 16.2557 | 16.2557 | 16.2557 | 16.2557 | 16.2557 | 16.2557 | 16.2557 | 16.2557 | 16.2557 | 16.2557 | 16.2557 | 16.2557 | 16.2557 | 16.2557 | 16.2557 | 16.2557 | 16.2557 | 16.2557 | 16.2557
21 | 16.3777 | 16.3777 | 16.3777 | 16.3777 | 16.3777 | 16.3777 | 16.3777 | 16.3777 | 16.3777 | 16.3777 | 16.3777 | 16.3777 | 16.3777 | 16.3777 | 16.3777 | 16.3777 | 16.3777 | 16.3777 | 16.3777 | 16.3777 | 16.3777 | 16.3777 | 16.3777 | 16.3777 | 16.3777 | 16.3777 | 16.3777 | 16.3777 | 16.3777 | 16.3777 | 16.3777 | 16.3777 | 16.3777 | 16.3777 | 16.3777 | 16.3777 | 16.3777 | 16.3777 | 16.3777 | 16.3777 | 16.3777 | 16.3777 | 16.3777 | 16.3777 | 16.3777 | 16.3777 | 16.3777 | 16.3777 | 16.3777 | 16.3777 | 16.3777 | 16.3777 | 16.3777 | 16.3777 | 16.3777 | 16.3777 | 16.3777 | 16.3777 | 16.3777 | 16.3777
22 | 16.494 | 16.494 | 16.494 | 16.494 | 16.494 | 16.494 | 16.494 | 16.494 | 16.494 | 16.494 | 16.494 | 16.494 | 16.494 | 16.494 | 16.494 | 16.494 | 16.494 | 16.494 | 16.494 | 16.494 | 16.494 | 16.494 | 16.494 | 16.494 | 16.494 | 16.494 | 16.494 | 16.494 | 16.494 | 16.494 | 16.494 | 16.494 | 16.494 | 16.494 | 16.494 | 16.494 | 16.494 | 16.494 | 16.494 | 16.494 | 16.494 | 16.494 | 16.494 | 16.494 | 16.494 | 16.494 | 16.494 | 16.494 | 16.494 | 16.494 | 16.494 | 16.494 | 16.494 | 16.494 | 16.494 | 16.494 | 16.494 | 16.494 | 16.494 | 16.494
23 | 16.6051 | 16.6051 | 16.6051 | 16.6051 | 16.6051 | 16.6051 | 16.6051 | 16.6051 | 16.6051 | 16.6051 | 16.6051 | 16.6051 | 16.6051 | 16.6051 | 16.6051 | 16.6051 | 16.6051 | 16.6051 | 16.6051 | 16.6051 | 16.6051 | 16.6051 | 16.6051 | 16.6051 | 16.6051 | 16.6051 | 16.6051 | 16.6051 | 16.6051 | 16.6051 | 16.6051 | 16.6051 | 16.6051 | 16.6051 | 16.6051 | 16.6051 | 16.6051 | 16.6051 | 16.6051 | 16.6051 | 16.6051 | 16.6051 | 16.6051 | 16.6051 | 16.6051 | 16.6051 | 16.6051 | 16.6051 | 16.6051 | 16.6051 | 16.6051 | 16.6051 | 16.6051 | 16.6051 | 16.6051 | 16.6051 | 16.6051 | 16.6051 | 16.6051 | 16.6051
24 | 16.7115 | 16.7115 | 16.7115 | 16.7115 | 16.7115 | 16.7115 | 16.7115 | 16.7115 | 16.7115 | 16.7115 | 16.7115 | 16.7115 | 16.7115 | 16.7115 | 16.7115 | 16.7115 | 16.7115 | 16.7115 | 16.7115 | 16.7115 | 16.7115 | 16.7115 | 16.7115 | 16.7115 | 16.7115 | 16.7115 | 16.7115 | 16.7115 | 16.7115 | 16.7115 | 16.7115 | 16.7115 | 16.7115 | 16.7115 | 16.7115 | 16.7115 | 16.7115 | 16.7115 | 16.7115 | 16.7115 | 16.7115 | 16.7115 | 16.7115 | 16.7115 | 16.7115 | 16.7115 | 16.7115 | 16.7115 | 16.7115 | 16.7115 | 16.7115 | 16.7115 | 16.7115 | 16.7115 | 16.7115 | 16.7115 | 16.7115 | 16.7115 | 16.7115 | 16.7115
25 | 16.8136 | 16.8136 | 16.8136 | 16.8136 | 16.8136 | 16.8136 | 16.8136 | 16.8136 | 16.8136 | 16.8136 | 16.8136 | 16.8136 | 16.8136 | 16.8136 | 16.8136 | 16.8136 | 16.8136 | 16.8136 | 16.8136 | 16.8136 | 16.8136 | 16.8136 | 16.8136 | 16.8136 | 16.8136 | 16.8136 | 16.8136 | 16.8136 | 16.8136 | 16.8136 | 16.8136 | 16.8136 | 16.8136 | 16.8136 | 16.8136 | 16.8136 | 16.8136 | 16.8136 | 16.8136 | 16.8136 | 16.8136 | 16.8136 | 16.8136 | 16.8136 | 16.8136 | 16.8136 | 16.8136 | 16.8136 | 16.8136 | 16.8136 | 16.8136 | 16.8136 | 16.8136 | 16.8136 | 16.8136 | 16.8136 | 16.8136 | 16.8136 | 16.8136 | 16.8136
26 | 16.9116 | 16.9116 | 16.9116 | 16.9116 | 16.9116 | 16.9116 | 16.9116 | 16.9116 | 16.9116 | 16.9116 | 16.9116 | 16.9116 | 16.9116 | 16.9116 | 16.9116 | 16.9116 | 16.9116 | 16.9116 | 16.9116 | 16.9116 | 16.9116 | 16.9116 | 16.9116 | 16.9116 | 16.9116 | 16.9116 | 16.9116 | 16.9116 | 16.9116 | 16.9116 | 16.9116 | 16.9116 | 16.9116 | 16.9116 | 16.9116 | 16.9116 | 16.9116 | 16.9116 | 16.9116 | 16.9116 | 16.9116 | 16.9116 | 16.9116 | 16.9116 | 16.9116 | 16.9116 | 16.9116 | 16.9116 | 16.9116 | 16.9116 | 16.9116 | 16.9116 | 16.9116 | 16.9116 | 16.9116 | 16.9116 | 16.9116 | 16.9116 | 16.9116 | 16.9116
27 | 17.006 | 17.006 | 17.006 | 17.006 | 17.006 | 17.006 | 17.006 | 17.006 | 17.006 | 17.006 | 17.006 | 17.006 | 17.006 | 17.006 | 17.006 | 17.006 | 17.006 | 17.006 | 17.006 | 17.006 | 17.006 | 17.006 | 17.006 | 17.006 | 17.006 | 17.006 | 17.006 | 17.006 | 17.006 | 17.006 | 17.006 | 17.006 | 17.006 | 17.006 | 17.006 | 17.006 | 17.006 | 17.006 | 17.006 | 17.006 | 17.006 | 17.006 | 17.006 | 17.006 | 17.006 | 17.006 | 17.006 | 17.006 | 17.006 | 17.006 | 17.006 | 17.006 | 17.006 | 17.006 | 17.006 | 17.006 | 17.006 | 17.006 | 17.006 | 17.006
28 | 17.0969 | 17.0969 | 17.0969 | 17.0969 | 17.0969 | 17.0969 | 17.0969 | 17.0969 | 17.0969 | 17.0969 | 17.0969 | 17.0969 | 17.0969 | 17.0969 | 17.0969 | 17.0969 | 17.0969 | 17.0969 | 17.0969 | 17.0969 | 17.0969 | 17.0969 | 17.0969 | 17.0969 | 17.0969 | 17.0969 | 17.0969 | 17.0969 | 17.0969 | 17.0969 | 17.0969 | 17.0969 | 17.0969 | 17.0969 | 17.0969 | 17.0969 | 17.0969 | 17.0969 | 17.0969 | 17.0969 | 17.0969 | 17.0969 | 17.0969 | 17.0969 | 17.0969 | 17.0969 | 17.0969 | 17.0969 | 17.0969 | 17.0969 | 17.0969 | 17.0969 | 17.0969 | 17.0969 | 17.0969 | 17.0969 | 17.0969 | 17.0969 | 17.0969 | 17.0969
29 | 17.1846 | 17.1846 | 17.1846 | 17.1846 | 17.1846 | 17.1846 | 17.1846 | 17.1846 | 17.1846 | 17.1846 | 17.1846 | 17.1846 | 17.1846 | 17.1846 | 17.1846 | 17.1846 | 17.1846 | 17.1846 | 17.1846 | 17.1846 | 17.1846 | 17.1846 | 17.1846 | 17.1846 | 17.1846 | 17.1846 | 17.1846 | 17.1846 | 17.1846 | 17.1846 | 17.1846 | 17.1846 | 17.1846 | 17.1846 | 17.1846 | 17.1846 | 17.1846 | 17.1846 | 17.1846 | 17.1846 | 17.1846 | 17.1846 | 17.1846 | 17.1846 | 17.1846 | 17.1846 | 17.1846 | 17.1846 | 17.1846 | 17.1846 | 17.1846 | 17.1846 | 17.1846 | 17.1846 | 17.1846 | 17.1846 | 17.1846 | 17.1846 | 17.1846 | 17.1846
30 | 17.2694 | 17.2694 | 17.2694 | 17.2694 | 17.2694 | 17.2694 | 17.2694 | 17.2694 | 17.2694 | 17.2694 | 17.2694 | 17.2694 | 17.2694 | 17.2694 | 17.2694 | 17.2694 | 17.2694 | 17.2694 | 17.2694 | 17.2694 | 17.2694 | 17.2694 | 17.2694 | 17.2694 | 17.2694 | 17.2694 | 17.2694 | 17.2694 | 17.2694 | 17.2694 | 17.2694 | 17.2694 | 17.2694 | 17.2694 | 17.2694 | 17.2694 | 17.2694 | 17.2694 | 17.2694 | 17.2694 | 17.2694 | 17.2694 | 17.2694 | 17.2694 | 17.2694 | 17.2694 | 17.2694 | 17.2694 | 17.2694 | 17.2694 | 17.2694 | 17.2694 | 17.2694 | 17.2694 | 17.2694 | 17.2694 | 17.2694 | 17.2694 | 17.2694 | 17.2694
31 | 17.3514 | 17.3514 | 17.3514 | 17.3514 | 17.3514 | 17.3514 | 17.3514 | 17.3514 | 17.3514 | 17.3514 | 17.3514 | 17.3514 | 17.3514 | 17.3514 | 17.3514 | 17.3514 | 17.3514 | 17.3514 | 17.3514 | 17.3514 | 17.3514 | 17.3514 | 17.3514 | 17.3514 | 17.3514 | 17.3514 | 17.3514 | 17.3514 | 17.3514 | 17.3514 | 17.3514 | 17.3514 | 17.3514 | 17.3514 | 17.3514 | 17.3514 | 17.3514 | 17.3514 | 17.3514 | 17.3514 | 17.3514 | 17.3514 | 17.3514 | 17.3514 | 17.3514 | 17.3514 | 17.3514 | 17.3514 | 17.3514 | 17.3514 | 17.3514 | 17.3514 | 17.3514 | 17.3514 | 17.3514 | 17.3514 | 17.3514 | 17.3514 | 17.3514 | 17.3514
32 | 17.4307 | 17.4307 | 17.4307 | 17.4307 | 17.4307 | 17.4307 | 17.4307 | 17.4307 | 17.4307 | 17.4307 | 17.4307 | 17.4307 | 17.4307 | 17.4307 | 17.4307 | 17.4307 | 17.4307 | 17.4307 | 17.4307 | 17.4307 | 17.4307 | 17.4307 | 17.4307 | 17.4307 | 17.4307 | 17.4307 | 17.4307 | 17.4307 | 17.4307 | 17.4307 | 17.4307 | 17.4307 | 17.4307 | 17.4307 | 17.4307 | 17.4307 | 17.4307 | 17.4307 | 17.4307 | 17.4307 | 17.4307 | 17.4307 | 17.4307 | 17.4307 | 17.4307 | 17.4307 | 17.4307 | 17.4307 | 17.4307 | 17.4307 | 17.4307 | 17.4307 | 17.4307 | 17.4307 | 17.4307 | 17.4307 | 17.4307 | 17.4307 | 17.4307 | 17.4307
33 | 17.5077 | 17.5077 | 17.5077 | 17.5077 | 17.5077 | 17.5077 | 17.5077 | 17.5077 | 17.5077 | 17.5077 | 17.5077 | 17.5077 | 17.5077 | 17.5077 | 17.5077 | 17.5077 | 17.5077 | 17.5077 | 17.5077 | 17.5077 | 17.5077 | 17.5077 | 17.5077 | 17.5077 | 17.5077 | 17.5077 | 17.5077 | 17.5077 | 17.5077 | 17.5077 | 17.5077 | 17.5077 | 17.5077 | 17.5077 | 17.5077 | 17.5077 | 17.5077 | 17.5077 | 17.5077 | 17.5077 | 17.5077 | 17.5077 | 17.5077 | 17.5077 | 17.5077 | 17.5077 | 17.5077 | 17.5077 | 17.5077 | 17.5077 | 17.5077 | 17.5077 | 17.5077 | 17.5077 | 17.5077 | 17.5077 | 17.5077 | 17.5077 | 17.5077 | 17.5077
34 | 17.5823 | 17.5823 | 17.5823 | 17.5823 | 17.5823 | 17.5823 | 17.5823 | 17.5823 | 17.5823 | 17.5823 | 17.5823 | 17.5823 | 17.5823 | 17.5823 | 17.5823 | 17.5823 | 17.5823 | 17.5823 | 17.5823 | 17.5823 | 17.5823 | 17.5823 | 17.5823 | 17.5823 | 17.5823 | 17.5823 | 17.5823 | 17.5823 | 17.5823 | 17.5823 | 17.5823 | 17.5823 | 17.5823 | 17.5823 | 17.5823 | 17.5823 | 17.5823 | 17.5823 | 17.5823 | 17.5823 | 17.5823 | 17.5823 | 17.5823 | 17.5823 | 17.5823 | 17.5823 | 17.5823 | 17.5823 | 17.5823 | 17.5823 | 17.5823 | 17.5823 | 17.5823 | 17.5823 | 17.5823 | 17.5823 | 17.5823 | 17.5823 | 17.5823 | 17.5823
35 | 17.6548 | 17.6548 | 17.6548 | 17.6548 | 17.6548 | 17.6548 | 17.6548 | 17.6548 | 17.6548 | 17.6548 | 17.6548 | 17.6548 | 17.6548 | 17.6548 | 17.6548 | 17.6548 | 17.6548 | 17.6548 | 17.6548 | 17.6548 | 17.6548 | 17.6548 | 17.6548 | 17.6548 | 17.6548 | 17.6548 | 17.6548 | 17.6548 | 17.6548 | 17.6548 | 17.6548 | 17.6548 | 17.6548 | 17.6548 | 17.6548 | 17.6548 | 17.6548 | 17.6548 | 17.6548 | 17.6548 | 17.6548 | 17.6548 | 17.6548 | 17.6548 | 17.6548 | 17.6548 | 17.6548 | 17.6548 | 17.6548 | 17.6548 | 17.6548 | 17.6548 | 17.6548 | 17.6548 | 17.6548 | 17.6548 | 17.6548 | 17.6548 | 17.6548 | 17.6548
36 | 17.7252 | 17.7252 | 17.7252 | 17.7252 | 17.7252 | 17.7252 | 17.7252 | 17.7252 | 17.7252 | 17.7252 | 17.7252 | 17.7252 | 17.7252 | 17.7252 | 17.7252 | 17.7252 | 17.7252 | 17.7252 | 17.7252 | 17.7252 | 17.7252 | 17.7252 | 17.7252 | 17.7252 | 17.7252 | 17.7252 | 17.7252 | 17.7252 | 17.7252 | 17.7252 | 17.7252 | 17.7252 | 17.7252 | 17.7252 | 17.7252 | 17.7252 | 17.7252 | 17.7252 | 17.7252 | 17.7252 | 17.7252 | 17.7252 | 17.7252 | 17.7252 | 17.7252 | 17.7252 | 17.7252 | 17.7252 | 17.7252 | 17.7252 | 17.7252 | 17.7252 | 17.7252 | 17.7252 | 17.7252 | 17.7252 | 17.7252 | 17.7252 | 17.7252 | 17.7252
37 | 17.7937 | 17.7937 | 17.7937 | 17.7937 | 17.7937 | 17.7937 | 17.7937 | 17.7937 | 17.7937 | 17.7937 | 17.7937 | 17.7937 | 17.7937 | 17.7937 | 17.7937 | 17.7937 | 17.7937 | 17.7937 | 17.7937 | 17.7937 | 17.7937 | 17.7937 | 17.7937 | 17.7937 | 17.7937 | 17.7937 | 17.7937 | 17.7937 | 17.7937 | 17.7937 | 17.7937 | 17.7937 | 17.7937 | 17.7937 | 17.7937 | 17.7937 | 17.7937 | 17.7937 | 17.7937 | 17.7937 | 17.7937 | 17.7937 | 17.7937 | 17.7937 | 17.7937 | 17.7937 | 17.7937 | 17.7937 | 17.7937 | 17.7937 | 17.7937 | 17.7937 | 17.7937 | 17.7937 | 17.7937 | 17.7937 | 17.7937 | 17.7937 | 17.7937 | 17.7937
38 | 17.8604 | 17.8604 | 17.8604 | 17.8604 | 17.8604 | 17.8604 | 17.8604 | 17.8604 | 17.8604 | 17.8604 | 17.8604 | 17.8604 | 17.8604 | 17.8604 | 17.8604 | 17.8604 | 17.8604 | 17.8604 | 17.8604 | 17.8604 | 17.8604 | 17.8604 | 17.8604 | 17.8604 | 17.8604 | 17.8604 | 17.8604 | 17.8604 | 17.8604 | 17.8604 | 17.8604 | 17.8604 | 17.8604 | 17.8604 | 17.8604 | 17.8604 | 17.8604 | 17.8604 | 17.8604 | 17.8604 | 17.8604 | 17.8604 | 17.8604 | 17.8604 | 17.8604 | 17.8604 | 17.8604 | 17.8604 | 17.8604 | 17.8604 | 17.8604 | 17.8604 | 17.8604 | 17.8604 | 17.8604 | 17.8604 | 17.8604 | 17.8604 | 17.8604 | 17.8604
39 | 17.9253 | 17.9253 | 17.9253 | 17.9253 | 17.9253 | 17.9253 | 17.9253 | 17.9253 | 17.9253 | 17.9253 | 17.9253 | 17.9253 | 17.9253 | 17.9253 | 17.9253 | 17.9253 | 17.9253 | 17.9253 | 17.9253 | 17.9253 | 17.9253 | 17.9253 | 17.9253 | 17.9253 | 17.9253 | 17.9253 | 17.9253 | 17.9253 | 17.9253 | 17.9253 | 17.9253 | 17.9253 | 17.9253 | 17.9253 | 17.9253 | 17.9253 | 17.9253 | 17.9253 | 17.9253 | 17.9253 | 17.9253 | 17.9253 | 17.9253 | 17.9253 | 17.9253 | 17.9253 | 17.9253 | 17.9253 | 17.9253 | 17.9253 | 17.9253 | 17.9253 | 17.9253 | 17.9253 | 17.9253 | 17.9253 | 17.9253 | 17.9253 | 17.9253 | 17.9253
40 | 17.9886 | 17.9886 | 17.9886 | 17.9886 | 17.9886 | 17.9886 | 17.9886 | 17.9886 | 17.9886 | 17.9886 | 17.9886 | 17.9886 | 17.9886 | 17.9886 | 17.9886 | 17.9886 | 17.9886 | 17.9886 | 17.9886 | 17.9886 | 17.9886 | 17.9886 | 17.9886 | 17.9886 | 17.9886 | 17.9886 | 17.9886 | 17.9886 | 17.9886 | 17.9886 | 17.9886 | 17.9886 | 17.9886 | 17.9886 | 17.9886 | 17.9886 | 17.9886 | 17.9886 | 17.9886 | 17.9886 | 17.9886 | 17.9886 | 17.9886 | 17.9886 | 17.9886 | 17.9886 | 17.9886 | 17.9886 | 17.9886 | 17.9886 | 17.9886 | 17.9886 | 17.9886 | 17.9886 | 17.9886 | 17.9886 | 17.9886 | 17.9886 | 17.9886 | 17.9886
41 | 18.0503 | 18.0503 | 18.0503 | 18.0503 | 18.0503 | 18.0503 | 18.0503 | 18.0503 | 18.0503 | 18.0503 | 18.0503 | 18.0503 | 18.0503 | 18.0503 | 18.0503 | 18.0503 | 18.0503 | 18.0503 | 18.0503 | 18.0503 | 18.0503 | 18.0503 | 18.0503 | 18.0503 | 18.0503 | 18.0503 | 18.0503 | 18.0503 | 18.0503 | 18.0503 | 18.0503 | 18.0503 | 18.0503 | 18.0503 | 18.0503 | 18.0503 | 18.0503 | 18.0503 | 18.0503 | 18.0503 | 18.0503 | 18.0503 | 18.0503 | 18.0503 | 18.0503 | 18.0503 | 18.0503 | 18.0503 | 18.0503 | 18.0503 | 18.0503 | 18.0503 | 18.0503 | 18.0503 | 18.0503 | 18.0503 | 18.0503 | 18.0503 | 18.0503 | 18.0503
42 | 18.1106 | 18.1106 | 18.1106 | 18.1106 | 18.1106 | 18.1106 | 18.1106 | 18.1106 | 18.1106 | 18.1106 | 18.1106 | 18.1106 | 18.1106 | 18.1106 | 18.1106 | 18.1106 | 18.1106 | 18.1106 | 18.1106 | 18.1106 | 18.1106 | 18.1106 | 18.1106 | 18.1106 | 18.1106 | 18.1106 | 18.1106 | 18.1106 | 18.1106 | 18.1106 | 18.1106 | 18.1106 | 18.1106 | 18.1106 | 18.1106 | 18.1106 | 18.1106 | 18.1106 | 18.1106 | 18.1106 | 18.1106 | 18.1106 | 18.1106 | 18.1106 | 18.1106 | 18.1106 | 18.1106 | 18.1106 | 18.1106 | 18.1106 | 18.1106 | 18.1106 | 18.1106 | 18.1106 | 18.1106 | 18.1106 | 18.1106 | 18.1106 | 18.1106 | 18.1106
43 | 18.1694 | 18.1694 | 18.1694 | 18.1694 | 18.1694 | 18.1694 | 18.1694 | 18.1694 | 18.1694 | 18.1694 | 18.1694 | 18.1694 | 18.1694 | 18.1694 | 18.1694 | 18.1694 | 18.1694 | 18.1694 | 18.1694 | 18.1694 | 18.1694 | 18.1694 | 18.1694 | 18.1694 | 18.1694 | 18.1694 | 18.1694 | 18.1694 | 18.1694 | 18.1694 | 18.1694 | 18.1694 | 18.1694 | 18.1694 | 18.1694 | 18.1694 | 18.1694 | 18.1694 | 18.1694 | 18.1694 | 18.1694 | 18.1694 | 18.1694 | 18.1694 | 18.1694 | 18.1694 | 18.1694 | 18.1694 | 18.1694 | 18.1694 | 18.1694 | 18.1694 | 18.1694 | 18.1694 | 18.1694 | 18.1694 | 18.1694 | 18.1694 | 18.1694 | 18.1694
44 | 18.2269 | 18.2269 | 18.2269 | 18.2269 | 18.2269 | 18.2269 | 18.2269 | 18.2269 | 18.2269 | 18.2269 | 18.2269 | 18.2269 | 18.2269 | 18.2269 | 18.2269 | 18.2269 | 18.2269 | 18.2269 | 18.2269 | 18.2269 | 18.2269 | 18.2269 | 18.2269 | 18.2269 | 18.2269 | 18.2269 | 18.2269 | 18.2269 | 18.2269 | 18.2269 | 18.2269 | 18.2269 | 18.2269 | 18.2269 | 18.2269 | 18.2269 | 18.2269 | 18.2269 | 18.2269 | 18.2269 | 18.2269 | 18.2269 | 18.2269 | 18.2269 | 18.2269 | 18.2269 | 18.2269 | 18.2269 | 18.2269 | 18.2269 | 18.2269 | 18.2269 | 18.2269 | 18.2269 | 18.2269 | 18.2269 | 18.2269 | 18.2269 | 18.2269 | 18.2269
45 | 18.2831 | 18.2831 | 18.2831 | 18.2831 | 18.2831 | 18.2831 | 18.2831 | 18.2831 | 18.2831 | 18.2831 | 18.2831 | 18.2831 | 18.2831 | 18.2831 | 18.2831 | 18.2831 | 18.2831 | 18.2831 | 18.2831 | 18.2831 | 18.2831 | 18.2831 | 18.2831 | 18.2831 | 18.2831 | 18.2831 | 18.2831 | 18.2831 | 18.2831 | 18.2831 | 18.2831 | 18.2831 | 18.2831 | 18.2831 | 18.2831 | 18.2831 | 18.2831 | 18.2831 | 18.2831 | 18.2831 | 18.2831 | 18.2831 | 18.2831 | 18.2831 | 18.2831 | 18.2831 | 18.2831 | 18.2831 | 18.2831 | 18.2831 | 18.2831 | 18.2831 | 18.2831 | 18.2831 | 18.2831 | 18.2831 | 18.2831 | 18.2831 | 18.2831 | 18.2831
46 | 18.338 | 18.338 | 18.338 | 18.338 | 18.338 | 18.338 | 18.338 | 18.338 | 18.338 | 18.338 | 18.338 | 18.338 | 18.338 | 18.338 | 18.338 | 18.338 | 18.338 | 18.338 | 18.338 | 18.338 | 18.338 | 18.338 | 18.338 | 18.338 | 18.338 | 18.338 | 18.338 | 18.338 | 18.338 | 18.338 | 18.338 | 18.338 | 18.338 | 18.338 | 18.338 | 18.338 | 18.338 | 18.338 | 18.338 | 18.338 | 18.338 | 18.338 | 18.338 | 18.338 | 18.338 | 18.338 | 18.338 | 18.338 | 18.338 | 18.338 | 18.338 | 18.338 | 18.338 | 18.338 | 18.338 | 18.338 | 18.338 | 18.338 | 18.338 | 18.338
47 | 18.3918 | 18.3918 | 18.3918 | 18.3918 | 18.3918 | 18.3918 | 18.3918 | 18.3918 | 18.3918 | 18.3918 | 18.3918 | 18.3918 | 18.3918 | 18.3918 | 18.3918 | 18.3918 | 18.3918 | 18.3918 | 18.3918 | 18.3918 | 18.3918 | 18.3918 | 18.3918 | 18.3918 | 18.3918 | 18.3918 | 18.3918 | 18.3918 | 18.3918 | 18.3918 | 18.3918 | 18.3918 | 18.3918 | 18.3918 | 18.3918 | 18.3918 | 18.3918 | 18.3918 | 18.3918 | 18.3918 | 18.3918 | 18.3918 | 18.3918 | 18.3918 | 18.3918 | 18.3918 | 18.3918 | 18.3918 | 18.3918 | 18.3918 | 18.3918 | 18.3918 | 18.3918 | 18.3918 | 18.3918 | 18.3918 | 18.3918 | 18.3918 | 18.3918 | 18.3918
48 | 18.4444 | 18.4444 | 18.4444 | 18.4444 | 18.4444 | 18.4444 | 18.4444 | 18.4444 | 18.4444 | 18.4444 | 18.4444 | 18.4444 | 18.4444 | 18.4444 | 18.4444 | 18.4444 | 18.4444 | 18.4444 | 18.4444 | 18.4444 | 18.4444 | 18.4444 | 18.4444 | 18.4444 | 18.4444 | 18.4444 | 18.4444 | 18.4444 | 18.4444 | 18.4444 | 18.4444 | 18.4444 | 18.4444 | 18.4444 | 18.4444 | 18.4444 | 18.4444 | 18.4444 | 18.4444 | 18.4444 | 18.4444 | 18.4444 | 18.4444 | 18.4444 | 18.4444 | 18.4444 | 18.4444 | 18.4444 | 18.4444 | 18.4444 | 18.4444 | 18.4444 | 18.4444 | 18.4444 | 18.4444 | 18.4444 | 18.4444 | 18.4444 | 18.4444 | 18.4444
49 | 18.4959 | 18.4959 | 18.4959 | 18.4959 | 18.4959 | 18.4959 | 18.4959 | 18.4959 | 18.4959 | 18.4959 | 18.4959 | 18.4959 | 18.4959 | 18.4959 | 18.4959 | 18.4959 | 18.4959 | 18.4959 | 18.4959 | 18.4959 | 18.4959 | 18.4959 | 18.4959 | 18.4959 | 18.4959 | 18.4959 | 18.4959 | 18.4959 | 18.4959 | 18.4959 | 18.4959 | 18.4959 | 18.4959 | 18.4959 | 18.4959 | 18.4959 | 18.4959 | 18.4959 | 18.4959 | 18.4959 | 18.4959 | 18.4959 | 18.4959 | 18.4959 | 18.4959 | 18.4959 | 18.4959 | 18.4959 | 18.4959 | 18.4959 | 18.4959 | 18.4959 | 18.4959 | 18.4959 | 18.4959 | 18.4959 | 18.4959 | 18.4959 | 18.4959 | 18.4959
50 | 18.5465 | 18.5465 | 18.5465 | 18.5465 | 18.5465 | 18.5465 | 18.5465 | 18.5465 | 18.5465 | 18.5465 | 18.5465 | 18.5465 | 18.5465 | 18.5465 | 18.5465 | 18.5465 | 18.5465 | 18.5465 | 18.5465 | 18.5465 | 18.5465 | 18.5465 | 18.5465 | 18.5465 | 18.5465 | 18.5465 | 18.5465 | 18.5465 | 18.5465 | 18.5465 | 18.5465 | 18.5465 | 18.5465 | 18.5465 | 18.5465 | 18.5465 | 18.5465 | 18.5465 | 18.5465 | 18.5465 | 18.5465 | 18.5465 | 18.5465 | 18.5465 | 18.5465 | 18.5465 | 18.5465 | 18.5465 | 18.5465 | 18.5465 | 18.5465 | 18.5465 | 18.5465 | 18.5465 | 18.5465 | 18.5465 | 18.5465 | 18.5465 | 18.5465 | 18.5465
51 | 18.596 | 18.596 | 18.596 | 18.596 | 18.596 | 18.596 | 18.596 | 18.596 | 18.596 | 18.596 | 18.596 | 18.596 | 18.596 | 18.596 | 18.596 | 18.596 | 18.596 | 18.596 | 18.596 | 18.596 | 18.596 | 18.596 | 18.596 | 18.596 | 18.596 | 18.596 | 18.596 | 18.596 | 18.596 | 18.596 | 18.596 | 18.596 | 18.596 | 18.596 | 18.596 | 18.596 | 18.596 | 18.596 | 18.596 | 18.596 | 18.596 | 18.596 | 18.596 | 18.596 | 18.596 | 18.596 | 18.596 | 18.596 | 18.596 | 18.596 | 18.596 | 18.596 | 18.596 | 18.596 | 18.596 | 18.596 | 18.596 | 18.596 | 18.596 | 18.596
52 | 18.6445 | 18.6445 | 18.6445 | 18.6445 | 18.6445 | 18.6445 | 18.6445 | 18.6445 | 18.6445 | 18.6445 | 18.6445 | 18.6445 | 18.6445 | 18.6445 | 18.6445 | 18.6445 | 18.6445 | 18.6445 | 18.6445 | 18.6445 | 18.6445 | 18.6445 | 18.6445 | 18.6445 | 18.6445 | 18.6445 | 18.6445 | 18.6445 | 18.6445 | 18.6445 | 18.6445 | 18.6445 | 18.6445 | 18.6445 | 18.6445 | 18.6445 | 18.6445 | 18.6445 | 18.6445 | 18.6445 | 18.6445 | 18.6445 | 18.6445 | 18.6445 | 18.6445 | 18.6445 | 18.6445 | 18.6445 | 18.6445 | 18.6445 | 18.6445 | 18.6445 | 18.6445 | 18.6445 | 18.6445 | 18.6445 | 18.6445 | 18.6445 | 18.6445 | 18.6445
53 | 18.6921 | 18.6921 | 18.6921 | 18.6921 | 18.6921 | 18.6921 | 18.6921 | 18.6921 | 18.6921 | 18.6921 | 18.6921 | 18.6921 | 18.6921 | 18.6921 | 18.6921 | 18.6921 | 18.6921 | 18.6921 | 18.6921 | 18.6921 | 18.6921 | 18.6921 | 18.6921 | 18.6921 | 18.6921 | 18.6921 | 18.6921 | 18.6921 | 18.6921 | 18.6921 | 18.6921 | 18.6921 | 18.6921 | 18.6921 | 18.6921 | 18.6921 | 18.6921 | 18.6921 | 18.6921 | 18.6921 | 18.6921 | 18.6921 | 18.6921 | 18.6921 | 18.6921 | 18.6921 | 18.6921 | 18.6921 | 18.6921 | 18.6921 | 18.6921 | 18.6921 | 18.6921 | 18.6921 | 18.6921 | 18.6921 | 18.6921 | 18.6921 | 18.6921 | 18.6921
54 | 18.7389 | 18.7389 | 18.7389 | 18.7389 | 18.7389 | 18.7389 | 18.7389 | 18.7389 | 18.7389 | 18.7389 | 18.7389 | 18.7389 | 18.7389 | 18.7389 | 18.7389 | 18.7389 | 18.7389 | 18.7389 | 18.7389 | 18.7389 | 18.7389 | 18.7389 | 18.7389 | 18.7389 | 18.7389 | 18.7389 | 18.7389 | 18.7389 | 18.7389 | 18.7389 | 18.7389 | 18.7389 | 18.7389 | 18.7389 | 18.7389 | 18.7389 | 18.7389 | 18.7389 | 18.7389 | 18.7389 | 18.7389 | 18.7389 | 18.7389 | 18.7389 | 18.7389 | 18.7389 | 18.7389 | 18.7389 | 18.7389 | 18.7389 | 18.7389 | 18.7389 | 18.7389 | 18.7389 | 18.7389 | 18.7389 | 18.7389 | 18.7389 | 18.7389 | 18.7389
55 | 18.7847 | 18.7847 | 18.7847 | 18.7847 | 18.7847 | 18.7847 | 18.7847 | 18.7847 | 18.7847 | 18.7847 | 18.7847 | 18.7847 | 18.7847 | 18.7847 | 18.7847 | 18.7847 | 18.7847 | 18.7847 | 18.7847 | 18.7847 | 18.7847 | 18.7847 | 18.7847 | 18.7847 | 18.7847 | 18.7847 | 18.7847 | 18.7847 | 18.7847 | 18.7847 | 18.7847 | 18.7847 | 18.7847 | 18.7847 | 18.7847 | 18.7847 | 18.7847 | 18.7847 | 18.7847 | 18.7847 | 18.7847 | 18.7847 | 18.7847 | 18.7847 | 18.7847 | 18.7847 | 18.7847 | 18.7847 | 18.7847 | 18.7847 | 18.7847 | 18.7847 | 18.7847 | 18.7847 | 18.7847 | 18.7847 | 18.7847 | 18.7847 | 18.7847 | 18.7847
56 | 18.8298 | 18.8298 | 18.8298 | 18.8298 | 18.8298 | 18.8298 | 18.8298 | 18.8298 | 18.8298 | 18.8298 | 18.8298 | 18.8298 | 18.8298 | 18.8298 | 18.8298 | 18.8298 | 18.8298 | 18.8298 | 18.8298 | 18.8298 | 18.8298 | 18.8298 | 18.8298 | 18.8298 | 18.8298 | 18.8298 | 18.8298 | 18.8298 | 18.8298 | 18.8298 | 18.8298 | 18.8298 | 18.8298 | 18.8298 | 18.8298 | 18.8298 | 18.8298 | 18.8298 | 18.8298 | 18.8298 | 18.8298 | 18.8298 | 18.8298 | 18.8298 | 18.8298 | 18.8298 | 18.8298 | 18.8298 | 18.8298 | 18.8298 | 18.8298 | 18.8298 | 18.8298 | 18.8298 | 18.8298 | 18.8298 | 18.8298 | 18.8298 | 18.8298 | 18.8298
57 | 18.874 | 18.874 | 18.874 | 18.874 | 18.874 | 18.874 | 18.874 | 18.874 | 18.874 | 18.874 | 18.874 | 18.874 | 18.874 | 18.874 | 18.874 | 18.874 | 18.874 | 18.874 | 18.874 | 18.874 | 18.874 | 18.874 | 18.874 | 18.874 | 18.874 | 18.874 | 18.874 | 18.874 | 18.874 | 18.874 | 18.874 | 18.874 | 18.874 | 18.874 | 18.874 | 18.874 | 18.874 | 18.874 | 18.874 | 18.874 | 18.874 | 18.874 | 18.874 | 18.874 | 18.874 | 18.874 | 18.874 | 18.874 | 18.874 | 18.874 | 18.874 | 18.874 | 18.874 | 18.874 | 18.874 | 18.874 | 18.874 | 18.874 | 18.874 | 18.874
58 | 18.9175 | 18.9175 | 18.9175 | 18.9175 | 18.9175 | 18.9175 | 18.9175 | 18.9175 | 18.9175 | 18.9175 | 18.9175 | 18.9175 | 18.9175 | 18.9175 | 18.9175 | 18.9175 | 18.9175 | 18.9175 | 18.9175 | 18.9175 | 18.9175 | 18.9175 | 18.9175 | 18.9175 | 18.9175 | 18.9175 | 18.9175 | 18.9175 | 18.9175 | 18.9175 | 18.9175 | 18.9175 | 18.9175 | 18.9175 | 18.9175 | 18.9175 | 18.9175 | 18.9175 | 18.9175 | 18.9175 | 18.9175 | 18.9175 | 18.9175 | 18.9175 | 18.9175 | 18.9175 | 18.9175 | 18.9175 | 18.9175 | 18.9175 | 18.9175 | 18.9175 | 18.9175 | 18.9175 | 18.9175 | 18.9175 | 18.9175 | 18.9175 | 18.9175 | 18.9175
59 | 18.9602 | 18.9602 | 18.9602 | 18.9602 | 18.9602 | 18.9602 | 18.9602 | 18.9602 | 18.9602 | 18.9602 | 18.9602 | 18.9602 | 18.9602 | 18.9602 | 18.9602 | 18.9602 | 18.9602 | 18.9602 | 18.9602 | 18.9602 | 18.9602 | 18.9602 | 18.9602 | 18.9602 | 18.9602 | 18.9602 | 18.9602 | 18.9602 | 18.9602 | 18.9602 | 18.9602 | 18.9602 | 18.9602 | 18.9602 | 18.9602 | 18.9602 | 18.9602 | 18.9602 | 18.9602 | 18.9602 | 18.9602 | 18.9602 | 18.9602 | 18.9602 | 18.9602 | 18.9602 | 18.9602 | 18.9602 | 18.9602 | 18.9602 | 18.9602 | 18.9602 | 18.9602 | 18.9602 | 18.9602 | 18.9602 | 18.9602 | 18.9602 | 18.9602 | 18.9602
60 | 19.0023 | 19.0023 | 19.0023 | 19.0023 | 19.0023 | 19.0023 | 19.0023 | 19.0023 | 19.0023 | 19.0023 | 19.0023 | 19.0023 | 19.0023 | 19.0023 | 19.0023 | 19.0023 | 19.0023 | 19.0023 | 19.0023 | 19.0023 | 19.0023 | 19.0023 | 19.0023 | 19.0023 | 19.0023 | 19.0023 | 19.0023 | 19.0023 | 19.0023 | 19.0023 | 19.0023 | 19.0023 | 19.0023 | 19.0023 | 19.0023 | 19.0023 | 19.0023 | 19.0023 | 19.0023 | 19.0023 | 19.0023 | 19.0023 | 19.0023 | 19.0023 | 19.0023 | 19.0023 | 19.0023 | 19.0023 | 19.0023 | 19.0023 | 19.0023 | 19.0023 | 19.0023 | 19.0023 | 19.0023 | 19.0023 | 19.0023 | 19.0023 | 19.0023 | 19.0023
61 | 19.0436 | 19.0436 | 19.0436 | 19.0436 | 19.0436 | 19.0436 | 19.0436 | 19.0436 | 19.0436 | 19.0436 | 19.0436 | 19.0436 | 19.0436 | 19.0436 | 19.0436 | 19.0436 | 19.0436 | 19.0436 | 19.0436 | 19.0436 | 19.0436 | 19.0436 | 19.0436 | 19.0436 | 19.0436 | 19.0436 | 19.0436 | 19.0436 | 19.0436 | 19.0436 | 19.0436 | 19.0436 | 19.0436 | 19.0436 | 19.0436 | 19.0436 | 19.0436 | 19.0436 | 19.0436 | 19.0436 | 19.0436 | 19.0436 | 19.0436 | 19.0436 | 19.0436 | 19.0436 | 19.0436 | 19.0436 | 19.0436 | 19.0436 | 19.0436 | 19.0436 | 19.0436 | 19.0436 | 19.0436 | 19.0436 | 19.0436 | 19.0436 | 19.0436 | 19.0436
62 | 19.0842 | 19.0842 | 19.0842 | 19.0842 | 19.0842 | 19.0842 | 19.0842 | 19.0842 | 19.0842 | 19.0842 | 19.0842 | 19.0842 | 19.0842 | 19.0842 | 19.0842 | 19.0842 | 19.0842 | 19.0842 | 19.0842 | 19.0842 | 19.0842 | 19.0842 | 19.0842 | 19.0842 | 19.0842 | 19.0842 | 19.0842 | 19.0842 | 19.0842 | 19.0842 | 19.0842 | 19.0842 | 19.0842 | 19.0842 | 19.0842 | 19.0842 | 19.0842 | 19.0842 | 19.0842 | 19.0842 | 19.0842 | 19.0842 | 19.0842 | 19.0842 | 19.0842 | 19.0842 | 19.0842 | 19.0842 | 19.0842 | 19.0842 | 19.0842 | 19.0842 | 19.0842 | 19.0842 | 19.0842 | 19.0842 | 19.0842 | 19.0842 | 19.0842 | 19.0842
63 | 19.1242 | 19.1242 | 19.1242 | 19.1242 | 19.1242 | 19.1242 | 19.1242 | 19.1242 | 19.1242 | 19.1242 | 19.1242 | 19.1242 | 19.1242 | 19.1242 | 19.1242 | 19.1242 | 19.1242 | 19.1242 | 19.1242 | 19.1242 | 19.1242 | 19.1242 | 19.1242 | 19.1242 | 19.1242 | 19.1242 | 19.1242 | 19.1242 | 19.1242 | 19.1242 | 19.1242 | 19.1242 | 19.1242 | 19.1242 | 19.1242 | 19.1242 | 19.1242 | 19.1242 | 19.1242 | 19.1242 | 19.1242 | 19.1242 | 19.1242 | 19.1242 | 19.1242 | 19.1242 | 19.1242 | 19.1242 | 19.1242 | 19.1242 | 19.1242 | 19.1242 | 19.1242 | 19.1242 | 19.1242 | 19.1242 | 19.1242 | 19.1242 | 19.1242 | 19.1242
64 | 19.1636 | 19.1636 | 19.1636 | 19.1636 | 19.1636 | 19.1636 | 19.1636 | 19.1636 | 19.1636 | 19.1636 | 19.1636 | 19.1636 | 19.1636 | 19.1636 | 19.1636 | 19.1636 | 19.1636 | 19.1636 | 19.1636 | 19.1636 | 19.1636 | 19.1636 | 19.1636 | 19.1636 | 19.1636 | 19.1636 | 19.1636 | 19.1636 | 19.1636 | 19.1636 | 19.1636 | 19.1636 | 19.1636 | 19.1636 | 19.1636 | 19.1636 | 19.1636 | 19.1636 | 19.1636 | 19.1636 | 19.1636 | 19.1636 | 19.1636 | 19.1636 | 19.1636 | 19.1636 | 19.1636 | 19.1636 | 19.1636 | 19.1636 | 19.1636 | 19.1636 | 19.1636 | 19.1636 | 19.1636 | 19.1636 | 19.1636 | 19.1636 | 19.1636 | 19.1636
65 | 19.2024 | 19.2024 | 19.2024 | 19.2024 | 19.2024 | 19.2024 | 19.2024 | 19.2024 | 19.2024 | 19.2024 | 19.2024 | 19.2024 | 19.2024 | 19.2024 | 19.2024 | 19.2024 | 19.2024 | 19.2024 | 19.2024 | 19.2024 | 19.2024 | 19.2024 | 19.2024 | 19.2024 | 19.2024 | 19.2024 | 19.2024 | 19.2024 | 19.2024 | 19.2024 | 19.2024 | 19.2024 | 19.2024 | 19.2024 | 19.2024 | 19.2024 | 19.2024 | 19.2024 | 19.2024 | 19.2024 | 19.2024 | 19.2024 | 19.2024 | 19.2024 | 19.2024 | 19.2024 | 19.2024 | 19.2024 | 19.2024 | 19.2024 | 19.2024 | 19.2024 | 19.2024 | 19.2024 | 19.2024 | 19.2024 | 19.2024 | 19.2024 | 19.2024 | 19.2024
66 | 19.2405 | 19.2405 | 19.2405 | 19.2405 | 19.2405 | 19.2405 | 19.2405 | 19.2405 | 19.2405 | 19.2405 | 19.2405 | 19.2405 | 19.2405 | 19.2405 | 19.2405 | 19.2405 | 19.2405 | 19.2405 | 19.2405 | 19.2405 | 19.2405 | 19.2405 | 19.2405 | 19.2405 | 19.2405 | 19.2405 | 19.2405 | 19.2405 | 19.2405 | 19.2405 | 19.2405 | 19.2405 | 19.2405 | 19.2405 | 19.2405 | 19.2405 | 19.2405 | 19.2405 | 19.2405 | 19.2405 | 19.2405 | 19.2405 | 19.2405 | 19.2405 | 19.2405 | 19.2405 | 19.2405 | 19.2405 | 19.2405 | 19.2405 | 19.2405 | 19.2405 | 19.2405 | 19.2405 | 19.2405 | 19.2405 | 19.2405 | 19.2405 | 19.2405 | 19.2405
67 | 19.2781 | 19.2781 | 19.2781 | 19.2781 | 19.2781 | 19.2781 | 19.2781 | 19.2781 | 19.2781 | 19.2781 | 19.2781 | 19.2781 | 19.2781 | 19.2781 | 19.2781 | 19.2781 | 19.2781 | 19.2781 | 19.2781 | 19.2781 | 19.2781 | 19.2781 | 19.2781 | 19.2781 | 19.2781 | 19.2781 | 19.2781 | 19.2781 | 19.2781 | 19.2781 | 19.2781 | 19.2781 | 19.2781 | 19.2781 | 19.2781 | 19.2781 | 19.2781 | 19.2781 | 19.2781 | 19.2781 | 19.2781 | 19.2781 | 19.2781 | 19.2781 | 19.2781 | 19.2781 | 19.2781 | 19.2781 | 19.2781 | 19.2781 | 19.2781 | 19.2781 | 19.2781 | 19.2781 | 19.2781 | 19.2781 | 19.2781 | 19.2781 | 19.2781 | 19.2781
68 | 19.3152 | 19.3152 | 19.3152 | 19.3152 | 19.3152 | 19.3152 | 19.3152 | 19.3152 | 19.3152 | 19.3152 | 19.3152 | 19.3152 | 19.3152 | 19.3152 | 19.3152 | 19.3152 | 19.3152 | 19.3152 | 19.3152 | 19.3152 | 19.3152 | 19.3152 | 19.3152 | 19.3152 | 19.3152 | 19.3152 | 19.3152 | 19.3152 | 19.3152 | 19.3152 | 19.3152 | 19.3152 | 19.3152 | 19.3152 | 19.3152 | 19.3152 | 19.3152 | 19.3152 | 19.3152 | 19.3152 | 19.3152 | 19.3152 | 19.3152 | 19.3152 | 19.3152 | 19.3152 | 19.3152 | 19.3152 | 19.3152 | 19.3152 | 19.3152 | 19.3152 | 19.3152 | 19.3152 | 19.3152 | 19.3152 | 19.3152 | 19.3152 | 19.3152 | 19.3152
69 | 19.3517 | 19.3517 | 19.3517 | 19.3517 | 19.3517 | 19.3517 | 19.3517 | 19.3517 | 19.3517 | 19.3517 | 19.3517 | 19.3517 | 19.3517 | 19.3517 | 19.3517 | 19.3517 | 19.3517 | 19.3517 | 19.3517 | 19.3517 | 19.3517 | 19.3517 | 19.3517 | 19.3517 | 19.3517 | 19.3517 | 19.3517 | 19.3517 | 19.3517 | 19.3517 | 19.3517 | 19.3517 | 19.3517 | 19.3517 | 19.3517 | 19.3517 | 19.3517 | 19.3517 | 19.3517 | 19.3517 | 19.3517 | 19.3517 | 19.3517 | 19.3517 | 19.3517 | 19.3517 | 19.3517 | 19.3517 | 19.3517 | 19.3517 | 19.3517 | 19.3517 | 19.3517 | 19.3517 | 19.3517 | 19.3517 | 19.3517 | 19.3517 | 19.3517 | 19.3517
70 | 19.3876 | 19.3876 | 19.3876 | 19.3876 | 19.3876 | 19.3876 | 19.3876 | 19.3876 | 19.3876 | 19.3876 | 19.3876 | 19.3876 | 19.3876 | 19.3876 | 19.3876 | 19.3876 | 19.3876 | 19.3876 | 19.3876 | 19.3876 | 19.3876 | 19.3876 | 19.3876 | 19.3876 | 19.3876 | 19.3876 | 19.3876 | 19.3876 | 19.3876 | 19.3876 | 19.3876 | 19.3876 | 19.3876 | 19.3876 | 19.3876 | 19.3876 | 19.3876 | 19.3876 | 19.3876 | 19.3876 | 19.3876 | 19.3876 | 19.3876 | 19.3876 | 19.3876 | 19.3876 | 19.3876 | 19.3876 | 19.3876 | 19.3876 | 19.3876 | 19.3876 | 19.3876 | 19.3876 | 19.3876 | 19.3876 | 19.3876 | 19.3876 | 19.3876 | 19.3876
71 | 19.4231 | 19.4231 | 19.4231 | 19.4231 | 19.4231 | 19.4231 | 19.4231 | 19.4231 | 19.4231 | 19.4231 | 19.4231 | 19.4231 | 19.4231 | 19.4231 | 19.4231 | 19.4231 | 19.4231 | 19.4231 | 19.4231 | 19.4231 | 19.4231 | 19.4231 | 19.4231 | 19.4231 | 19.4231 | 19.4231 | 19.4231 | 19.4231 | 19.4231 | 19.4231 | 19.4231 | 19.4231 | 19.4231 | 19.4231 | 19.4231 | 19.4231 | 19.4231 | 19.4231 | 19.4231 | 19.4231 | 19.4231 | 19.4231 | 19.4231 | 19.4231 | 19.4231 | 19.4231 | 19.4231 | 19.4231 | 19.4231 | 19.4231 | 19.4231 | 19.4231 | 19.4231 | 19.4231 | 19.4231 | 19.4231 | 19.4231 | 19.4231 | 19.4231 | 19.4231
72 | 19.4581 | 19.4581 | 19.4581 | 19.4581 | 19.4581 | 19.4581 | 19.4581 | 19.4581 | 19.4581 | 19.4581 | 19.4581 | 19.4581 | 19.4581 | 19.4581 | 19.4581 | 19.4581 | 19.4581 | 19.4581 | 19.4581 | 19.4581 | 19.4581 | 19.4581 | 19.4581 | 19.4581 | 19.4581 | 19.4581 | 19.4581 | 19.4581 | 19.4581 | 19.4581 | 19.4581 | 19.4581 | 19.4581 | 19.4581 | 19.4581 | 19.4581 | 19.4581 | 19.4581 | 19.4581 | 19.4581 | 19.4581 | 19.4581 | 19.4581 | 19.4581 | 19.4581 | 19.4581 | 19.4581 | 19.4581 | 19.4581 | 19.4581 | 19.4581 | 19.4581 | 19.4581 | 19.4581 | 19.4581 | 19.4581 | 19.4581 | 19.4581 | 19.4581 | 19.4581
73 | 19.4925 | 19.4925 | 19.4925 | 19.4925 | 19.4925 | 19.4925 | 19.4925 | 19.4925 | 19.4925 | 19.4925 | 19.4925 | 19.4925 | 19.4925 | 19.4925 | 19.4925 | 19.4925 | 19.4925 | 19.4925 | 19.4925 | 19.4925 | 19.4925 | 19.4925 | 19.4925 | 19.4925 | 19.4925 | 19.4925 | 19.4925 | 19.4925 | 19.4925 | 19.4925 | 19.4925 | 19.4925 | 19.4925 | 19.4925 | 19.4925 | 19.4925 | 19.4925 | 19.4925 | 19.4925 | 19.4925 | 19.4925 | 19.4925 | 19.4925 | 19.4925 | 19.4925 | 19.4925 | 19.4925 | 19.4925 | 19.4925 | 19.4925 | 19.4925 | 19.4925 | 19.4925 | 19.4925 | 19.4925 | 19.4925 | 19.4925 | 19.4925 | 19.4925 | 19.4925
74 | 19.5266 | 19.5266 | 19.5266 | 19.5266 | 19.5266 | 19.5266 | 19.5266 | 19.5266 | 19.5266 | 19.5266 | 19.5266 | 19.5266 | 19.5266 | 19.5266 | 19.5266 | 19.5266 | 19.5266 | 19.5266 | 19.5266 | 19.5266 | 19.5266 | 19.5266 | 19.5266 | 19.5266 | 19.5266 | 19.5266 | 19.5266 | 19.5266 | 19.5266 | 19.5266 | 19.5266 | 19.5266 | 19.5266 | 19.5266 | 19.5266 | 19.5266 | 19.5266 | 19.5266 | 19.5266 | 19.5266 | 19.5266 | 19.5266 | 19.5266 | 19.5266 | 19.5266 | 19.5266 | 19.5266 | 19.5266 | 19.5266 | 19.5266 | 19.5266 | 19.5266 | 19.5266 | 19.5266 | 19.5266 | 19.5266 | 19.5266 | 19.5266 | 19.5266 | 19.5266
75 | 19.5601 | 19.5601 | 19.5601 | 19.5601 | 19.5601 | 19.5601 | 19.5601 | 19.5601 | 19.5601 | 19.5601 | 19.5601 | 19.5601 | 19.5601 | 19.5601 | 19.5601 | 19.5601 | 19.5601 | 19.5601 | 19.5601 | 19.5601 | 19.5601 | 19.5601 | 19.5601 | 19.5601 | 19.5601 | 19.5601 | 19.5601 | 19.5601 | 19.5601 | 19.5601 | 19.5601 | 19.5601 | 19.5601 | 19.5601 | 19.5601 | 19.5601 | 19.5601 | 19.5601 | 19.5601 | 19.5601 | 19.5601 | 19.5601 | 19.5601 | 19.5601 | 19.5601 | 19.5601 | 19.5601 | 19.5601 | 19.5601 | 19.5601 | 19.5601 | 19.5601 | 19.5601 | 19.5601 | 19.5601 | 19.5601 | 19.5601 | 19.5601 | 19.5601 | 19.5601
76 | 19.5932 | 19.5932 | 19.5932 | 19.5932 | 19.5932 | 19.5932 | 19.5932 | 19.5932 | 19.5932 | 19.5932 | 19.5932 | 19.5932 | 19.5932 | 19.5932 | 19.5932 | 19.5932 | 19.5932 | 19.5932 | 19.5932 | 19.5932 | 19.5932 | 19.5932 | 19.5932 | 19.5932 | 19.5932 | 19.5932 | 19.5932 | 19.5932 | 19.5932 | 19.5932 | 19.5932 | 19.5932 | 19.5932 | 19.5932 | 19.5932 | 19.5932 | 19.5932 | 19.5932 | 19.5932 | 19.5932 | 19.5932 | 19.5932 | 19.5932 | 19.5932 | 19.5932 | 19.5932 | 19.5932 | 19.5932 | 19.5932 | 19.5932 | 19.5932 | 19.5932 | 19.5932 | 19.5932 | 19.5932 | 19.5932 | 19.5932 | 19.5932 | 19.5932 | 19.5932
77 | 19.6259 | 19.6259 | 19.6259 | 19.6259 | 19.6259 | 19.6259 | 19.6259 | 19.6259 | 19.6259 | 19.6259 | 19.6259 | 19.6259 | 19.6259 | 19.6259 | 19.6259 | 19.6259 | 19.6259 | 19.6259 | 19.6259 | 19.6259 | 19.6259 | 19.6259 | 19.6259 | 19.6259 | 19.6259 | 19.6259 | 19.6259 | 19.6259 | 19.6259 | 19.6259 | 19.6259 | 19.6259 | 19.6259 | 19.6259 | 19.6259 | 19.6259 | 19.6259 | 19.6259 | 19.6259 | 19.6259 | 19.6259 | 19.6259 | 19.6259 | 19.6259 | 19.6259 | 19.6259 | 19.6259 | 19.6259 | 19.6259 | 19.6259 | 19.6259 | 19.6259 | 19.6259 | 19.6259 | 19.6259 | 19.6259 | 19.6259 | 19.6259 | 19.6259 | 19.6259
78 | 19.6582 | 19.6582 | 19.6582 | 19.6582 | 19.6582 | 19.6582 | 19.6582 | 19.6582 | 19.6582 | 19.6582 | 19.6582 | 19.6582 | 19.6582 | 19.6582 | 19.6582 | 19.6582 | 19.6582 | 19.6582 | 19.6582 | 19.6582 | 19.6582 | 19.6582 | 19.6582 | 19.6582 | 19.6582 | 19.6582 | 19.6582 | 19.6582 | 19.6582 | 19.6582 | 19.6582 | 19.6582 | 19.6582 | 19.6582 | 19.6582 | 19.6582 | 19.6582 | 19.6582 | 19.6582 | 19.6582 | 19.6582 | 19.6582 | 19.6582 | 19.6582 | 19.6582 | 19.6582 | 19.6582 | 19.6582 | 19.6582 | 19.6582 | 19.6582 | 19.6582 | 19.6582 | 19.6582 | 19.6582 | 19.6582 | 19.6582 | 19.6582 | 19.6582 | 19.6582
79 | 19.69 | 19.69 | 19.69 | 19.69 | 19.69 | 19.69 | 19.69 | 19.69 | 19.69 | 19.69 | 19.69 | 19.69 | 19.69 | 19.69 | 19.69 | 19.69 | 19.69 | 19.69 | 19.69 | 19.69 | 19.69 | 19.69 | 19.69 | 19.69 | 19.69 | 19.69 | 19.69 | 19.69 | 19.69 | 19.69 | 19.69 | 19.69 | 19.69 | 19.69 | 19.69 | 19.69 | 19.69 | 19.69 | 19.69 | 19.69 | 19.69 | 19.69 | 19.69 | 19.69 | 19.69 | 19.69 | 19.69 | 19.69 | 19.69 | 19.69 | 19.69 | 19.69 | 19.69 | 19.69 | 19.69 | 19.69 | 19.69 | 19.69 | 19.69 | 19.69
80 | 19.7215 | 19.7215 | 19.7215 | 19.7215 | 19.7215 | 19.7215 | 19.7215 | 19.7215 | 19.7215 | 19.7215 | 19.7215 | 19.7215 | 19.7215 | 19.7215 | 19.7215 | 19.7215 | 19.7215 | 19.7215 | 19.7215 | 19.7215 | 19.7215 | 19.7215 | 19.7215 | 19.7215 | 19.7215 | 19.7215 | 19.7215 | 19.7215 | 19.7215 | 19.7215 | 19.7215 | 19.7215 | 19.7215 | 19.7215 | 19.7215 | 19.7215 | 19.7215 | 19.7215 | 19.7215 | 19.7215 | 19.7215 | 19.7215 | 19.7215 | 19.7215 | 19.7215 | 19.7215 | 19.7215 | 19.7215 | 19.7215 | 19.7215 | 19.7215 | 19.7215 | 19.7215 | 19.7215 | 19.7215 | 19.7215 | 19.7215 | 19.7215 | 19.7215 | 19.7215
81 | 19.7525 | 19.7525 | 19.7525 | 19.7525 | 19.7525 | 19.7525 | 19.7525 | 19.7525 | 19.7525 | 19.7525 | 19.7525 | 19.7525 | 19.7525 | 19.7525 | 19.7525 | 19.7525 | 19.7525 | 19.7525 | 19.7525 | 19.7525 | 19.7525 | 19.7525 | 19.7525 | 19.7525 | 19.7525 | 19.7525 | 19.7525 | 19.7525 | 19.7525 | 19.7525 | 19.7525 | 19.7525 | 19.7525 | 19.7525 | 19.7525 | 19.7525 | 19.7525 | 19.7525 | 19.7525 | 19.7525 | 19.7525 | 19.7525 | 19.7525 | 19.7525 | 19.7525 | 19.7525 | 19.7525 | 19.7525 | 19.7525 | 19.7525 | 19.7525 | 19.7525 | 19.7525 | 19.7525 | 19.7525 | 19.7525 | 19.7525 | 19.7525 | 19.7525 | 19.7525
82 | 19.7832 | 19.7832 | 19.7832 | 19.7832 | 19.7832 | 19.7832 | 19.7832 | 19.7832 | 19.7832 | 19.7832 | 19.7832 | 19.7832 | 19.7832 | 19.7832 | 19.7832 | 19.7832 | 19.7832 | 19.7832 | 19.7832 | 19.7832 | 19.7832 | 19.7832 | 19.7832 | 19.7832 | 19.7832 | 19.7832 | 19.7832 | 19.7832 | 19.7832 | 19.7832 | 19.7832 | 19.7832 | 19.7832 | 19.7832 | 19.7832 | 19.7832 | 19.7832 | 19.7832 | 19.7832 | 19.7832 | 19.7832 | 19.7832 | 19.7832 | 19.7832 | 19.7832 | 19.7832 | 19.7832 | 19.7832 | 19.7832 | 19.7832 | 19.7832 | 19.7832 | 19.7832 | 19.7832 | 19.7832 | 19.7832 | 19.7832 | 19.7832 | 19.7832 | 19.7832
83 | 19.8135 | 19.8135 | 19.8135 | 19.8135 | 19.8135 | 19.8135 | 19.8135 | 19.8135 | 19.8135 | 19.8135 | 19.8135 | 19.8135 | 19.8135 | 19.8135 | 19.8135 | 19.8135 | 19.8135 | 19.8135 | 19.8135 | 19.8135 | 19.8135 | 19.8135 | 19.8135 | 19.8135 | 19.8135 | 19.8135 | 19.8135 | 19.8135 | 19.8135 | 19.8135 | 19.8135 | 19.8135 | 19.8135 | 19.8135 | 19.8135 | 19.8135 | 19.8135 | 19.8135 | 19.8135 | 19.8135 | 19.8135 | 19.8135 | 19.8135 | 19.8135 | 19.8135 | 19.8135 | 19.8135 | 19.8135 | 19.8135 | 19.8135 | 19.8135 | 19.8135 | 19.8135 | 19.8135 | 19.8135 | 19.8135 | 19.8135 | 19.8135 | 19.8135 | 19.8135
84 | 19.8434 | 19.8434 | 19.8434 | 19.8434 | 19.8434 | 19.8434 | 19.8434 | 19.8434 | 19.8434 | 19.8434 | 19.8434 | 19.8434 | 19.8434 | 19.8434 | 19.8434 | 19.8434 | 19.8434 | 19.8434 | 19.8434 | 19.8434 | 19.8434 | 19.8434 | 19.8434 | 19.8434 | 19.8434 | 19.8434 | 19.8434 | 19.8434 | 19.8434 | 19.8434 | 19.8434 | 19.8434 | 19.8434 | 19.8434 | 19.8434 | 19.8434 | 19.8434 | 19.8434 | 19.8434 | 19.8434 | 19.8434 | 19.8434 | 19.8434 | 19.8434 | 19.8434 | 19.8434 | 19.8434 | 19.8434 | 19.8434 | 19.8434 | 19.8434 | 19.8434 | 19.8434 | 19.8434 | 19.8434 | 19.8434 | 19.8434 | 19.8434 | 19.8434 | 19.8434
85 | 19.873 | 19.873 | 19.873 | 19.873 | 19.873 | 19.873 | 19.873 | 19.873 | 19.873 | 19.873 | 19.873 | 19.873 | 19.873 | 19.873 | 19.873 | 19.873 | 19.873 | 19.873 | 19.873 | 19.873 | 19.873 | 19.873 | 19.873 | 19.873 | 19.873 | 19.873 | 19.873 | 19.873 | 19.873 | 19.873 | 19.873 | 19.873 | 19.873 | 19.873 | 19.873 | 19.873 | 19.873 | 19.873 | 19.873 | 19.873 | 19.873 | 19.873 | 19.873 | 19.873 | 19.873 | 19.873 | 19.873 | 19.873 | 19.873 | 19.873 | 19.873 | 19.873 | 19.873 | 19.873 | 19.873 | 19.873 | 19.873 | 19.873 | 19.873 | 19.873
86 | 19.9023 | 19.9023 | 19.9023 | 19.9023 | 19.9023 | 19.9023 | 19.9023 | 19.9023 | 19.9023 | 19.9023 | 19.9023 | 19.9023 | 19.9023 | 19.9023 | 19.9023 | 19.9023 | 19.9023 | 19.9023 | 19.9023 | 19.9023 | 19.9023 | 19.9023 | 19.9023 | 19.9023 | 19.9023 | 19.9023 | 19.9023 | 19.9023 | 19.9023 | 19.9023 | 19.9023 | 19.9023 | 19.9023 | 19.9023 | 19.9023 | 19.9023 | 19.9023 | 19.9023 | 19.9023 | 19.9023 | 19.9023 | 19.9023 | 19.9023 | 19.9023 | 19.9023 | 19.9023 | 19.9023 | 19.9023 | 19.9023 | 19.9023 | 19.9023 | 19.9023 | 19.9023 | 19.9023 | 19.9023 | 19.9023 | 19.9023 | 19.9023 | 19.9023 | 19.9023
87 | 19.9312 | 19.9312 | 19.9312 | 19.9312 | 19.9312 | 19.9312 | 19.9312 | 19.9312 | 19.9312 | 19.9312 | 19.9312 | 19.9312 | 19.9312 | 19.9312 | 19.9312 | 19.9312 | 19.9312 | 19.9312 | 19.9312 | 19.9312 | 19.9312 | 19.9312 | 19.9312 | 19.9312 | 19.9312 | 19.9312 | 19.9312 | 19.9312 | 19.9312 | 19.9312 | 19.9312 | 19.9312 | 19.9312 | 19.9312 | 19.9312 | 19.9312 | 19.9312 | 19.9312 | 19.9312 | 19.9312 | 19.9312 | 19.9312 | 19.9312 | 19.9312 | 19.9312 | 19.9312 | 19.9312 | 19.9312 | 19.9312 | 19.9312 | 19.9312 | 19.9312 | 19.9312 | 19.9312 | 19.9312 | 19.9312 | 19.9312 | 19.9312 | 19.9312 | 19.9312
88 | 19.9597 | 19.9597 | 19.9597 | 19.9597 | 19.9597 | 19.9597 | 19.9597 | 19.9597 | 19.9597 | 19.9597 | 19.9597 | 19.9597 | 19.9597 | 19.9597 | 19.9597 | 19.9597 | 19.9597 | 19.9597 | 19.9597 | 19.9597 | 19.9597 | 19.9597 | 19.9597 | 19.9597 | 19.9597 | 19.9597 | 19.9597 | 19.9597 | 19.9597 | 19.9597 | 19.9597 | 19.9597 | 19.9597 | 19.9597 | 19.9597 | 19.9597 | 19.9597 | 19.9597 | 19.9597 | 19.9597 | 19.9597 | 19.9597 | 19.9597 | 19.9597 | 19.9597 | 19.9597 | 19.9597 | 19.9597 | 19.9597 | 19.9597 | 19.9597 | 19.9597 | 19.9597 | 19.9597 | 19.9597 | 19.9597 | 19.9597 | 19.9597 | 19.9597 | 19.9597
89 | 19.988 | 19.988 | 19.988 | 19.988 | 19.988 | 19.988 | 19.988 | 19.988 | 19.988 | 19.988 | 19.988 | 19.988 | 19.988 | 19.988 | 19.988 | 19.988 | 19.988 | 19.988 | 19.988 | 19.988 | 19.988 | 19.988 | 19.988 | 19.988 | 19.988 | 19.988 | 19.988 | 19.988 | 19.988 | 19.988 | 19.988 | 19.988 | 19.988 | 19.988 | 19.988 | 19.988 | 19.988 | 19.988 | 19.988 | 19.988 | 19.988 | 19.988 | 19.988 | 19.988 | 19.988 | 19.988 | 19.988 | 19.988 | 19.988 | 19.988 | 19.988 | 19.988 | 19.988 | 19.988 | 19.988 | 19.988 | 19.988 | 19.988 | 19.988 | 19.988
90 | 20.0159 | 20.0159 | 20.0159 | 20.0159 | 20.0159 | 20.0159 | 20.0159 | 20.0159 | 20.0159 | 20.0159 | 20.0159 | 20.0159 | 20.0159 | 20.0159 | 20.0159 | 20.0159 | 20.0159 | 20.0159 | 20.0159 | 20.0159 | 20.0159 | 20.0159 | 20.0159 | 20.0159 | 20.0159 | 20.0159 | 20.0159 | 20.0159 | 20.0159 | 20.0159 | 20.0159 | 20.0159 | 20.0159 | 20.0159 | 20.0159 | 20.0159 | 20.0159 | 20.0159 | 20.0159 | 20.0159 | 20.0159 | 20.0159 | 20.0159 | 20.0159 | 20.0159 | 20.0159 | 20.0159 | 20.0159 | 20.0159 | 20.0159 | 20.0159 | 20.0159 | 20.0159 | 20.0159 | 20.0159 | 20.0159 | 20.0159 | 20.0159 | 20.0159 | 20.0159
91 | 20.0435 | 20.0435 | 20.0435 | 20.0435 | 20.0435 | 20.0435 | 20.0435 | 20.0435 | 20.0435 | 20.0435 | 20.0435 | 20.0435 | 20.0435 | 20.0435 | 20.0435 | 20.0435 | 20.0435 | 20.0435 | 20.0435 | 20.0435 | 20.0435 | 20.0435 | 20.0435 | 20.0435 | 20.0435 | 20.0435 | 20.0435 | 20.0435 | 20.0435 | 20.0435 | 20.0435 | 20.0435 | 20.0435 | 20.0435 | 20.0435 | 20.0435 | 20.0435 | 20.0435 | 20.0435 | 20.0435 | 20.0435 | 20.0435 | 20.0435 | 20.0435 | 20.0435 | 20.0435 | 20.0435 | 20.0435 | 20.0435 | 20.0435 | 20.0435 | 20.0435 | 20.0435 | 20.0435 | 20.0435 | 20.0435 | 20.0435 | 20.0435 | 20.0435 | 20.0435
92 | 20.0709 | 20.0709 | 20.0709 | 20.0709 | 20.0709 | 20.0709 | 20.0709 | 20.0709 | 20.0709 | 20.0709 | 20.0709 | 20.0709 | 20.0709 | 20.0709 | 20.0709 | 20.0709 | 20.0709 | 20.0709 | 20.0709 | 20.0709 | 20.0709 | 20.0709 | 20.0709 | 20.0709 | 20.0709 | 20.0709 | 20.0709 | 20.0709 | 20.0709 | 20.0709 | 20.0709 | 20.0709 | 20.0709 | 20.0709 | 20.0709 | 20.0709 | 20.0709 | 20.0709 | 20.0709 | 20.0709 | 20.0709 | 20.0709 | 20.0709 | 20.0709 | 20.0709 | 20.0709 | 20.0709 | 20.0709 | 20.0709 | 20.0709 | 20.0709 | 20.0709 | 20.0709 | 20.0709 | 20.0709 | 20.0709 | 20.0709 | 20.0709 | 20.0709 | 20.0709
93 | 20.0979 | 20.0979 | 20.0979 | 20.0979 | 20.0979 | 20.0979 | 20.0979 | 20.0979 | 20.0979 | 20.0979 | 20.0979 | 20.0979 | 20.0979 | 20.0979 | 20.0979 | 20.0979 | 20.0979 | 20.0979 | 20.0979 | 20.0979 | 20.0979 | 20.0979 | 20.0979 | 20.0979 | 20.0979 | 20.0979 | 20.0979 | 20.0979 | 20.0979 | 20.0979 | 20.0979 | 20.0979 | 20.0979 | 20.0979 | 20.0979 | 20.0979 | 20.0979 | 20.0979 | 20.0979 | 20.0979 | 20.0979 | 20.0979 | 20.0979 | 20.0979 | 20.0979 | 20.0979 | 20.0979 | 20.0979 | 20.0979 | 20.0979 | 20.0979 | 20.0979 | 20.0979 | 20.0979 | 20.0979 | 20.0979 | 20.0979 | 20.0979 | 20.0979 | 20.0979
94 | 20.1246 | 20.1246 | 20.1246 | 20.1246 | 20.1246 | 20.1246 | 20.1246 | 20.1246 | 20.1246 | 20.1246 | 20.1246 | 20.1246 | 20.1246 | 20.1246 | 20.1246 | 20.1246 | 20.1246 | 20.1246 | 20.1246 | 20.1246 | 20.1246 | 20.1246 | 20.1246 | 20.1246 | 20.1246 | 20.1246 | 20.1246 | 20.1246 | 20.1246 | 20.1246 | 20.1246 | 20.1246 | 20.1246 | 20.1246 | 20.1246 | 20.1246 | 20.1246 | 20.1246 | 20.1246 | 20.1246 | 20.1246 | 20.1246 | 20.1246 | 20.1246 | 20.1246 | 20.1246 | 20.1246 | 20.1246 | 20.1246 | 20.1246 | 20.1246 | 20.1246 | 20.1246 | 20.1246 | 20.1246 | 20.1246 | 20.1246 | 20.1246 | 20.1246 | 20.1246
95 | 20.1511 | 20.1511 | 20.1511 | 20.1511 | 20.1511 | 20.1511 | 20.1511 | 20.1511 | 20.1511 | 20.1511 | 20.1511 | 20.1511 | 20.1511 | 20.1511 | 20.1511 | 20.1511 | 20.1511 | 20.1511 | 20.1511 | 20.1511 | 20.1511 | 20.1511 | 20.1511 | 20.1511 | 20.1511 | 20.1511 | 20.1511 | 20.1511 | 20.1511 | 20.1511 | 20.1511 | 20.1511 | 20.1511 | 20.1511 | 20.1511 | 20.1511 | 20.1511 | 20.1511 | 20.1511 | 20.1511 | 20.1511 | 20.1511 | 20.1511 | 20.1511 | 20.1511 | 20.1511 | 20.1511 | 20.1511 | 20.1511 | 20.1511 | 20.1511 | 20.1511 | 20.1511 | 20.1511 | 20.1511 | 20.1511 | 20.1511 | 20.1511 | 20.1511 | 20.1511
96 | 20.1773 | 20.1773 | 20.1773 | 20.1773 | 20.1773 | 20.1773 | 20.1773 | 20.1773 | 20.1773 | 20.1773 | 20.1773 | 20.1773 | 20.1773 | 20.1773 | 20.1773 | 20.1773 | 20.1773 | 20.1773 | 20.1773 | 20.1773 | 20.1773 | 20.1773 | 20.1773 | 20.1773 | 20.1773 | 20.1773 | 20.1773 | 20.1773 | 20.1773 | 20.1773 | 20.1773 | 20.1773 | 20.1773 | 20.1773 | 20.1773 | 20.1773 | 20.1773 | 20.1773 | 20.1773 | 20.1773 | 20.1773 | 20.1773 | 20.1773 | 20.1773 | 20.1773 | 20.1773 | 20.1773 | 20.1773 | 20.1773 | 20.1773 | 20.1773 | 20.1773 | 20.1773 | 20.1773 | 20.1773 | 20.1773 | 20.1773 | 20.1773 | 20.1773 | 20.1773
97 | 20.2032 | 20.2032 | 20.2032 | 20.2032 | 20.2032 | 20.2032 | 20.2032 | 20.2032 | 20.2032 | 20.2032 | 20.2032 | 20.2032 | 20.2032 | 20.2032 | 20.2032 | 20.2032 | 20.2032 | 20.2032 | 20.2032 | 20.2032 | 20.2032 | 20.2032 | 20.2032 | 20.2032 | 20.2032 | 20.2032 | 20.2032 | 20.2032 | 20.2032 | 20.2032 | 20.2032 | 20.2032 | 20.2032 | 20.2032 | 20.2032 | 20.2032 | 20.2032 | 20.2032 | 20.2032 | 20.2032 | 20.2032 | 20.2032 | 20.2032 | 20.2032 | 20.2032 | 20.2032 | 20.2032 | 20.2032 | 20.2032 | 20.2032 | 20.2032 | 20.2032 | 20.2032 | 20.2032 | 20.2032 | 20.2032 | 20.2032 | 20.2032 | 20.2032 | 20.2032
98 | 20.2288 | 20.2288 | 20.2288 | 20.2288 | 20.2288 | 20.2288 | 20.2288 | 20.2288 | 20.2288 | 20.2288 | 20.2288 | 20.2288 | 20.2288 | 20.2288 | 20.2288 | 20.2288 | 20.2288 | 20.2288 | 20.2288 | 20.2288 | 20.2288 | 20.2288 | 20.2288 | 20.2288 | 20.2288 | 20.2288 | 20.2288 | 20.2288 | 20.2288 | 20.2288 | 20.2288 | 20.2288 | 20.2288 | 20.2288 | 20.2288 | 20.2288 | 20.2288 | 20.2288 | 20.2288 | 20.2288 | 20.2288 | 20.2288 | 20.2288 | 20.2288 | 20.2288 | 20.2288 | 20.2288 | 20.2288 | 20.2288 | 20.2288 | 20.2288 | 20.2288 | 20.2288 | 20.2288 | 20.2288 | 20.2288 | 20.2288 | 20.2288 | 20.2288 | 20.2288
99 | 20.2542 | 20.2542 | 20.2542 | 20.2542 | 20.2542 | 20.2542 | 20.2542 | 20.2542 | 20.2542 | 20.2542 | 20.2542 | 20.2542 | 20.2542 | 20.2542 | 20.2542 | 20.2542 | 20.2542 | 20.2542 | 20.2542 | 20.2542 | 20.2542 | 20.2542 | 20.2542 | 20.2542 | 20.2542 | 20.2542 | 20.2542 | 20.2542 | 20.2542 | 20.2542 | 20.2542 | 20.2542 | 20.2542 | 20.2542 | 20.2542 | 20.2542 | 20.2542 | 20.2542 | 20.2542 | 20.2542 | 20.2542 | 20.2542 | 20.2542 | 20.2542 | 20.2542 | 20.2542 | 20.2542 | 20.2542 | 20.2542 | 20.2542 | 20.2542 | 20.2542 | 20.2542 | 20.2542 | 20.2542 | 20.2542 | 20.2542 | 20.2542 | 20.2542 | 20.2542
100 | 20.2793 | 20.2793 | 20.2793 | 20.2793 | 20.2793 | 20.2793 | 20.2793 | 20.2793 | 20.2793 | 20.2793 | 20.2793 | 20.2793 | 20.2793 | 20.2793 | 20.2793 | 20.2793 | 20.2793 | 20.2793 | 20.2793 | 20.2793 | 20.2793 | 20.2793 | 20.2793 | 20.2793 | 20.2793 | 20.2793 | 20.2793 | 20.2793 | 20.2793 | 20.2793 | 20.2793 | 20.2793 | 20.2793 | 20.2793 | 20.2793 | 20.2793 | 20.2793 | 20.2793 | 20.2793 | 20.2793 | 20.2793 | 20.2793 | 20.2793 | 20.2793 | 20.2793 | 20.2793 | 20.2793 | 20.2793 | 20.2793 | 20.2793 | 20.2793 | 20.2793 | 20.2793 | 20.2793 | 20.2793 | 20.2793 | 20.2793 | 20.2793 | 20.2793 | 20.2793
101 | 20.3042 | 20.3042 | 20.3042 | 20.3042 | 20.3042 | 20.3042 | 20.3042 | 20.3042 | 20.3042 | 20.3042 | 20.3042 | 20.3042 | 20.3042 | 20.3042 | 20.3042 | 20.3042 | 20.3042 | 20.3042 | 20.3042 | 20.3042 | 20.3042 | 20.3042 | 20.3042 | 20.3042 | 20.3042 | 20.3042 | 20.3042 | 20.3042 | 20.3042 | 20.3042 | 20.3042 | 20.3042 | 20.3042 | 20.3042 | 20.3042 | 20.3042 | 20.3042 | 20.3042 | 20.3042 | 20.3042 | 20.3042 | 20.3042 | 20.3042 | 20.3042 | 20.3042 | 20.3042 | 20.3042 | 20.3042 | 20.3042 | 20.3042 | 20.3042 | 20.3042 | 20.3042 | 20.3042 | 20.3042 | 20.3042 | 20.3042 | 20.3042 | 20.3042 | 20.3042
102 | 20.3288 | 20.3288 | 20.3288 | 20.3288 | 20.3288 | 20.3288 | 20.3288 | 20.3288 | 20.3288 | 20.3288 | 20.3288 | 20.3288 | 20.3288 | 20.3288 | 20.3288 | 20.3288 | 20.3288 | 20.3288 | 20.3288 | 20.3288 | 20.3288 | 20.3288 | 20.3288 | 20.3288 | 20.3288 | 20.3288 | 20.3288 | 20.3288 | 20.3288 | 20.3288 | 20.3288 | 20.3288 | 20.3288 | 20.3288 | 20.3288 | 20.3288 | 20.3288 | 20.3288 | 20.3288 | 20.3288 | 20.3288 | 20.3288 | 20.3288 | 20.3288 | 20.3288 | 20.3288 | 20.3288 | 20.3288 | 20.3288 | 20.3288 | 20.3288 | 20.3288 | 20.3288 | 20.3288 | 20.3288 | 20.3288 | 20.3288 | 20.3288 | 20.3288 | 20.3288
103 | 20.3532 | 20.3532 | 20.3532 | 20.3532 | 20.3532 | 20.3532 | 20.3532 | 20.3532 | 20.3532 | 20.3532 | 20.3532 | 20.3532 | 20.3532 | 20.3532 | 20.3532 | 20.3532 | 20.3532 | 20.3532 | 20.3532 | 20.3532 | 20.3532 | 20.3532 | 20.3532 | 20.3532 | 20.3532 | 20.3532 | 20.3532 | 20.3532 | 20.3532 | 20.3532 | 20.3532 | 20.3532 | 20.3532 | 20.3532 | 20.3532 | 20.3532 | 20.3532 | 20.3532 | 20.3532 | 20.3532 | 20.3532 | 20.3532 | 20.3532 | 20.3532 | 20.3532 | 20.3532 | 20.3532 | 20.3532 | 20.3532 | 20.3532 | 20.3532 | 20.3532 | 20.3532 | 20.3532 | 20.3532 | 20.3532 | 20.3532 | 20.3532 | 20.3532 | 20.3532
104 | 20.3774 | 20.3774 | 20.3774 | 20.3774 | 20.3774 | 20.3774 | 20.3774 | 20.3774 | 20.3774 | 20.3774 | 20.3774 | 20.3774 | 20.3774 | 20.3774 | 20.3774 | 20.3774 | 20.3774 | 20.3774 | 20.3774 | 20.3774 | 20.3774 | 20.3774 | 20.3774 | 20.3774 | 20.3774 | 20.3774 | 20.3774 | 20.3774 | 20.3774 | 20.3774 | 20.3774 | 20.3774 | 20.3774 | 20.3774 | 20.3774 | 20.3774 | 20.3774 | 20.3774 | 20.3774 | 20.3774 | 20.3774 | 20.3774 | 20.3774 | 20.3774 | 20.3774 | 20.3774 | 20.3774 | 20.3774 | 20.3774 | 20.3774 | 20.3774 | 20.3774 | 20.3774 | 20.3774 | 20.3774 | 20.3774 | 20.3774 | 20.3774 | 20.3774 | 20.3774
105 | 20.4013 | 20.4013 | 20.4013 | 20.4013 | 20.4013 | 20.4013 | 20.4013 | 20.4013 | 20.4013 | 20.4013 | 20.4013 | 20.4013 | 20.4013 | 20.4013 | 20.4013 | 20.4013 | 20.4013 | 20.4013 | 20.4013 | 20.4013 | 20.4013 | 20.4013 | 20.4013 | 20.4013 | 20.4013 | 20.4013 | 20.4013 | 20.4013 | 20.4013 | 20.4013 | 20.4013 | 20.4013 | 20.4013 | 20.4013 | 20.4013 | 20.4013 | 20.4013 | 20.4013 | 20.4013 | 20.4013 | 20.4013 | 20.4013 | 20.4013 | 20.4013 | 20.4013 | 20.4013 | 20.4013 | 20.4013 | 20.4013 | 20.4013 | 20.4013 | 20.4013 | 20.4013 | 20.4013 | 20.4013 | 20.4013 | 20.4013 | 20.4013 | 20.4013 | 20.4013
106 | 20.425 | 20.425 | 20.425 | 20.425 | 20.425 | 20.425 | 20.425 | 20.425 | 20.425 | 20.425 | 20.425 | 20.425 | 20.425 | 20.425 | 20.425 | 20.425 | 20.425 | 20.425 | 20.425 | 20.425 | 20.425 | 20.425 | 20.425 | 20.425 | 20.425 | 20.425 | 20.425 | 20.425 | 20.425 | 20.425 | 20.425 | 20.425 | 20.425 | 20.425 | 20.425 | 20.425 | 20.425 | 20.425 | 20.425 | 20.425 | 20.425 | 20.425 | 20.425 | 20.425 | 20.425 | 20.425 | 20.425 | 20.425 | 20.425 | 20.425 | 20.425 | 20.425 | 20.425 | 20.425 | 20.425 | 20.425 | 20.425 | 20.425 | 20.425 | 20.425
107 | 20.4485 | 20.4485 | 20.4485 | 20.4485 | 20.4485 | 20.4485 | 20.4485 | 20.4485 | 20.4485 | 20.4485 | 20.4485 | 20.4485 | 20.4485 | 20.4485 | 20.4485 | 20.4485 | 20.4485 | 20.4485 | 20.4485 | 20.4485 | 20.4485 | 20.4485 | 20.4485 | 20.4485 | 20.4485 | 20.4485 | 20.4485 | 20.4485 | 20.4485 | 20.4485 | 20.4485 | 20.4485 | 20.4485 | 20.4485 | 20.4485 | 20.4485 | 20.4485 | 20.4485 | 20.4485 | 20.4485 | 20.4485 | 20.4485 | 20.4485 | 20.4485 | 20.4485 | 20.4485 | 20.4485 | 20.4485 | 20.4485 | 20.4485 | 20.4485 | 20.4485 | 20.4485 | 20.4485 | 20.4485 | 20.4485 | 20.4485 | 20.4485 | 20.4485 | 20.4485
108 | 20.4717 | 20.4717 | 20.4717 | 20.4717 | 20.4717 | 20.4717 | 20.4717 | 20.4717 | 20.4717 | 20.4717 | 20.4717 | 20.4717 | 20.4717 | 20.4717 | 20.4717 | 20.4717 | 20.4717 | 20.4717 | 20.4717 | 20.4717 | 20.4717 | 20.4717 | 20.4717 | 20.4717 | 20.4717 | 20.4717 | 20.4717 | 20.4717 | 20.4717 | 20.4717 | 20.4717 | 20.4717 | 20.4717 | 20.4717 | 20.4717 | 20.4717 | 20.4717 | 20.4717 | 20.4717 | 20.4717 | 20.4717 | 20.4717 | 20.4717 | 20.4717 | 20.4717 | 20.4717 | 20.4717 | 20.4717 | 20.4717 | 20.4717 | 20.4717 | 20.4717 | 20.4717 | 20.4717 | 20.4717 | 20.4717 | 20.4717 | 20.4717 | 20.4717 | 20.4717
109 | 20.4948 | 20.4948 | 20.4948 | 20.4948 | 20.4948 | 20.4948 | 20.4948 | 20.4948 | 20.4948 | 20.4948 | 20.4948 | 20.4948 | 20.4948 | 20.4948 | 20.4948 | 20.4948 | 20.4948 | 20.4948 | 20.4948 | 20.4948 | 20.4948 | 20.4948 | 20.4948 | 20.4948 | 20.4948 | 20.4948 | 20.4948 | 20.4948 | 20.4948 | 20.4948 | 20.4948 | 20.4948 | 20.4948 | 20.4948 | 20.4948 | 20.4948 | 20.4948 | 20.4948 | 20.4948 | 20.4948 | 20.4948 | 20.4948 | 20.4948 | 20.4948 | 20.4948 | 20.4948 | 20.4948 | 20.4948 | 20.4948 | 20.4948 | 20.4948 | 20.4948 | 20.4948 | 20.4948 | 20.4948 | 20.4948 | 20.4948 | 20.4948 | 20.4948 | 20.4948
110 | 20.5176 | 20.5176 | 20.5176 | 20.5176 | 20.5176 | 20.5176 | 20.5176 | 20.5176 | 20.5176 | 20.5176 | 20.5176 | 20.5176 | 20.5176 | 20.5176 | 20.5176 | 20.5176 | 20.5176 | 20.5176 | 20.5176 | 20.5176 | 20.5176 | 20.5176 | 20.5176 | 20.5176 | 20.5176 | 20.5176 | 20.5176 | 20.5176 | 20.5176 | 20.5176 | 20.5176 | 20.5176 | 20.5176 | 20.5176 | 20.5176 | 20.5176 | 20.5176 | 20.5176 | 20.5176 | 20.5176 | 20.5176 | 20.5176 | 20.5176 | 20.5176 | 20.5176 | 20.5176 | 20.5176 | 20.5176 | 20.5176 | 20.5176 | 20.5176 | 20.5176 | 20.5176 | 20.5176 | 20.5176 | 20.5176 | 20.5176 | 20.5176 | 20.5176 | 20.5176
111 | 20.5402 | 20.5402 | 20.5402 | 20.5402 | 20.5402 | 20.5402 | 20.5402 | 20.5402 | 20.5402 | 20.5402 | 20.5402 | 20.5402 | 20.5402 | 20.5402 | 20.5402 | 20.5402 | 20.5402 | 20.5402 | 20.5402 | 20.5402 | 20.5402 | 20.5402 | 20.5402 | 20.5402 | 20.5402 | 20.5402 | 20.5402 | 20.5402 | 20.5402 | 20.5402 | 20.5402 | 20.5402 | 20.5402 | 20.5402 | 20.5402 | 20.5402 | 20.5402 | 20.5402 | 20.5402 | 20.5402 | 20.5402 | 20.5402 | 20.5402 | 20.5402 | 20.5402 | 20.5402 | 20.5402 | 20.5402 | 20.5402 | 20.5402 | 20.5402 | 20.5402 | 20.5402 | 20.5402 | 20.5402 | 20.5402 | 20.5402 | 20.5402 | 20.5402 | 20.5402
112 | 20.5626 | 20.5626 | 20.5626 | 20.5626 | 20.5626 | 20.5626 | 20.5626 | 20.5626 | 20.5626 | 20.5626 | 20.5626 | 20.5626 | 20.5626 | 20.5626 | 20.5626 | 20.5626 | 20.5626 | 20.5626 | 20.5626 | 20.5626 | 20.5626 | 20.5626 | 20.5626 | 20.5626 | 20.5626 | 20.5626 | 20.5626 | 20.5626 | 20.5626 | 20.5626 | 20.5626 | 20.5626 | 20.5626 | 20.5626 | 20.5626 | 20.5626 | 20.5626 | 20.5626 | 20.5626 | 20.5626 | 20.5626 | 20.5626 | 20.5626 | 20.5626 | 20.5626 | 20.5626 | 20.5626 | 20.5626 | 20.5626 | 20.5626 | 20.5626 | 20.5626 | 20.5626 | 20.5626 | 20.5626 | 20.5626 | 20.5626 | 20.5626 | 20.5626 | 20.5626
113 | 20.5849 | 20.5849 | 20.5849 | 20.5849 | 20.5849 | 20.5849 | 20.5849 | 20.5849 | 20.5849 | 20.5849 | 20.5849 | 20.5849 | 20.5849 | 20.5849 | 20.5849 | 20.5849 | 20.5849 | 20.5849 | 20.5849 | 20.5849 | 20.5849 | 20.5849 | 20.5849 | 20.5849 | 20.5849 | 20.5849 | 20.5849 | 20.5849 | 20.5849 | 20.5849 | 20.5849 | 20.5849 | 20.5849 | 20.5849 | 20.5849 | 20.5849 | 20.5849 | 20.5849 | 20.5849 | 20.5849 | 20.5849 | 20.5849 | 20.5849 | 20.5849 | 20.5849 | 20.5849 | 20.5849 | 20.5849 | 20.5849 | 20.5849 | 20.5849 | 20.5849 | 20.5849 | 20.5849 | 20.5849 | 20.5849 | 20.5849 | 20.5849 | 20.5849 | 20.5849
114 | 20.6069 | 20.6069 | 20.6069 | 20.6069 | 20.6069 | 20.6069 | 20.6069 | 20.6069 | 20.6069 | 20.6069 | 20.6069 | 20.6069 | 20.6069 | 20.6069 | 20.6069 | 20.6069 | 20.6069 | 20.6069 | 20.6069 | 20.6069 | 20.6069 | 20.6069 | 20.6069 | 20.6069 | 20.6069 | 20.6069 | 20.6069 | 20.6069 | 20.6069 | 20.6069 | 20.6069 | 20.6069 | 20.6069 | 20.6069 | 20.6069 | 20.6069 | 20.6069 | 20.6069 | 20.6069 | 20.6069 | 20.6069 | 20.6069 | 20.6069 | 20.6069 | 20.6069 | 20.6069 | 20.6069 | 20.6069 | 20.6069 | 20.6069 | 20.6069 | 20.6069 | 20.6069 | 20.6069 | 20.6069 | 20.6069 | 20.6069 | 20.6069 | 20.6069 | 20.6069
115 | 20.6287 | 20.6287 | 20.6287 | 20.6287 | 20.6287 | 20.6287 | 20.6287 | 20.6287 | 20.6287 | 20.6287 | 20.6287 | 20.6287 | 20.6287 | 20.6287 | 20.6287 | 20.6287 | 20.6287 | 20.6287 | 20.6287 | 20.6287 | 20.6287 | 20.6287 | 20.6287 | 20.6287 | 20.6287 | 20.6287 | 20.6287 | 20.6287 | 20.6287 | 20.6287 | 20.6287 | 20.6287 | 20.6287 | 20.6287 | 20.6287 | 20.6287 | 20.6287 | 20.6287 | 20.6287 | 20.6287 | 20.6287 | 20.6287 | 20.6287 | 20.6287 | 20.6287 | 20.6287 | 20.6287 | 20.6287 | 20.6287 | 20.6287 | 20.6287 | 20.6287 | 20.6287 | 20.6287 | 20.6287 | 20.6287 | 20.6287 | 20.6287 | 20.6287 | 20.6287
116 | 20.6504 | 20.6504 | 20.6504 | 20.6504 | 20.6504 | 20.6504 | 20.6504 | 20.6504 | 20.6504 | 20.6504 | 20.6504 | 20.6504 | 20.6504 | 20.6504 | 20.6504 | 20.6504 | 20.6504 | 20.6504 | 20.6504 | 20.6504 | 20.6504 | 20.6504 | 20.6504 | 20.6504 | 20.6504 | 20.6504 | 20.6504 | 20.6504 | 20.6504 | 20.6504 | 20.6504 | 20.6504 | 20.6504 | 20.6504 | 20.6504 | 20.6504 | 20.6504 | 20.6504 | 20.6504 | 20.6504 | 20.6504 | 20.6504 | 20.6504 | 20.6504 | 20.6504 | 20.6504 | 20.6504 | 20.6504 | 20.6504 | 20.6504 | 20.6504 | 20.6504 | 20.6504 | 20.6504 | 20.6504 | 20.6504 | 20.6504 | 20.6504 | 20.6504 | 20.6504
117 | 20.6718 | 20.6718 | 20.6718 | 20.6718 | 20.6718 | 20.6718 | 20.6718 | 20.6718 | 20.6718 | 20.6718 | 20.6718 | 20.6718 | 20.6718 | 20.6718 | 20.6718 | 20.6718 | 20.6718 | 20.6718 | 20.6718 | 20.6718 | 20.6718 | 20.6718 | 20.6718 | 20.6718 | 20.6718 | 20.6718 | 20.6718 | 20.6718 | 20.6718 | 20.6718 | 20.6718 | 20.6718 | 20.6718 | 20.6718 | 20.6718 | 20.6718 | 20.6718 | 20.6718 | 20.6718 | 20.6718 | 20.6718 | 20.6718 | 20.6718 | 20.6718 | 20.6718 | 20.6718 | 20.6718 | 20.6718 | 20.6718 | 20.6718 | 20.6718 | 20.6718 | 20.6718 | 20.6718 | 20.6718 | 20.6718 | 20.6718 | 20.6718 | 20.6718 | 20.6718
118 | 20.6931 | 20.6931 | 20.6931 | 20.6931 | 20.6931 | 20.6931 | 20.6931 | 20.6931 | 20.6931 | 20.6931 | 20.6931 | 20.6931 | 20.6931 | 20.6931 | 20.6931 | 20.6931 | 20.6931 | 20.6931 | 20.6931 | 20.6931 | 20.6931 | 20.6931 | 20.6931 | 20.6931 | 20.6931 | 20.6931 | 20.6931 | 20.6931 | 20.6931 | 20.6931 | 20.6931 | 20.6931 | 20.6931 | 20.6931 | 20.6931 | 20.6931 | 20.6931 | 20.6931 | 20.6931 | 20.6931 | 20.6931 | 20.6931 | 20.6931 | 20.6931 | 20.6931 | 20.6931 | 20.6931 | 20.6931 | 20.6931 | 20.6931 | 20.6931 | 20.6931 | 20.6931 | 20.6931 | 20.6931 | 20.6931 | 20.6931 | 20.6931 | 20.6931 | 20.6931
119 | 20.7142 | 20.7142 | 20.7142 | 20.7142 | 20.7142 | 20.7142 | 20.7142 | 20.7142 | 20.7142 | 20.7142 | 20.7142 | 20.7142 | 20.7142 | 20.7142 | 20.7142 | 20.7142 | 20.7142 | 20.7142 | 20.7142 | 20.7142 | 20.7142 | 20.7142 | 20.7142 | 20.7142 | 20.7142 | 20.7142 | 20.7142 | 20.7142 | 20.7142 | 20.7142 | 20.7142 | 20.7142 | 20.7142 | 20.7142 | 20.7142 | 20.7142 | 20.7142 | 20.7142 | 20.7142 | 20.7142 | 20.7142 | 20.7142 | 20.7142 | 20.7142 | 20.7142 | 20.7142 | 20.7142 | 20.7142 | 20.7142 | 20.7142 | 20.7142 | 20.7142 | 20.7142 | 20.7142 | 20.7142 | 20.7142 | 20.7142 | 20.7142 | 20.7142 | 20.7142
120 | 20.7351 | 20.7351 | 20.7351 | 20.7351 | 20.7351 | 20.7351 | 20.7351 | 20.7351 | 20.7351 | 20.7351 | 20.7351 | 20.7351 | 20.7351 | 20.7351 | 20.7351 | 20.7351 | 20.7351 | 20.7351 | 20.7351 | 20.7351 | 20.7351 | 20.7351 | 20.7351 | 20.7351 | 20.7351 | 20.7351 | 20.7351 | 20.7351 | 20.7351 | 20.7351 | 20.7351 | 20.7351 | 20.7351 | 20.7351 | 20.7351 | 20.7351 | 20.7351 | 20.7351 | 20.7351 | 20.7351 | 20.7351 | 20.7351 | 20.7351 | 20.7351 | 20.7351 | 20.7351 | 20.7351 | 20.7351 | 20.7351 | 20.7351 | 20.7351 | 20.7351 | 20.7351 | 20.7351 | 20.7351 | 20.7351 | 20.7351 | 20.7351 | 20.7351 | 20.7351
121 | 20.7559 | 20.7559 | 20.7559 | 20.7559 | 20.7559 | 20.7559 | 20.7559 | 20.7559 | 20.7559 | 20.7559 | 20.7559 | 20.7559 | 20.7559 | 20.7559 | 20.7559 | 20.7559 | 20.7559 | 20.7559 | 20.7559 | 20.7559 | 20.7559 | 20.7559 | 20.7559 | 20.7559 | 20.7559 | 20.7559 | 20.7559 | 20.7559 | 20.7559 | 20.7559 | 20.7559 | 20.7559 | 20.7559 | 20.7559 | 20.7559 | 20.7559 | 20.7559 | 20.7559 | 20.7559 | 20.7559 | 20.7559 | 20.7559 | 20.7559 | 20.7559 | 20.7559 | 20.7559 | 20.7559 | 20.7559 | 20.7559 | 20.7559 | 20.7559 | 20.7559 | 20.7559 | 20.7559 | 20.7559 | 20.7559 | 20.7559 | 20.7559 | 20.7559 | 20.7559
122 | 20.7764 | 20.7764 | 20.7764 | 20.7764 | 20.7764 | 20.7764 | 20.7764 | 20.7764 | 20.7764 | 20.7764 | 20.7764 | 20.7764 | 20.7764 | 20.7764 | 20.7764 | 20.7764 | 20.7764 | 20.7764 | 20.7764 | 20.7764 | 20.7764 | 20.7764 | 20.7764 | 20.7764 | 20.7764 | 20.7764 | 20.7764 | 20.7764 | 20.7764 | 20.7764 | 20.7764 | 20.7764 | 20.7764 | 20.7764 | 20.7764 | 20.7764 | 20.7764 | 20.7764 | 20.7764 | 20.7764 | 20.7764 | 20.7764 | 20.7764 | 20.7764 | 20.7764 | 20.7764 | 20.7764 | 20.7764 | 20.7764 | 20.7764 | 20.7764 | 20.7764 | 20.7764 | 20.7764 | 20.7764 | 20.7764 | 20.7764 | 20.7764 | 20.7764 | 20.7764
123 | 20.7969 | 20.7969 | 20.7969 | 20.7969 | 20.7969 | 20.7969 | 20.7969 | 20.7969 | 20.7969 | 20.7969 | 20.7969 | 20.7969 | 20.7969 | 20.7969 | 20.7969 | 20.7969 | 20.7969 | 20.7969 | 20.7969 | 20.7969 | 20.7969 | 20.7969 | 20.7969 | 20.7969 | 20.7969 | 20.7969 | 20.7969 | 20.7969 | 20.7969 | 20.7969 | 20.7969 | 20.7969 | 20.7969 | 20.7969 | 20.7969 | 20.7969 | 20.7969 | 20.7969 | 20.7969 | 20.7969 | 20.7969 | 20.7969 | 20.7969 | 20.7969 | 20.7969 | 20.7969 | 20.7969 | 20.7969 | 20.7969 | 20.7969 | 20.7969 | 20.7969 | 20.7969 | 20.7969 | 20.7969 | 20.7969 | 20.7969 | 20.7969 | 20.7969 | 20.7969
124 | 20.8171 | 20.8171 | 20.8171 | 20.8171 | 20.8171 | 20.8171 | 20.8171 | 20.8171 | 20.8171 | 20.8171 | 20.8171 | 20.8171 | 20.8171 | 20.8171 | 20.8171 | 20.8171 | 20.8171 | 20.8171 | 20.8171 | 20.8171 | 20.8171 | 20.8171 | 20.8171 | 20.8171 | 20.8171 | 20.8171 | 20.8171 | 20.8171 | 20.8171 | 20.8171 | 20.8171 | 20.8171 | 20.8171 | 20.8171 | 20.8171 | 20.8171 | 20.8171 | 20.8171 | 20.8171 | 20.8171 | 20.8171 | 20.8171 | 20.8171 | 20.8171 | 20.8171 | 20.8171 | 20.8171 | 20.8171 | 20.8171 | 20.8171 | 20.8171 | 20.8171 | 20.8171 | 20.8171 | 20.8171 | 20.8171 | 20.8171 | 20.8171 | 20.8171 | 20.8171
125 | 20.8372 | 20.8372 | 20.8372 | 20.8372 | 20.8372 | 20.8372 | 20.8372 | 20.8372 | 20.8372 | 20.8372 | 20.8372 | 20.8372 | 20.8372 | 20.8372 | 20.8372 | 20.8372 | 20.8372 | 20.8372 | 20.8372 | 20.8372 | 20.8372 | 20.8372 | 20.8372 | 20.8372 | 20.8372 | 20.8372 | 20.8372 | 20.8372 | 20.8372 | 20.8372 | 20.8372 | 20.8372 | 20.8372 | 20.8372 | 20.8372 | 20.8372 | 20.8372 | 20.8372 | 20.8372 | 20.8372 | 20.8372 | 20.8372 | 20.8372 | 20.8372 | 20.8372 | 20.8372 | 20.8372 | 20.8372 | 20.8372 | 20.8372 | 20.8372 | 20.8372 | 20.8372 | 20.8372 | 20.8372 | 20.8372 | 20.8372 | 20.8372 | 20.8372 | 20.8372
126 | 20.8571 | 20.8571 | 20.8571 | 20.8571 | 20.8571 | 20.8571 | 20.8571 | 20.8571 | 20.8571 | 20.8571 | 20.8571 | 20.8571 | 20.8571 | 20.8571 | 20.8571 | 20.8571 | 20.8571 | 20.8571 | 20.8571 | 20.8571 | 20.8571 | 20.8571 | 20.8571 | 20.8571 | 20.8571 | 20.8571 | 20.8571 | 20.8571 | 20.8571 | 20.8571 | 20.8571 | 20.8571 | 20.8571 | 20.8571 | 20.8571 | 20.8571 | 20.8571 | 20.8571 | 20.8571 | 20.8571 | 20.8571 | 20.8571 | 20.8571 | 20.8571 | 20.8571 | 20.8571 | 20.8571 | 20.8571 | 20.8571 | 20.8571 | 20.8571 | 20.8571 | 20.8571 | 20.8571 | 20.8571 | 20.8571 | 20.8571 | 20.8571 | 20.8571 | 20.8571
127 | 20.8769 | 20.8769 | 20.8769 | 20.8769 | 20.8769 | 20.8769 | 20.8769 | 20.8769 | 20.8769 | 20.8769 | 20.8769 | 20.8769 | 20.8769 | 20.8769 | 20.8769 | 20.8769 | 20.8769 | 20.8769 | 20.8769 | 20.8769 | 20.8769 | 20.8769 | 20.8769 | 20.8769 | 20.8769 | 20.8769 | 20.8769 | 20.8769 | 20.8769 | 20.8769 | 20.8769 | 20.8769 | 20.8769 | 20.8769 | 20.8769 | 20.8769 | 20.8769 | 20.8769 | 20.8769 | 20.8769 | 20.8769 | 20.8769 | 20.8769 | 20.8769 | 20.8769 | 20.8769 | 20.8769 | 20.8769 | 20.8769 | 20.8769 | 20.8769 | 20.8769 | 20.8769 | 20.8769 | 20.8769 | 20.8769 | 20.8769 | 20.8769 | 20.8769 | 20.8769
128 | 20.8965 | 20.8965 | 20.8965 | 20.8965 | 20.8965 | 20.8965 | 20.8965 | 20.8965 | 20.8965 | 20.8965 | 20.8965 | 20.8965 | 20.8965 | 20.8965 | 20.8965 | 20.8965 | 20.8965 | 20.8965 | 20.8965 | 20.8965 | 20.8965 | 20.8965 | 20.8965 | 20.8965 | 20.8965 | 20.8965 | 20.8965 | 20.8965 | 20.8965 | 20.8965 | 20.8965 | 20.8965 | 20.8965 | 20.8965 | 20.8965 | 20.8965 | 20.8965 | 20.8965 | 20.8965 | 20.8965 | 20.8965 | 20.8965 | 20.8965 | 20.8965 | 20.8965 | 20.8965 | 20.8965 | 20.8965 | 20.8965 | 20.8965 | 20.8965 | 20.8965 | 20.8965 | 20.8965 | 20.8965 | 20.8965 | 20.8965 | 20.8965 | 20.8965 | 20.8965
129 | 20.9159 | 20.9159 | 20.9159 | 20.9159 | 20.9159 | 20.9159 | 20.9159 | 20.9159 | 20.9159 | 20.9159 | 20.9159 | 20.9159 | 20.9159 | 20.9159 | 20.9159 | 20.9159 | 20.9159 | 20.9159 | 20.9159 | 20.9159 | 20.9159 | 20.9159 | 20.9159 | 20.9159 | 20.9159 | 20.9159 | 20.9159 | 20.9159 | 20.9159 | 20.9159 | 20.9159 | 20.9159 | 20.9159 | 20.9159 | 20.9159 | 20.9159 | 20.9159 | 20.9159 | 20.9159 | 20.9159 | 20.9159 | 20.9159 | 20.9159 | 20.9159 | 20.9159 | 20.9159 | 20.9159 | 20.9159 | 20.9159 | 20.9159 | 20.9159 | 20.9159 | 20.9159 | 20.9159 | 20.9159 | 20.9159 | 20.9159 | 20.9159 | 20.9159 | 20.9159
130 | 20.9352 | 20.9352 | 20.9352 | 20.9352 | 20.9352 | 20.9352 | 20.9352 | 20.9352 | 20.9352 | 20.9352 | 20.9352 | 20.9352 | 20.9352 | 20.9352 | 20.9352 | 20.9352 | 20.9352 | 20.9352 | 20.9352 | 20.9352 | 20.9352 | 20.9352 | 20.9352 | 20.9352 | 20.9352 | 20.9352 | 20.9352 | 20.9352 | 20.9352 | 20.9352 | 20.9352 | 20.9352 | 20.9352 | 20.9352 | 20.9352 | 20.9352 | 20.9352 | 20.9352 | 20.9352 | 20.9352 | 20.9352 | 20.9352 | 20.9352 | 20.9352 | 20.9352 | 20.9352 | 20.9352 | 20.9352 | 20.9352 | 20.9352 | 20.9352 | 20.9352 | 20.9352 | 20.9352 | 20.9352 | 20.9352 | 20.9352 | 20.9352 | 20.9352 | 20.9352
131 | 20.9544 | 20.9544 | 20.9544 | 20.9544 | 20.9544 | 20.9544 | 20.9544 | 20.9544 | 20.9544 | 20.9544 | 20.9544 | 20.9544 | 20.9544 | 20.9544 | 20.9544 | 20.9544 | 20.9544 | 20.9544 | 20.9544 | 20.9544 | 20.9544 | 20.9544 | 20.9544 | 20.9544 | 20.9544 | 20.9544 | 20.9544 | 20.9544 | 20.9544 | 20.9544 | 20.9544 | 20.9544 | 20.9544 | 20.9544 | 20.9544 | 20.9544 | 20.9544 | 20.9544 | 20.9544 | 20.9544 | 20.9544 | 20.9544 | 20.9544 | 20.9544 | 20.9544 | 20.9544 | 20.9544 | 20.9544 | 20.9544 | 20.9544 | 20.9544 | 20.9544 | 20.9544 | 20.9544 | 20.9544 | 20.9544 | 20.9544 | 20.9544 | 20.9544 | 20.9544
132 | 20.9734 | 20.9734 | 20.9734 | 20.9734 | 20.9734 | 20.9734 | 20.9734 | 20.9734 | 20.9734 | 20.9734 | 20.9734 | 20.9734 | 20.9734 | 20.9734 | 20.9734 | 20.9734 | 20.9734 | 20.9734 | 20.9734 | 20.9734 | 20.9734 | 20.9734 | 20.9734 | 20.9734 | 20.9734 | 20.9734 | 20.9734 | 20.9734 | 20.9734 | 20.9734 | 20.9734 | 20.9734 | 20.9734 | 20.9734 | 20.9734 | 20.9734 | 20.9734 | 20.9734 | 20.9734 | 20.9734 | 20.9734 | 20.9734 | 20.9734 | 20.9734 | 20.9734 | 20.9734 | 20.9734 | 20.9734 | 20.9734 | 20.9734 | 20.9734 | 20.9734 | 20.9734 | 20.9734 | 20.9734 | 20.9734 | 20.9734 | 20.9734 | 20.9734 | 20.9734
133 | 20.9923 | 20.9923 | 20.9923 | 20.9923 | 20.9923 | 20.9923 | 20.9923 | 20.9923 | 20.9923 | 20.9923 | 20.9923 | 20.9923 | 20.9923 | 20.9923 | 20.9923 | 20.9923 | 20.9923 | 20.9923 | 20.9923 | 20.9923 | 20.9923 | 20.9923 | 20.9923 | 20.9923 | 20.9923 | 20.9923 | 20.9923 | 20.9923 | 20.9923 | 20.9923 | 20.9923 | 20.9923 | 20.9923 | 20.9923 | 20.9923 | 20.9923 | 20.9923 | 20.9923 | 20.9923 | 20.9923 | 20.9923 | 20.9923 | 20.9923 | 20.9923 | 20.9923 | 20.9923 | 20.9923 | 20.9923 | 20.9923 | 20.9923 | 20.9923 | 20.9923 | 20.9923 | 20.9923 | 20.9923 | 20.9923 | 20.9923 | 20.9923 | 20.9923 | 20.9923
134 | 21.011 | 21.011 | 21.011 | 21.011 | 21.011 | 21.011 | 21.011 | 21.011 | 21.011 | 21.011 | 21.011 | 21.011 | 21.011 | 21.011 | 21.011 | 21.011 | 21.011 | 21.011 | 21.011 | 21.011 | 21.011 | 21.011 | 21.011 | 21.011 | 21.011 | 21.011 | 21.011 | 21.011 | 21.011 | 21.011 | 21.011 | 21.011 | 21.011 | 21.011 | 21.011 | 21.011 | 21.011 | 21.011 | 21.011 | 21.011 | 21.011 | 21.011 | 21.011 | 21.011 | 21.011 | 21.011 | 21.011 | 21.011 | 21.011 | 21.011 | 21.011 | 21.011 | 21.011 | 21.011 | 21.011 | 21.011 | 21.011 | 21.011 | 21.011 | 21.011
135 | 21.0296 | 21.0296 | 21.0296 | 21.0296 | 21.0296 | 21.0296 | 21.0296 | 21.0296 | 21.0296 | 21.0296 | 21.0296 | 21.0296 | 21.0296 | 21.0296 | 21.0296 | 21.0296 | 21.0296 | 21.0296 | 21.0296 | 21.0296 | 21.0296 | 21.0296 | 21.0296 | 21.0296 | 21.0296 | 21.0296 | 21.0296 | 21.0296 | 21.0296 | 21.0296 | 21.0296 | 21.0296 | 21.0296 | 21.0296 | 21.0296 | 21.0296 | 21.0296 | 21.0296 | 21.0296 | 21.0296 | 21.0296 | 21.0296 | 21.0296 | 21.0296 | 21.0296 | 21.0296 | 21.0296 | 21.0296 | 21.0296 | 21.0296 | 21.0296 | 21.0296 | 21.0296 | 21.0296 | 21.0296 | 21.0296 | 21.0296 | 21.0296 | 21.0296 | 21.0296
136 | 21.048 | 21.048 | 21.048 | 21.048 | 21.048 | 21.048 | 21.048 | 21.048 | 21.048 | 21.048 | 21.048 | 21.048 | 21.048 | 21.048 | 21.048 | 21.048 | 21.048 | 21.048 | 21.048 | 21.048 | 21.048 | 21.048 | 21.048 | 21.048 | 21.048 | 21.048 | 21.048 | 21.048 | 21.048 | 21.048 | 21.048 | 21.048 | 21.048 | 21.048 | 21.048 | 21.048 | 21.048 | 21.048 | 21.048 | 21.048 | 21.048 | 21.048 | 21.048 | 21.048 | 21.048 | 21.048 | 21.048 | 21.048 | 21.048 | 21.048 | 21.048 | 21.048 | 21.048 | 21.048 | 21.048 | 21.048 | 21.048 | 21.048 | 21.048 | 21.048
137 | 21.0663 | 21.0663 | 21.0663 | 21.0663 | 21.0663 | 21.0663 | 21.0663 | 21.0663 | 21.0663 | 21.0663 | 21.0663 | 21.0663 | 21.0663 | 21.0663 | 21.0663 | 21.0663 | 21.0663 | 21.0663 | 21.0663 | 21.0663 | 21.0663 | 21.0663 | 21.0663 | 21.0663 | 21.0663 | 21.0663 | 21.0663 | 21.0663 | 21.0663 | 21.0663 | 21.0663 | 21.0663 | 21.0663 | 21.0663 | 21.0663 | 21.0663 | 21.0663 | 21.0663 | 21.0663 | 21.0663 | 21.0663 | 21.0663 | 21.0663 | 21.0663 | 21.0663 | 21.0663 | 21.0663 | 21.0663 | 21.0663 | 21.0663 | 21.0663 | 21.0663 | 21.0663 | 21.0663 | 21.0663 | 21.0663 | 21.0663 | 21.0663 | 21.0663 | 21.0663
138 | 21.0845 | 21.0845 | 21.0845 | 21.0845 | 21.0845 | 21.0845 | 21.0845 | 21.0845 | 21.0845 | 21.0845 | 21.0845 | 21.0845 | 21.0845 | 21.0845 | 21.0845 | 21.0845 | 21.0845 | 21.0845 | 21.0845 | 21.0845 | 21.0845 | 21.0845 | 21.0845 | 21.0845 | 21.0845 | 21.0845 | 21.0845 | 21.0845 | 21.0845 | 21.0845 | 21.0845 | 21.0845 | 21.0845 | 21.0845 | 21.0845 | 21.0845 | 21.0845 | 21.0845 | 21.0845 | 21.0845 | 21.0845 | 21.0845 | 21.0845 | 21.0845 | 21.0845 | 21.0845 | 21.0845 | 21.0845 | 21.0845 | 21.0845 | 21.0845 | 21.0845 | 21.0845 | 21.0845 | 21.0845 | 21.0845 | 21.0845 | 21.0845 | 21.0845 | 21.0845
139 | 21.1026 | 21.1026 | 21.1026 | 21.1026 | 21.1026 | 21.1026 | 21.1026 | 21.1026 | 21.1026 | 21.1026 | 21.1026 | 21.1026 | 21.1026 | 21.1026 | 21.1026 | 21.1026 | 21.1026 | 21.1026 | 21.1026 | 21.1026 | 21.1026 | 21.1026 | 21.1026 | 21.1026 | 21.1026 | 21.1026 | 21.1026 | 21.1026 | 21.1026 | 21.1026 | 21.1026 | 21.1026 | 21.1026 | 21.1026 | 21.1026 | 21.1026 | 21.1026 | 21.1026 | 21.1026 | 21.1026 | 21.1026 | 21.1026 | 21.1026 | 21.1026 | 21.1026 | 21.1026 | 21.1026 | 21.1026 | 21.1026 | 21.1026 | 21.1026 | 21.1026 | 21.1026 | 21.1026 | 21.1026 | 21.1026 | 21.1026 | 21.1026 | 21.1026 | 21.1026
140 | 21.1205 | 21.1205 | 21.1205 | 21.1205 | 21.1205 | 21.1205 | 21.1205 | 21.1205 | 21.1205 | 21.1205 | 21.1205 | 21.1205 | 21.1205 | 21.1205 | 21.1205 | 21.1205 | 21.1205 | 21.1205 | 21.1205 | 21.1205 | 21.1205 | 21.1205 | 21.1205 | 21.1205 | 21.1205 | 21.1205 | 21.1205 | 21.1205 | 21.1205 | 21.1205 | 21.1205 | 21.1205 | 21.1205 | 21.1205 | 21.1205 | 21.1205 | 21.1205 | 21.1205 | 21.1205 | 21.1205 | 21.1205 | 21.1205 | 21.1205 | 21.1205 | 21.1205 | 21.1205 | 21.1205 | 21.1205 | 21.1205 | 21.1205 | 21.1205 | 21.1205 | 21.1205 | 21.1205 | 21.1205 | 21.1205 | 21.1205 | 21.1205 | 21.1205 | 21.1205
141 | 21.1383 | 21.1383 | 21.1383 | 21.1383 | 21.1383 | 21.1383 | 21.1383 | 21.1383 | 21.1383 | 21.1383 | 21.1383 | 21.1383 | 21.1383 | 21.1383 | 21.1383 | 21.1383 | 21.1383 | 21.1383 | 21.1383 | 21.1383 | 21.1383 | 21.1383 | 21.1383 | 21.1383 | 21.1383 | 21.1383 | 21.1383 | 21.1383 | 21.1383 | 21.1383 | 21.1383 | 21.1383 | 21.1383 | 21.1383 | 21.1383 | 21.1383 | 21.1383 | 21.1383 | 21.1383 | 21.1383 | 21.1383 | 21.1383 | 21.1383 | 21.1383 | 21.1383 | 21.1383 | 21.1383 | 21.1383 | 21.1383 | 21.1383 | 21.1383 | 21.1383 | 21.1383 | 21.1383 | 21.1383 | 21.1383 | 21.1383 | 21.1383 | 21.1383 | 21.1383
142 | 21.156 | 21.156 | 21.156 | 21.156 | 21.156 | 21.156 | 21.156 | 21.156 | 21.156 | 21.156 | 21.156 | 21.156 | 21.156 | 21.156 | 21.156 | 21.156 | 21.156 | 21.156 | 21.156 | 21.156 | 21.156 | 21.156 | 21.156 | 21.156 | 21.156 | 21.156 | 21.156 | 21.156 | 21.156 | 21.156 | 21.156 | 21.156 | 21.156 | 21.156 | 21.156 | 21.156 | 21.156 | 21.156 | 21.156 | 21.156 | 21.156 | 21.156 | 21.156 | 21.156 | 21.156 | 21.156 | 21.156 | 21.156 | 21.156 | 21.156 | 21.156 | 21.156 | 21.156 | 21.156 | 21.156 | 21.156 | 21.156 | 21.156 | 21.156 | 21.156
143 | 21.1735 | 21.1735 | 21.1735 | 21.1735 | 21.1735 | 21.1735 | 21.1735 | 21.1735 | 21.1735 | 21.1735 | 21.1735 | 21.1735 | 21.1735 | 21.1735 | 21.1735 | 21.1735 | 21.1735 | 21.1735 | 21.1735 | 21.1735 | 21.1735 | 21.1735 | 21.1735 | 21.1735 | 21.1735 | 21.1735 | 21.1735 | 21.1735 | 21.1735 | 21.1735 | 21.1735 | 21.1735 | 21.1735 | 21.1735 | 21.1735 | 21.1735 | 21.1735 | 21.1735 | 21.1735 | 21.1735 | 21.1735 | 21.1735 | 21.1735 | 21.1735 | 21.1735 | 21.1735 | 21.1735 | 21.1735 | 21.1735 | 21.1735 | 21.1735 | 21.1735 | 21.1735 | 21.1735 | 21.1735 | 21.1735 | 21.1735 | 21.1735 | 21.1735 | 21.1735
144 | 21.1909 | 21.1909 | 21.1909 | 21.1909 | 21.1909 | 21.1909 | 21.1909 | 21.1909 | 21.1909 | 21.1909 | 21.1909 | 21.1909 | 21.1909 | 21.1909 | 21.1909 | 21.1909 | 21.1909 | 21.1909 | 21.1909 | 21.1909 | 21.1909 | 21.1909 | 21.1909 | 21.1909 | 21.1909 | 21.1909 | 21.1909 | 21.1909 | 21.1909 | 21.1909 | 21.1909 | 21.1909 | 21.1909 | 21.1909 | 21.1909 | 21.1909 | 21.1909 | 21.1909 | 21.1909 | 21.1909 | 21.1909 | 21.1909 | 21.1909 | 21.1909 | 21.1909 | 21.1909 | 21.1909 | 21.1909 | 21.1909 | 21.1909 | 21.1909 | 21.1909 | 21.1909 | 21.1909 | 21.1909 | 21.1909 | 21.1909 | 21.1909 | 21.1909 | 21.1909
145 | 21.2082 | 21.2082 | 21.2082 | 21.2082 | 21.2082 | 21.2082 | 21.2082 | 21.2082 | 21.2082 | 21.2082 | 21.2082 | 21.2082 | 21.2082 | 21.2082 | 21.2082 | 21.2082 | 21.2082 | 21.2082 | 21.2082 | 21.2082 | 21.2082 | 21.2082 | 21.2082 | 21.2082 | 21.2082 | 21.2082 | 21.2082 | 21.2082 | 21.2082 | 21.2082 | 21.2082 | 21.2082 | 21.2082 | 21.2082 | 21.2082 | 21.2082 | 21.2082 | 21.2082 | 21.2082 | 21.2082 | 21.2082 | 21.2082 | 21.2082 | 21.2082 | 21.2082 | 21.2082 | 21.2082 | 21.2082 | 21.2082 | 21.2082 | 21.2082 | 21.2082 | 21.2082 | 21.2082 | 21.2082 | 21.2082 | 21.2082 | 21.2082 | 21.2082 | 21.2082
146 | 21.2254 | 21.2254 | 21.2254 | 21.2254 | 21.2254 | 21.2254 | 21.2254 | 21.2254 | 21.2254 | 21.2254 | 21.2254 | 21.2254 | 21.2254 | 21.2254 | 21.2254 | 21.2254 | 21.2254 | 21.2254 | 21.2254 | 21.2254 | 21.2254 | 21.2254 | 21.2254 | 21.2254 | 21.2254 | 21.2254 | 21.2254 | 21.2254 | 21.2254 | 21.2254 | 21.2254 | 21.2254 | 21.2254 | 21.2254 | 21.2254 | 21.2254 | 21.2254 | 21.2254 | 21.2254 | 21.2254 | 21.2254 | 21.2254 | 21.2254 | 21.2254 | 21.2254 | 21.2254 | 21.2254 | 21.2254 | 21.2254 | 21.2254 | 21.2254 | 21.2254 | 21.2254 | 21.2254 | 21.2254 | 21.2254 | 21.2254 | 21.2254 | 21.2254 | 21.2254
147 | 21.2425 | 21.2425 | 21.2425 | 21.2425 | 21.2425 | 21.2425 | 21.2425 | 21.2425 | 21.2425 | 21.2425 | 21.2425 | 21.2425 | 21.2425 | 21.2425 | 21.2425 | 21.2425 | 21.2425 | 21.2425 | 21.2425 | 21.2425 | 21.2425 | 21.2425 | 21.2425 | 21.2425 | 21.2425 | 21.2425 | 21.2425 | 21.2425 | 21.2425 | 21.2425 | 21.2425 | 21.2425 | 21.2425 | 21.2425 | 21.2425 | 21.2425 | 21.2425 | 21.2425 | 21.2425 | 21.2425 | 21.2425 | 21.2425 | 21.2425 | 21.2425 | 21.2425 | 21.2425 | 21.2425 | 21.2425 | 21.2425 | 21.2425 | 21.2425 | 21.2425 | 21.2425 | 21.2425 | 21.2425 | 21.2425 | 21.2425 | 21.2425 | 21.2425 | 21.2425
148 | 21.2594 | 21.2594 | 21.2594 | 21.2594 | 21.2594 | 21.2594 | 21.2594 | 21.2594 | 21.2594 | 21.2594 | 21.2594 | 21.2594 | 21.2594 | 21.2594 | 21.2594 | 21.2594 | 21.2594 | 21.2594 | 21.2594 | 21.2594 | 21.2594 | 21.2594 | 21.2594 | 21.2594 | 21.2594 | 21.2594 | 21.2594 | 21.2594 | 21.2594 | 21.2594 | 21.2594 | 21.2594 | 21.2594 | 21.2594 | 21.2594 | 21.2594 | 21.2594 | 21.2594 | 21.2594 | 21.2594 | 21.2594 | 21.2594 | 21.2594 | 21.2594 | 21.2594 | 21.2594 | 21.2594 | 21.2594 | 21.2594 | 21.2594 | 21.2594 | 21.2594 | 21.2594 | 21.2594 | 21.2594 | 21.2594 | 21.2594 | 21.2594 | 21.2594 | 21.2594
149 | 21.2763 | 21.2763 | 21.2763 | 21.2763 | 21.2763 | 21.2763 | 21.2763 | 21.2763 | 21.2763 | 21.2763 | 21.2763 | 21.2763 | 21.2763 | 21.2763 | 21.2763 | 21.2763 | 21.2763 | 21.2763 | 21.2763 | 21.2763 | 21.2763 | 21.2763 | 21.2763 | 21.2763 | 21.2763 | 21.2763 | 21.2763 | 21.2763 | 21.2763 | 21.2763 | 21.2763 | 21.2763 | 21.2763 | 21.2763 | 21.2763 | 21.2763 | 21.2763 | 21.2763 | 21.2763 | 21.2763 | 21.2763 | 21.2763 | 21.2763 | 21.2763 | 21.2763 | 21.2763 | 21.2763 | 21.2763 | 21.2763 | 21.2763 | 21.2763 | 21.2763 | 21.2763 | 21.2763 | 21.2763 | 21.2763 | 21.2763 | 21.2763 | 21.2763 | 21.2763
150 | 21.293 | 21.293 | 21.293 | 21.293 | 21.293 | 21.293 | 21.293 | 21.293 | 21.293 | 21.293 | 21.293 | 21.293 | 21.293 | 21.293 | 21.293 | 21.293 | 21.293 | 21.293 | 21.293 | 21.293 | 21.293 | 21.293 | 21.293 | 21.293 | 21.293 | 21.293 | 21.293 | 21.293 | 21.293 | 21.293 | 21.293 | 21.293 | 21.293 | 21.293 | 21.293 | 21.293 | 21.293 | 21.293 | 21.293 | 21.293 | 21.293 | 21.293 | 21.293 | 21.293 | 21.293 | 21.293 | 21.293 | 21.293 | 21.293 | 21.293 | 21.293 | 21.293 | 21.293 | 21.293 | 21.293 | 21.293 | 21.293 | 21.293 | 21.293 | 21.293
151 | 21.3096 | 21.3096 | 21.3096 | 21.3096 | 21.3096 | 21.3096 | 21.3096 | 21.3096 | 21.3096 | 21.3096 | 21.3096 | 21.3096 | 21.3096 | 21.3096 | 21.3096 | 21.3096 | 21.3096 | 21.3096 | 21.3096 | 21.3096 | 21.3096 | 21.3096 | 21.3096 | 21.3096 | 21.3096 | 21.3096 | 21.3096 | 21.3096 | 21.3096 | 21.3096 | 21.3096 | 21.3096 | 21.3096 | 21.3096 | 21.3096 | 21.3096 | 21.3096 | 21.3096 | 21.3096 | 21.3096 | 21.3096 | 21.3096 | 21.3096 | 21.3096 | 21.3096 | 21.3096 | 21.3096 | 21.3096 | 21.3096 | 21.3096 | 21.3096 | 21.3096 | 21.3096 | 21.3096 | 21.3096 | 21.3096 | 21.3096 | 21.3096 | 21.3096 | 21.3096
152 | 21.3261 | 21.3261 | 21.3261 | 21.3261 | 21.3261 | 21.3261 | 21.3261 | 21.3261 | 21.3261 | 21.3261 | 21.3261 | 21.3261 | 21.3261 | 21.3261 | 21.3261 | 21.3261 | 21.3261 | 21.3261 | 21.3261 | 21.3261 | 21.3261 | 21.3261 | 21.3261 | 21.3261 | 21.3261 | 21.3261 | 21.3261 | 21.3261 | 21.3261 | 21.3261 | 21.3261 | 21.3261 | 21.3261 | 21.3261 | 21.3261 | 21.3261 | 21.3261 | 21.3261 | 21.3261 | 21.3261 | 21.3261 | 21.3261 | 21.3261 | 21.3261 | 21.3261 | 21.3261 | 21.3261 | 21.3261 | 21.3261 | 21.3261 | 21.3261 | 21.3261 | 21.3261 | 21.3261 | 21.3261 | 21.3261 | 21.3261 | 21.3261 | 21.3261 | 21.3261
153 | 21.3425 | 21.3425 | 21.3425 | 21.3425 | 21.3425 | 21.3425 | 21.3425 | 21.3425 | 21.3425 | 21.3425 | 21.3425 | 21.3425 | 21.3425 | 21.3425 | 21.3425 | 21.3425 | 21.3425 | 21.3425 | 21.3425 | 21.3425 | 21.3425 | 21.3425 | 21.3425 | 21.3425 | 21.3425 | 21.3425 | 21.3425 | 21.3425 | 21.3425 | 21.3425 | 21.3425 | 21.3425 | 21.3425 | 21.3425 | 21.3425 | 21.3425 | 21.3425 | 21.3425 | 21.3425 | 21.3425 | 21.3425 | 21.3425 | 21.3425 | 21.3425 | 21.3425 | 21.3425 | 21.3425 | 21.3425 | 21.3425 | 21.3425 | 21.3425 | 21.3425 | 21.3425 | 21.3425 | 21.3425 | 21.3425 | 21.3425 | 21.3425 | 21.3425 | 21.3425
154 | 21.3588 | 21.3588 | 21.3588 | 21.3588 | 21.3588 | 21.3588 | 21.3588 | 21.3588 | 21.3588 | 21.3588 | 21.3588 | 21.3588 | 21.3588 | 21.3588 | 21.3588 | 21.3588 | 21.3588 | 21.3588 | 21.3588 | 21.3588 | 21.3588 | 21.3588 | 21.3588 | 21.3588 | 21.3588 | 21.3588 | 21.3588 | 21.3588 | 21.3588 | 21.3588 | 21.3588 | 21.3588 | 21.3588 | 21.3588 | 21.3588 | 21.3588 | 21.3588 | 21.3588 | 21.3588 | 21.3588 | 21.3588 | 21.3588 | 21.3588 | 21.3588 | 21.3588 | 21.3588 | 21.3588 | 21.3588 | 21.3588 | 21.3588 | 21.3588 | 21.3588 | 21.3588 | 21.3588 | 21.3588 | 21.3588 | 21.3588 | 21.3588 | 21.3588 | 21.3588
155 | 21.375 | 21.375 | 21.375 | 21.375 | 21.375 | 21.375 | 21.375 | 21.375 | 21.375 | 21.375 | 21.375 | 21.375 | 21.375 | 21.375 | 21.375 | 21.375 | 21.375 | 21.375 | 21.375 | 21.375 | 21.375 | 21.375 | 21.375 | 21.375 | 21.375 | 21.375 | 21.375 | 21.375 | 21.375 | 21.375 | 21.375 | 21.375 | 21.375 | 21.375 | 21.375 | 21.375 | 21.375 | 21.375 | 21.375 | 21.375 | 21.375 | 21.375 | 21.375 | 21.375 | 21.375 | 21.375 | 21.375 | 21.375 | 21.375 | 21.375 | 21.375 | 21.375 | 21.375 | 21.375 | 21.375 | 21.375 | 21.375 | 21.375 | 21.375 | 21.375
156 | 21.391 | 21.391 | 21.391 | 21.391 | 21.391 | 21.391 | 21.391 | 21.391 | 21.391 | 21.391 | 21.391 | 21.391 | 21.391 | 21.391 | 21.391 | 21.391 | 21.391 | 21.391 | 21.391 | 21.391 | 21.391 | 21.391 | 21.391 | 21.391 | 21.391 | 21.391 | 21.391 | 21.391 | 21.391 | 21.391 | 21.391 | 21.391 | 21.391 | 21.391 | 21.391 | 21.391 | 21.391 | 21.391 | 21.391 | 21.391 | 21.391 | 21.391 | 21.391 | 21.391 | 21.391 | 21.391 | 21.391 | 21.391 | 21.391 | 21.391 | 21.391 | 21.391 | 21.391 | 21.391 | 21.391 | 21.391 | 21.391 | 21.391 | 21.391 | 21.391
157 | 21.407 | 21.407 | 21.407 | 21.407 | 21.407 | 21.407 | 21.407 | 21.407 | 21.407 | 21.407 | 21.407 | 21.407 | 21.407 | 21.407 | 21.407 | 21.407 | 21.407 | 21.407 | 21.407 | 21.407 | 21.407 | 21.407 | 21.407 | 21.407 | 21.407 | 21.407 | 21.407 | 21.407 | 21.407 | 21.407 | 21.407 | 21.407 | 21.407 | 21.407 | 21.407 | 21.407 | 21.407 | 21.407 | 21.407 | 21.407 | 21.407 | 21.407 | 21.407 | 21.407 | 21.407 | 21.407 | 21.407 | 21.407 | 21.407 | 21.407 | 21.407 | 21.407 | 21.407 | 21.407 | 21.407 | 21.407 | 21.407 | 21.407 | 21.407 | 21.407
158 | 21.4229 | 21.4229 | 21.4229 | 21.4229 | 21.4229 | 21.4229 | 21.4229 | 21.4229 | 21.4229 | 21.4229 | 21.4229 | 21.4229 | 21.4229 | 21.4229 | 21.4229 | 21.4229 | 21.4229 | 21.4229 | 21.4229 | 21.4229 | 21.4229 | 21.4229 | 21.4229 | 21.4229 | 21.4229 | 21.4229 | 21.4229 | 21.4229 | 21.4229 | 21.4229 | 21.4229 | 21.4229 | 21.4229 | 21.4229 | 21.4229 | 21.4229 | 21.4229 | 21.4229 | 21.4229 | 21.4229 | 21.4229 | 21.4229 | 21.4229 | 21.4229 | 21.4229 | 21.4229 | 21.4229 | 21.4229 | 21.4229 | 21.4229 | 21.4229 | 21.4229 | 21.4229 | 21.4229 | 21.4229 | 21.4229 | 21.4229 | 21.4229 | 21.4229 | 21.4229
159 | 21.4387 | 21.4387 | 21.4387 | 21.4387 | 21.4387 | 21.4387 | 21.4387 | 21.4387 | 21.4387 | 21.4387 | 21.4387 | 21.4387 | 21.4387 | 21.4387 | 21.4387 | 21.4387 | 21.4387 | 21.4387 | 21.4387 | 21.4387 | 21.4387 | 21.4387 | 21.4387 | 21.4387 | 21.4387 | 21.4387 | 21.4387 | 21.4387 | 21.4387 | 21.4387 | 21.4387 | 21.4387 | 21.4387 | 21.4387 | 21.4387 | 21.4387 | 21.4387 | 21.4387 | 21.4387 | 21.4387 | 21.4387 | 21.4387 | 21.4387 | 21.4387 | 21.4387 | 21.4387 | 21.4387 | 21.4387 | 21.4387 | 21.4387 | 21.4387 | 21.4387 | 21.4387 | 21.4387 | 21.4387 | 21.4387 | 21.4387 | 21.4387 | 21.4387 | 21.4387
160 | 21.4543 | 21.4543 | 21.4543 | 21.4543 | 21.4543 | 21.4543 | 21.4543 | 21.4543 | 21.4543 | 21.4543 | 21.4543 | 21.4543 | 21.4543 | 21.4543 | 21.4543 | 21.4543 | 21.4543 | 21.4543 | 21.4543 | 21.4543 | 21.4543 | 21.4543 | 21.4543 | 21.4543 | 21.4543 | 21.4543 | 21.4543 | 21.4543 | 21.4543 | 21.4543 | 21.4543 | 21.4543 | 21.4543 | 21.4543 | 21.4543 | 21.4543 | 21.4543 | 21.4543 | 21.4543 | 21.4543 | 21.4543 | 21.4543 | 21.4543 | 21.4543 | 21.4543 | 21.4543 | 21.4543 | 21.4543 | 21.4543 | 21.4543 | 21.4543 | 21.4543 | 21.4543 | 21.4543 | 21.4543 | 21.4543 | 21.4543 | 21.4543 | 21.4543 | 21.4543
161 | 21.4699 | 21.4699 | 21.4699 | 21.4699 | 21.4699 | 21.4699 | 21.4699 | 21.4699 | 21.4699 | 21.4699 | 21.4699 | 21.4699 | 21.4699 | 21.4699 | 21.4699 | 21.4699 | 21.4699 | 21.4699 | 21.4699 | 21.4699 | 21.4699 | 21.4699 | 21.4699 | 21.4699 | 21.4699 | 21.4699 | 21.4699 | 21.4699 | 21.4699 | 21.4699 | 21.4699 | 21.4699 | 21.4699 | 21.4699 | 21.4699 | 21.4699 | 21.4699 | 21.4699 | 21.4699 | 21.4699 | 21.4699 | 21.4699 | 21.4699 | 21.4699 | 21.4699 | 21.4699 | 21.4699 | 21.4699 | 21.4699 | 21.4699 | 21.4699 | 21.4699 | 21.4699 | 21.4699 | 21.4699 | 21.4699 | 21.4699 | 21.4699 | 21.4699 | 21.4699
162 | 21.4854 | 21.4854 | 21.4854 | 21.4854 | 21.4854 | 21.4854 | 21.4854 | 21.4854 | 21.4854 | 21.4854 | 21.4854 | 21.4854 | 21.4854 | 21.4854 | 21.4854 | 21.4854 | 21.4854 | 21.4854 | 21.4854 | 21.4854 | 21.4854 | 21.4854 | 21.4854 | 21.4854 | 21.4854 | 21.4854 | 21.4854 | 21.4854 | 21.4854 | 21.4854 | 21.4854 | 21.4854 | 21.4854 | 21.4854 | 21.4854 | 21.4854 | 21.4854 | 21.4854 | 21.4854 | 21.4854 | 21.4854 | 21.4854 | 21.4854 | 21.4854 | 21.4854 | 21.4854 | 21.4854 | 21.4854 | 21.4854 | 21.4854 | 21.4854 | 21.4854 | 21.4854 | 21.4854 | 21.4854 | 21.4854 | 21.4854 | 21.4854 | 21.4854 | 21.4854
163 | 21.5008 | 21.5008 | 21.5008 | 21.5008 | 21.5008 | 21.5008 | 21.5008 | 21.5008 | 21.5008 | 21.5008 | 21.5008 | 21.5008 | 21.5008 | 21.5008 | 21.5008 | 21.5008 | 21.5008 | 21.5008 | 21.5008 | 21.5008 | 21.5008 | 21.5008 | 21.5008 | 21.5008 | 21.5008 | 21.5008 | 21.5008 | 21.5008 | 21.5008 | 21.5008 | 21.5008 | 21.5008 | 21.5008 | 21.5008 | 21.5008 | 21.5008 | 21.5008 | 21.5008 | 21.5008 | 21.5008 | 21.5008 | 21.5008 | 21.5008 | 21.5008 | 21.5008 | 21.5008 | 21.5008 | 21.5008 | 21.5008 | 21.5008 | 21.5008 | 21.5008 | 21.5008 | 21.5008 | 21.5008 | 21.5008 | 21.5008 | 21.5008 | 21.5008 | 21.5008
164 | 21.5161 | 21.5161 | 21.5161 | 21.5161 | 21.5161 | 21.5161 | 21.5161 | 21.5161 | 21.5161 | 21.5161 | 21.5161 | 21.5161 | 21.5161 | 21.5161 | 21.5161 | 21.5161 | 21.5161 | 21.5161 | 21.5161 | 21.5161 | 21.5161 | 21.5161 | 21.5161 | 21.5161 | 21.5161 | 21.5161 | 21.5161 | 21.5161 | 21.5161 | 21.5161 | 21.5161 | 21.5161 | 21.5161 | 21.5161 | 21.5161 | 21.5161 | 21.5161 | 21.5161 | 21.5161 | 21.5161 | 21.5161 | 21.5161 | 21.5161 | 21.5161 | 21.5161 | 21.5161 | 21.5161 | 21.5161 | 21.5161 | 21.5161 | 21.5161 | 21.5161 | 21.5161 | 21.5161 | 21.5161 | 21.5161 | 21.5161 | 21.5161 | 21.5161 | 21.5161
165 | 21.5313 | 21.5313 | 21.5313 | 21.5313 | 21.5313 | 21.5313 | 21.5313 | 21.5313 | 21.5313 | 21.5313 | 21.5313 | 21.5313 | 21.5313 | 21.5313 | 21.5313 | 21.5313 | 21.5313 | 21.5313 | 21.5313 | 21.5313 | 21.5313 | 21.5313 | 21.5313 | 21.5313 | 21.5313 | 21.5313 | 21.5313 | 21.5313 | 21.5313 | 21.5313 | 21.5313 | 21.5313 | 21.5313 | 21.5313 | 21.5313 | 21.5313 | 21.5313 | 21.5313 | 21.5313 | 21.5313 | 21.5313 | 21.5313 | 21.5313 | 21.5313 | 21.5313 | 21.5313 | 21.5313 | 21.5313 | 21.5313 | 21.5313 | 21.5313 | 21.5313 | 21.5313 | 21.5313 | 21.5313 | 21.5313 | 21.5313 | 21.5313 | 21.5313 | 21.5313
166 | 21.5464 | 21.5464 | 21.5464 | 21.5464 | 21.5464 | 21.5464 | 21.5464 | 21.5464 | 21.5464 | 21.5464 | 21.5464 | 21.5464 | 21.5464 | 21.5464 | 21.5464 | 21.5464 | 21.5464 | 21.5464 | 21.5464 | 21.5464 | 21.5464 | 21.5464 | 21.5464 | 21.5464 | 21.5464 | 21.5464 | 21.5464 | 21.5464 | 21.5464 | 21.5464 | 21.5464 | 21.5464 | 21.5464 | 21.5464 | 21.5464 | 21.5464 | 21.5464 | 21.5464 | 21.5464 | 21.5464 | 21.5464 | 21.5464 | 21.5464 | 21.5464 | 21.5464 | 21.5464 | 21.5464 | 21.5464 | 21.5464 | 21.5464 | 21.5464 | 21.5464 | 21.5464 | 21.5464 | 21.5464 | 21.5464 | 21.5464 | 21.5464 | 21.5464 | 21.5464
167 | 21.5614 | 21.5614 | 21.5614 | 21.5614 | 21.5614 | 21.5614 | 21.5614 | 21.5614 | 21.5614 | 21.5614 | 21.5614 | 21.5614 | 21.5614 | 21.5614 | 21.5614 | 21.5614 | 21.5614 | 21.5614 | 21.5614 | 21.5614 | 21.5614 | 21.5614 | 21.5614 | 21.5614 | 21.5614 | 21.5614 | 21.5614 | 21.5614 | 21.5614 | 21.5614 | 21.5614 | 21.5614 | 21.5614 | 21.5614 | 21.5614 | 21.5614 | 21.5614 | 21.5614 | 21.5614 | 21.5614 | 21.5614 | 21.5614 | 21.5614 | 21.5614 | 21.5614 | 21.5614 | 21.5614 | 21.5614 | 21.5614 | 21.5614 | 21.5614 | 21.5614 | 21.5614 | 21.5614 | 21.5614 | 21.5614 | 21.5614 | 21.5614 | 21.5614 | 21.5614
168 | 21.5763 | 21.5763 | 21.5763 | 21.5763 | 21.5763 | 21.5763 | 21.5763 | 21.5763 | 21.5763 | 21.5763 | 21.5763 | 21.5763 | 21.5763 | 21.5763 | 21.5763 | 21.5763 | 21.5763 | 21.5763 | 21.5763 | 21.5763 | 21.5763 | 21.5763 | 21.5763 | 21.5763 | 21.5763 | 21.5763 | 21.5763 | 21.5763 | 21.5763 | 21.5763 | 21.5763 | 21.5763 | 21.5763 | 21.5763 | 21.5763 | 21.5763 | 21.5763 | 21.5763 | 21.5763 | 21.5763 | 21.5763 | 21.5763 | 21.5763 | 21.5763 | 21.5763 | 21.5763 | 21.5763 | 21.5763 | 21.5763 | 21.5763 | 21.5763 | 21.5763 | 21.5763 | 21.5763 | 21.5763 | 21.5763 | 21.5763 | 21.5763 | 21.5763 | 21.5763
169 | 21.5911 | 21.5911 | 21.5911 | 21.5911 | 21.5911 | 21.5911 | 21.5911 | 21.5911 | 21.5911 | 21.5911 | 21.5911 | 21.5911 | 21.5911 | 21.5911 | 21.5911 | 21.5911 | 21.5911 | 21.5911 | 21.5911 | 21.5911 | 21.5911 | 21.5911 | 21.5911 | 21.5911 | 21.5911 | 21.5911 | 21.5911 | 21.5911 | 21.5911 | 21.5911 | 21.5911 | 21.5911 | 21.5911 | 21.5911 | 21.5911 | 21.5911 | 21.5911 | 21.5911 | 21.5911 | 21.5911 | 21.5911 | 21.5911 | 21.5911 | 21.5911 | 21.5911 | 21.5911 | 21.5911 | 21.5911 | 21.5911 | 21.5911 | 21.5911 | 21.5911 | 21.5911 | 21.5911 | 21.5911 | 21.5911 | 21.5911 | 21.5911 | 21.5911 | 21.5911
170 | 21.6059 | 21.6059 | 21.6059 | 21.6059 | 21.6059 | 21.6059 | 21.6059 | 21.6059 | 21.6059 | 21.6059 | 21.6059 | 21.6059 | 21.6059 | 21.6059 | 21.6059 | 21.6059 | 21.6059 | 21.6059 | 21.6059 | 21.6059 | 21.6059 | 21.6059 | 21.6059 | 21.6059 | 21.6059 | 21.6059 | 21.6059 | 21.6059 | 21.6059 | 21.6059 | 21.6059 | 21.6059 | 21.6059 | 21.6059 | 21.6059 | 21.6059 | 21.6059 | 21.6059 | 21.6059 | 21.6059 | 21.6059 | 21.6059 | 21.6059 | 21.6059 | 21.6059 | 21.6059 | 21.6059 | 21.6059 | 21.6059 | 21.6059 | 21.6059 | 21.6059 | 21.6059 | 21.6059 | 21.6059 | 21.6059 | 21.6059 | 21.6059 | 21.6059 | 21.6059
171 | 21.6206 | 21.6206 | 21.6206 | 21.6206 | 21.6206 | 21.6206 | 21.6206 | 21.6206 | 21.6206 | 21.6206 | 21.6206 | 21.6206 | 21.6206 | 21.6206 | 21.6206 | 21.6206 | 21.6206 | 21.6206 | 21.6206 | 21.6206 | 21.6206 | 21.6206 | 21.6206 | 21.6206 | 21.6206 | 21.6206 | 21.6206 | 21.6206 | 21.6206 | 21.6206 | 21.6206 | 21.6206 | 21.6206 | 21.6206 | 21.6206 | 21.6206 | 21.6206 | 21.6206 | 21.6206 | 21.6206 | 21.6206 | 21.6206 | 21.6206 | 21.6206 | 21.6206 | 21.6206 | 21.6206 | 21.6206 | 21.6206 | 21.6206 | 21.6206 | 21.6206 | 21.6206 | 21.6206 | 21.6206 | 21.6206 | 21.6206 | 21.6206 | 21.6206 | 21.6206
172 | 21.6351 | 21.6351 | 21.6351 | 21.6351 | 21.6351 | 21.6351 | 21.6351 | 21.6351 | 21.6351 | 21.6351 | 21.6351 | 21.6351 | 21.6351 | 21.6351 | 21.6351 | 21.6351 | 21.6351 | 21.6351 | 21.6351 | 21.6351 | 21.6351 | 21.6351 | 21.6351 | 21.6351 | 21.6351 | 21.6351 | 21.6351 | 21.6351 | 21.6351 | 21.6351 | 21.6351 | 21.6351 | 21.6351 | 21.6351 | 21.6351 | 21.6351 | 21.6351 | 21.6351 | 21.6351 | 21.6351 | 21.6351 | 21.6351 | 21.6351 | 21.6351 | 21.6351 | 21.6351 | 21.6351 | 21.6351 | 21.6351 | 21.6351 | 21.6351 | 21.6351 | 21.6351 | 21.6351 | 21.6351 | 21.6351 | 21.6351 | 21.6351 | 21.6351 | 21.6351
173 | 21.6496 | 21.6496 | 21.6496 | 21.6496 | 21.6496 | 21.6496 | 21.6496 | 21.6496 | 21.6496 | 21.6496 | 21.6496 | 21.6496 | 21.6496 | 21.6496 | 21.6496 | 21.6496 | 21.6496 | 21.6496 | 21.6496 | 21.6496 | 21.6496 | 21.6496 | 21.6496 | 21.6496 | 21.6496 | 21.6496 | 21.6496 | 21.6496 | 21.6496 | 21.6496 | 21.6496 | 21.6496 | 21.6496 | 21.6496 | 21.6496 | 21.6496 | 21.6496 | 21.6496 | 21.6496 | 21.6496 | 21.6496 | 21.6496 | 21.6496 | 21.6496 | 21.6496 | 21.6496 | 21.6496 | 21.6496 | 21.6496 | 21.6496 | 21.6496 | 21.6496 | 21.6496 | 21.6496 | 21.6496 | 21.6496 | 21.6496 | 21.6496 | 21.6496 | 21.6496
174 | 21.664 | 21.664 | 21.664 | 21.664 | 21.664 | 21.664 | 21.664 | 21.664 | 21.664 | 21.664 | 21.664 | 21.664 | 21.664 | 21.664 | 21.664 | 21.664 | 21.664 | 21.664 | 21.664 | 21.664 | 21.664 | 21.664 | 21.664 | 21.664 | 21.664 | 21.664 | 21.664 | 21.664 | 21.664 | 21.664 | 21.664 | 21.664 | 21.664 | 21.664 | 21.664 | 21.664 | 21.664 | 21.664 | 21.664 | 21.664 | 21.664 | 21.664 | 21.664 | 21.664 | 21.664 | 21.664 | 21.664 | 21.664 | 21.664 | 21.664 | 21.664 | 21.664 | 21.664 | 21.664 | 21.664 | 21.664 | 21.664 | 21.664 | 21.664 | 21.664
175 | 21.6784 | 21.6784 | 21.6784 | 21.6784 | 21.6784 | 21.6784 | 21.6784 | 21.6784 | 21.6784 | 21.6784 | 21.6784 | 21.6784 | 21.6784 | 21.6784 | 21.6784 | 21.6784 | 21.6784 | 21.6784 | 21.6784 | 21.6784 | 21.6784 | 21.6784 | 21.6784 | 21.6784 | 21.6784 | 21.6784 | 21.6784 | 21.6784 | 21.6784 | 21.6784 | 21.6784 | 21.6784 | 21.6784 | 21.6784 | 21.6784 | 21.6784 | 21.6784 | 21.6784 | 21.6784 | 21.6784 | 21.6784 | 21.6784 | 21.6784 | 21.6784 | 21.6784 | 21.6784 | 21.6784 | 21.6784 | 21.6784 | 21.6784 | 21.6784 | 21.6784 | 21.6784 | 21.6784 | 21.6784 | 21.6784 | 21.6784 | 21.6784 | 21.6784 | 21.6784
176 | 21.6926 | 21.6926 | 21.6926 | 21.6926 | 21.6926 | 21.6926 | 21.6926 | 21.6926 | 21.6926 | 21.6926 | 21.6926 | 21.6926 | 21.6926 | 21.6926 | 21.6926 | 21.6926 | 21.6926 | 21.6926 | 21.6926 | 21.6926 | 21.6926 | 21.6926 | 21.6926 | 21.6926 | 21.6926 | 21.6926 | 21.6926 | 21.6926 | 21.6926 | 21.6926 | 21.6926 | 21.6926 | 21.6926 | 21.6926 | 21.6926 | 21.6926 | 21.6926 | 21.6926 | 21.6926 | 21.6926 | 21.6926 | 21.6926 | 21.6926 | 21.6926 | 21.6926 | 21.6926 | 21.6926 | 21.6926 | 21.6926 | 21.6926 | 21.6926 | 21.6926 | 21.6926 | 21.6926 | 21.6926 | 21.6926 | 21.6926 | 21.6926 | 21.6926 | 21.6926
177 | 21.7068 | 21.7068 | 21.7068 | 21.7068 | 21.7068 | 21.7068 | 21.7068 | 21.7068 | 21.7068 | 21.7068 | 21.7068 | 21.7068 | 21.7068 | 21.7068 | 21.7068 | 21.7068 | 21.7068 | 21.7068 | 21.7068 | 21.7068 | 21.7068 | 21.7068 | 21.7068 | 21.7068 | 21.7068 | 21.7068 | 21.7068 | 21.7068 | 21.7068 | 21.7068 | 21.7068 | 21.7068 | 21.7068 | 21.7068 | 21.7068 | 21.7068 | 21.7068 | 21.7068 | 21.7068 | 21.7068 | 21.7068 | 21.7068 | 21.7068 | 21.7068 | 21.7068 | 21.7068 | 21.7068 | 21.7068 | 21.7068 | 21.7068 | 21.7068 | 21.7068 | 21.7068 | 21.7068 | 21.7068 | 21.7068 | 21.7068 | 21.7068 | 21.7068 | 21.7068
178 | 21.7209 | 21.7209 | 21.7209 | 21.7209 | 21.7209 | 21.7209 | 21.7209 | 21.7209 | 21.7209 | 21.7209 | 21.7209 | 21.7209 | 21.7209 | 21.7209 | 21.7209 | 21.7209 | 21.7209 | 21.7209 | 21.7209 | 21.7209 | 21.7209 | 21.7209 | 21.7209 | 21.7209 | 21.7209 | 21.7209 | 21.7209 | 21.7209 | 21.7209 | 21.7209 | 21.7209 | 21.7209 | 21.7209 | 21.7209 | 21.7209 | 21.7209 | 21.7209 | 21.7209 | 21.7209 | 21.7209 | 21.7209 | 21.7209 | 21.7209 | 21.7209 | 21.7209 | 21.7209 | 21.7209 | 21.7209 | 21.7209 | 21.7209 | 21.7209 | 21.7209 | 21.7209 | 21.7209 | 21.7209 | 21.7209 | 21.7209 | 21.7209 | 21.7209 | 21.7209
179 | 21.7349 | 21.7349 | 21.7349 | 21.7349 | 21.7349 | 21.7349 | 21.7349 | 21.7349 | 21.7349 | 21.7349 | 21.7349 | 21.7349 | 21.7349 | 21.7349 | 21.7349 | 21.7349 | 21.7349 | 21.7349 | 21.7349 | 21.7349 | 21.7349 | 21.7349 | 21.7349 | 21.7349 | 21.7349 | 21.7349 | 21.7349 | 21.7349 | 21.7349 | 21.7349 | 21.7349 | 21.7349 | 21.7349 | 21.7349 | 21.7349 | 21.7349 | 21.7349 | 21.7349 | 21.7349 | 21.7349 | 21.7349 | 21.7349 | 21.7349 | 21.7349 | 21.7349 | 21.7349 | 21.7349 | 21.7349 | 21.7349 | 21.7349 | 21.7349 | 21.7349 | 21.7349 | 21.7349 | 21.7349 | 21.7349 | 21.7349 | 21.7349 | 21.7349 | 21.7349
180 | 21.7488 | 21.7488 | 21.7488 | 21.7488 | 21.7488 | 21.7488 | 21.7488 | 21.7488 | 21.7488 | 21.7488 | 21.7488 | 21.7488 | 21.7488 | 21.7488 | 21.7488 | 21.7488 | 21.7488 | 21.7488 | 21.7488 | 21.7488 | 21.7488 | 21.7488 | 21.7488 | 21.7488 | 21.7488 | 21.7488 | 21.7488 | 21.7488 | 21.7488 | 21.7488 | 21.7488 | 21.7488 | 21.7488 | 21.7488 | 21.7488 | 21.7488 | 21.7488 | 21.7488 | 21.7488 | 21.7488 | 21.7488 | 21.7488 | 21.7488 | 21.7488 | 21.7488 | 21.7488 | 21.7488 | 21.7488 | 21.7488 | 21.7488 | 21.7488 | 21.7488 | 21.7488 | 21.7488 | 21.7488 | 21.7488 | 21.7488 | 21.7488 | 21.7488 | 21.7488
181 | 21.7626 | 21.7626 | 21.7626 | 21.7626 | 21.7626 | 21.7626 | 21.7626 | 21.7626 | 21.7626 | 21.7626 | 21.7626 | 21.7626 | 21.7626 | 21.7626 | 21.7626 | 21.7626 | 21.7626 | 21.7626 | 21.7626 | 21.7626 | 21.7626 | 21.7626 | 21.7626 | 21.7626 | 21.7626 | 21.7626 | 21.7626 | 21.7626 | 21.7626 | 21.7626 | 21.7626 | 21.7626 | 21.7626 | 21.7626 | 21.7626 | 21.7626 | 21.7626 | 21.7626 | 21.7626 | 21.7626 | 21.7626 | 21.7626 | 21.7626 | 21.7626 | 21.7626 | 21.7626 | 21.7626 | 21.7626 | 21.7626 | 21.7626 | 21.7626 | 21.7626 | 21.7626 | 21.7626 | 21.7626 | 21.7626 | 21.7626 | 21.7626 | 21.7626 | 21.7626
182 | 21.7764 | 21.7764 | 21.7764 | 21.7764 | 21.7764 | 21.7764 | 21.7764 | 21.7764 | 21.7764 | 21.7764 | 21.7764 | 21.7764 | 21.7764 | 21.7764 | 21.7764 | 21.7764 | 21.7764 | 21.7764 | 21.7764 | 21.7764 | 21.7764 | 21.7764 | 21.7764 | 21.7764 | 21.7764 | 21.7764 | 21.7764 | 21.7764 | 21.7764 | 21.7764 | 21.7764 | 21.7764 | 21.7764 | 21.7764 | 21.7764 | 21.7764 | 21.7764 | 21.7764 | 21.7764 | 21.7764 | 21.7764 | 21.7764 | 21.7764 | 21.7764 | 21.7764 | 21.7764 | 21.7764 | 21.7764 | 21.7764 | 21.7764 | 21.7764 | 21.7764 | 21.7764 | 21.7764 | 21.7764 | 21.7764 | 21.7764 | 21.7764 | 21.7764 | 21.7764
183 | 21.7901 | 21.7901 | 21.7901 | 21.7901 | 21.7901 | 21.7901 | 21.7901 | 21.7901 | 21.7901 | 21.7901 | 21.7901 | 21.7901 | 21.7901 | 21.7901 | 21.7901 | 21.7901 | 21.7901 | 21.7901 | 21.7901 | 21.7901 | 21.7901 | 21.7901 | 21.7901 | 21.7901 | 21.7901 | 21.7901 | 21.7901 | 21.7901 | 21.7901 | 21.7901 | 21.7901 | 21.7901 | 21.7901 | 21.7901 | 21.7901 | 21.7901 | 21.7901 | 21.7901 | 21.7901 | 21.7901 | 21.7901 | 21.7901 | 21.7901 | 21.7901 | 21.7901 | 21.7901 | 21.7901 | 21.7901 | 21.7901 | 21.7901 | 21.7901 | 21.7901 | 21.7901 | 21.7901 | 21.7901 | 21.7901 | 21.7901 | 21.7901 | 21.7901 | 21.7901
184 | 21.8037 | 21.8037 | 21.8037 | 21.8037 | 21.8037 | 21.8037 | 21.8037 | 21.8037 | 21.8037 | 21.8037 | 21.8037 | 21.8037 | 21.8037 | 21.8037 | 21.8037 | 21.8037 | 21.8037 | 21.8037 | 21.8037 | 21.8037 | 21.8037 | 21.8037 | 21.8037 | 21.8037 | 21.8037 | 21.8037 | 21.8037 | 21.8037 | 21.8037 | 21.8037 | 21.8037 | 21.8037 | 21.8037 | 21.8037 | 21.8037 | 21.8037 | 21.8037 | 21.8037 | 21.8037 | 21.8037 | 21.8037 | 21.8037 | 21.8037 | 21.8037 | 21.8037 | 21.8037 | 21.8037 | 21.8037 | 21.8037 | 21.8037 | 21.8037 | 21.8037 | 21.8037 | 21.8037 | 21.8037 | 21.8037 | 21.8037 | 21.8037 | 21.8037 | 21.8037
185 | 21.8173 | 21.8173 | 21.8173 | 21.8173 | 21.8173 | 21.8173 | 21.8173 | 21.8173 | 21.8173 | 21.8173 | 21.8173 | 21.8173 | 21.8173 | 21.8173 | 21.8173 | 21.8173 | 21.8173 | 21.8173 | 21.8173 | 21.8173 | 21.8173 | 21.8173 | 21.8173 | 21.8173 | 21.8173 | 21.8173 | 21.8173 | 21.8173 | 21.8173 | 21.8173 | 21.8173 | 21.8173 | 21.8173 | 21.8173 | 21.8173 | 21.8173 | 21.8173 | 21.8173 | 21.8173 | 21.8173 | 21.8173 | 21.8173 | 21.8173 | 21.8173 | 21.8173 | 21.8173 | 21.8173 | 21.8173 | 21.8173 | 21.8173 | 21.8173 | 21.8173 | 21.8173 | 21.8173 | 21.8173 | 21.8173 | 21.8173 | 21.8173 | 21.8173 | 21.8173
186 | 21.8308 | 21.8308 | 21.8308 | 21.8308 | 21.8308 | 21.8308 | 21.8308 | 21.8308 | 21.8308 | 21.8308 | 21.8308 | 21.8308 | 21.8308 | 21.8308 | 21.8308 | 21.8308 | 21.8308 | 21.8308 | 21.8308 | 21.8308 | 21.8308 | 21.8308 | 21.8308 | 21.8308 | 21.8308 | 21.8308 | 21.8308 | 21.8308 | 21.8308 | 21.8308 | 21.8308 | 21.8308 | 21.8308 | 21.8308 | 21.8308 | 21.8308 | 21.8308 | 21.8308 | 21.8308 | 21.8308 | 21.8308 | 21.8308 | 21.8308 | 21.8308 | 21.8308 | 21.8308 | 21.8308 | 21.8308 | 21.8308 | 21.8308 | 21.8308 | 21.8308 | 21.8308 | 21.8308 | 21.8308 | 21.8308 | 21.8308 | 21.8308 | 21.8308 | 21.8308
187 | 21.8442 | 21.8442 | 21.8442 | 21.8442 | 21.8442 | 21.8442 | 21.8442 | 21.8442 | 21.8442 | 21.8442 | 21.8442 | 21.8442 | 21.8442 | 21.8442 | 21.8442 | 21.8442 | 21.8442 | 21.8442 | 21.8442 | 21.8442 | 21.8442 | 21.8442 | 21.8442 | 21.8442 | 21.8442 | 21.8442 | 21.8442 | 21.8442 | 21.8442 | 21.8442 | 21.8442 | 21.8442 | 21.8442 | 21.8442 | 21.8442 | 21.8442 | 21.8442 | 21.8442 | 21.8442 | 21.8442 | 21.8442 | 21.8442 | 21.8442 | 21.8442 | 21.8442 | 21.8442 | 21.8442 | 21.8442 | 21.8442 | 21.8442 | 21.8442 | 21.8442 | 21.8442 | 21.8442 | 21.8442 | 21.8442 | 21.8442 | 21.8442 | 21.8442 | 21.8442
188 | 21.8575 | 21.8575 | 21.8575 | 21.8575 | 21.8575 | 21.8575 | 21.8575 | 21.8575 | 21.8575 | 21.8575 | 21.8575 | 21.8575 | 21.8575 | 21.8575 | 21.8575 | 21.8575 | 21.8575 | 21.8575 | 21.8575 | 21.8575 | 21.8575 | 21.8575 | 21.8575 | 21.8575 | 21.8575 | 21.8575 | 21.8575 | 21.8575 | 21.8575 | 21.8575 | 21.8575 | 21.8575 | 21.8575 | 21.8575 | 21.8575 | 21.8575 | 21.8575 | 21.8575 | 21.8575 | 21.8575 | 21.8575 | 21.8575 | 21.8575 | 21.8575 | 21.8575 | 21.8575 | 21.8575 | 21.8575 | 21.8575 | 21.8575 | 21.8575 | 21.8575 | 21.8575 | 21.8575 | 21.8575 | 21.8575 | 21.8575 | 21.8575 | 21.8575 | 21.8575
189 | 21.8708 | 21.8708 | 21.8708 | 21.8708 | 21.8708 | 21.8708 | 21.8708 | 21.8708 | 21.8708 | 21.8708 | 21.8708 | 21.8708 | 21.8708 | 21.8708 | 21.8708 | 21.8708 | 21.8708 | 21.8708 | 21.8708 | 21.8708 | 21.8708 | 21.8708 | 21.8708 | 21.8708 | 21.8708 | 21.8708 | 21.8708 | 21.8708 | 21.8708 | 21.8708 | 21.8708 | 21.8708 | 21.8708 | 21.8708 | 21.8708 | 21.8708 | 21.8708 | 21.8708 | 21.8708 | 21.8708 | 21.8708 | 21.8708 | 21.8708 | 21.8708 | 21.8708 | 21.8708 | 21.8708 | 21.8708 | 21.8708 | 21.8708 | 21.8708 | 21.8708 | 21.8708 | 21.8708 | 21.8708 | 21.8708 | 21.8708 | 21.8708 | 21.8708 | 21.8708
190 | 21.884 | 21.884 | 21.884 | 21.884 | 21.884 | 21.884 | 21.884 | 21.884 | 21.884 | 21.884 | 21.884 | 21.884 | 21.884 | 21.884 | 21.884 | 21.884 | 21.884 | 21.884 | 21.884 | 21.884 | 21.884 | 21.884 | 21.884 | 21.884 | 21.884 | 21.884 | 21.884 | 21.884 | 21.884 | 21.884 | 21.884 | 21.884 | 21.884 | 21.884 | 21.884 | 21.884 | 21.884 | 21.884 | 21.884 | 21.884 | 21.884 | 21.884 | 21.884 | 21.884 | 21.884 | 21.884 | 21.884 | 21.884 | 21.884 | 21.884 | 21.884 | 21.884 | 21.884 | 21.884 | 21.884 | 21.884 | 21.884 | 21.884 | 21.884 | 21.884
191 | 21.8971 | 21.8971 | 21.8971 | 21.8971 | 21.8971 | 21.8971 | 21.8971 | 21.8971 | 21.8971 | 21.8971 | 21.8971 | 21.8971 | 21.8971 | 21.8971 | 21.8971 | 21.8971 | 21.8971 | 21.8971 | 21.8971 | 21.8971 | 21.8971 | 21.8971 | 21.8971 | 21.8971 | 21.8971 | 21.8971 | 21.8971 | 21.8971 | 21.8971 | 21.8971 | 21.8971 | 21.8971 | 21.8971 | 21.8971 | 21.8971 | 21.8971 | 21.8971 | 21.8971 | 21.8971 | 21.8971 | 21.8971 | 21.8971 | 21.8971 | 21.8971 | 21.8971 | 21.8971 | 21.8971 | 21.8971 | 21.8971 | 21.8971 | 21.8971 | 21.8971 | 21.8971 | 21.8971 | 21.8971 | 21.8971 | 21.8971 | 21.8971 | 21.8971 | 21.8971
192 | 21.9101 | 21.9101 | 21.9101 | 21.9101 | 21.9101 | 21.9101 | 21.9101 | 21.9101 | 21.9101 | 21.9101 | 21.9101 | 21.9101 | 21.9101 | 21.9101 | 21.9101 | 21.9101 | 21.9101 | 21.9101 | 21.9101 | 21.9101 | 21.9101 | 21.9101 | 21.9101 | 21.9101 | 21.9101 | 21.9101 | 21.9101 | 21.9101 | 21.9101 | 21.9101 | 21.9101 | 21.9101 | 21.9101 | 21.9101 | 21.9101 | 21.9101 | 21.9101 | 21.9101 | 21.9101 | 21.9101 | 21.9101 | 21.9101 | 21.9101 | 21.9101 | 21.9101 | 21.9101 | 21.9101 | 21.9101 | 21.9101 | 21.9101 | 21.9101 | 21.9101 | 21.9101 | 21.9101 | 21.9101 | 21.9101 | 21.9101 | 21.9101 | 21.9101 | 21.9101
193 | 21.9231 | 21.9231 | 21.9231 | 21.9231 | 21.9231 | 21.9231 | 21.9231 | 21.9231 | 21.9231 | 21.9231 | 21.9231 | 21.9231 | 21.9231 | 21.9231 | 21.9231 | 21.9231 | 21.9231 | 21.9231 | 21.9231 | 21.9231 | 21.9231 | 21.9231 | 21.9231 | 21.9231 | 21.9231 | 21.9231 | 21.9231 | 21.9231 | 21.9231 | 21.9231 | 21.9231 | 21.9231 | 21.9231 | 21.9231 | 21.9231 | 21.9231 | 21.9231 | 21.9231 | 21.9231 | 21.9231 | 21.9231 | 21.9231 | 21.9231 | 21.9231 | 21.9231 | 21.9231 | 21.9231 | 21.9231 | 21.9231 | 21.9231 | 21.9231 | 21.9231 | 21.9231 | 21.9231 | 21.9231 | 21.9231 | 21.9231 | 21.9231 | 21.9231 | 21.9231
194 | 21.936 | 21.936 | 21.936 | 21.936 | 21.936 | 21.936 | 21.936 | 21.936 | 21.936 | 21.936 | 21.936 | 21.936 | 21.936 | 21.936 | 21.936 | 21.936 | 21.936 | 21.936 | 21.936 | 21.936 | 21.936 | 21.936 | 21.936 | 21.936 | 21.936 | 21.936 | 21.936 | 21.936 | 21.936 | 21.936 | 21.936 | 21.936 | 21.936 | 21.936 | 21.936 | 21.936 | 21.936 | 21.936 | 21.936 | 21.936 | 21.936 | 21.936 | 21.936 | 21.936 | 21.936 | 21.936 | 21.936 | 21.936 | 21.936 | 21.936 | 21.936 | 21.936 | 21.936 | 21.936 | 21.936 | 21.936 | 21.936 | 21.936 | 21.936 | 21.936
195 | 21.9489 | 21.9489 | 21.9489 | 21.9489 | 21.9489 | 21.9489 | 21.9489 | 21.9489 | 21.9489 | 21.9489 | 21.9489 | 21.9489 | 21.9489 | 21.9489 | 21.9489 | 21.9489 | 21.9489 | 21.9489 | 21.9489 | 21.9489 | 21.9489 | 21.9489 | 21.9489 | 21.9489 | 21.9489 | 21.9489 | 21.9489 | 21.9489 | 21.9489 | 21.9489 | 21.9489 | 21.9489 | 21.9489 | 21.9489 | 21.9489 | 21.9489 | 21.9489 | 21.9489 | 21.9489 | 21.9489 | 21.9489 | 21.9489 | 21.9489 | 21.9489 | 21.9489 | 21.9489 | 21.9489 | 21.9489 | 21.9489 | 21.9489 | 21.9489 | 21.9489 | 21.9489 | 21.9489 | 21.9489 | 21.9489 | 21.9489 | 21.9489 | 21.9489 | 21.9489
196 | 21.9617 | 21.9617 | 21.9617 | 21.9617 | 21.9617 | 21.9617 | 21.9617 | 21.9617 | 21.9617 | 21.9617 | 21.9617 | 21.9617 | 21.9617 | 21.9617 | 21.9617 | 21.9617 | 21.9617 | 21.9617 | 21.9617 | 21.9617 | 21.9617 | 21.9617 | 21.9617 | 21.9617 | 21.9617 | 21.9617 | 21.9617 | 21.9617 | 21.9617 | 21.9617 | 21.9617 | 21.9617 | 21.9617 | 21.9617 | 21.9617 | 21.9617 | 21.9617 | 21.9617 | 21.9617 | 21.9617 | 21.9617 | 21.9617 | 21.9617 | 21.9617 | 21.9617 | 21.9617 | 21.9617 | 21.9617 | 21.9617 | 21.9617 | 21.9617 | 21.9617 | 21.9617 | 21.9617 | 21.9617 | 21.9617 | 21.9617 | 21.9617 | 21.9617 | 21.9617
197 | 21.9744 | 21.9744 | 21.9744 | 21.9744 | 21.9744 | 21.9744 | 21.9744 | 21.9744 | 21.9744 | 21.9744 | 21.9744 | 21.9744 | 21.9744 | 21.9744 | 21.9744 | 21.9744 | 21.9744 | 21.9744 | 21.9744 | 21.9744 | 21.9744 | 21.9744 | 21.9744 | 21.9744 | 21.9744 | 21.9744 | 21.9744 | 21.9744 | 21.9744 | 21.9744 | 21.9744 | 21.9744 | 21.9744 | 21.9744 | 21.9744 | 21.9744 | 21.9744 | 21.9744 | 21.9744 | 21.9744 | 21.9744 | 21.9744 | 21.9744 | 21.9744 | 21.9744 | 21.9744 | 21.9744 | 21.9744 | 21.9744 | 21.9744 | 21.9744 | 21.9744 | 21.9744 | 21.9744 | 21.9744 | 21.9744 | 21.9744 | 21.9744 | 21.9744 | 21.9744
198 | 21.9871 | 21.9871 | 21.9871 | 21.9871 | 21.9871 | 21.9871 | 21.9871 | 21.9871 | 21.9871 | 21.9871 | 21.9871 | 21.9871 | 21.9871 | 21.9871 | 21.9871 | 21.9871 | 21.9871 | 21.9871 | 21.9871 | 21.9871 | 21.9871 | 21.9871 | 21.9871 | 21.9871 | 21.9871 | 21.9871 | 21.9871 | 21.9871 | 21.9871 | 21.9871 | 21.9871 | 21.9871 | 21.9871 | 21.9871 | 21.9871 | 21.9871 | 21.9871 | 21.9871 | 21.9871 | 21.9871 | 21.9871 | 21.9871 | 21.9871 | 21.9871 | 21.9871 | 21.9871 | 21.9871 | 21.9871 | 21.9871 | 21.9871 | 21.9871 | 21.9871 | 21.9871 | 21.9871 | 21.9871 | 21.9871 | 21.9871 | 21.9871 | 21.9871 | 21.9871
199 | 21.9997 | 21.9997 | 21.9997 | 21.9997 | 21.9997 | 21.9997 | 21.9997 | 21.9997 | 21.9997 | 21.9997 | 21.9997 | 21.9997 | 21.9997 | 21.9997 | 21.9997 | 21.9997 | 21.9997 | 21.9997 | 21.9997 | 21.9997 | 21.9997 | 21.9997 | 21.9997 | 21.9997 | 21.9997 | 21.9997 | 21.9997 | 21.9997 | 21.9997 | 21.9997 | 21.9997 | 21.9997 | 21.9997 | 21.9997 | 21.9997 | 21.9997 | 21.9997 | 21.9997 | 21.9997 | 21.9997 | 21.9997 | 21.9997 | 21.9997 | 21.9997 | 21.9997 | 21.9997 | 21.9997 | 21.9997 | 21.9997 | 21.9997 | 21.9997 | 21.9997 | 21.9997 | 21.9997 | 21.9997 | 21.9997 | 21.9997 | 21.9997 | 21.9997 | 21.9997
200 | 22.0122 | 22.0122 | 22.0122 | 22.0122 | 22.0122 | 22.0122 | 22.0122 | 22.0122 | 22.0122 | 22.0122 | 22.0122 | 22.0122 | 22.0122 | 22.0122 | 22.0122 | 22.0122 | 22.0122 | 22.0122 | 22.0122 | 22.0122 | 22.0122 | 22.0122 | 22.0122 | 22.0122 | 22.0122 | 22.0122 | 22.0122 | 22.0122 | 22.0122 | 22.0122 | 22.0122 | 22.0122 | 22.0122 | 22.0122 | 22.0122 | 22.0122 | 22.0122 | 22.0122 | 22.0122 | 22.0122 | 22.0122 | 22.0122 | 22.0122 | 22.0122 | 22.0122 | 22.0122 | 22.0122 | 22.0122 | 22.0122 | 22.0122 | 22.0122 | 22.0122 | 22.0122 | 22.0122 | 22.0122 | 22.0122 | 22.0122 | 22.0122 | 22.0122 | 22.0122
201 | 22.0247 | 22.0247 | 22.0247 | 22.0247 | 22.0247 | 22.0247 | 22.0247 | 22.0247 | 22.0247 | 22.0247 | 22.0247 | 22.0247 | 22.0247 | 22.0247 | 22.0247 | 22.0247 | 22.0247 | 22.0247 | 22.0247 | 22.0247 | 22.0247 | 22.0247 | 22.0247 | 22.0247 | 22.0247 | 22.0247 | 22.0247 | 22.0247 | 22.0247 | 22.0247 | 22.0247 | 22.0247 | 22.0247 | 22.0247 | 22.0247 | 22.0247 | 22.0247 | 22.0247 | 22.0247 | 22.0247 | 22.0247 | 22.0247 | 22.0247 | 22.0247 | 22.0247 | 22.0247 | 22.0247 | 22.0247 | 22.0247 | 22.0247 | 22.0247 | 22.0247 | 22.0247 | 22.0247 | 22.0247 | 22.0247 | 22.0247 | 22.0247 | 22.0247 | 22.0247
202 | 22.0371 | 22.0371 | 22.0371 | 22.0371 | 22.0371 | 22.0371 | 22.0371 | 22.0371 | 22.0371 | 22.0371 | 22.0371 | 22.0371 | 22.0371 | 22.0371 | 22.0371 | 22.0371 | 22.0371 | 22.0371 | 22.0371 | 22.0371 | 22.0371 | 22.0371 | 22.0371 | 22.0371 | 22.0371 | 22.0371 | 22.0371 | 22.0371 | 22.0371 | 22.0371 | 22.0371 | 22.0371 | 22.0371 | 22.0371 | 22.0371 | 22.0371 | 22.0371 | 22.0371 | 22.0371 | 22.0371 | 22.0371 | 22.0371 | 22.0371 | 22.0371 | 22.0371 | 22.0371 | 22.0371 | 22.0371 | 22.0371 | 22.0371 | 22.0371 | 22.0371 | 22.0371 | 22.0371 | 22.0371 | 22.0371 | 22.0371 | 22.0371 | 22.0371 | 22.0371
203 | 22.0494 | 22.0494 | 22.0494 | 22.0494 | 22.0494 | 22.0494 | 22.0494 | 22.0494 | 22.0494 | 22.0494 | 22.0494 | 22.0494 | 22.0494 | 22.0494 | 22.0494 | 22.0494 | 22.0494 | 22.0494 | 22.0494 | 22.0494 | 22.0494 | 22.0494 | 22.0494 | 22.0494 | 22.0494 | 22.0494 | 22.0494 | 22.0494 | 22.0494 | 22.0494 | 22.0494 | 22.0494 | 22.0494 | 22.0494 | 22.0494 | 22.0494 | 22.0494 | 22.0494 | 22.0494 | 22.0494 | 22.0494 | 22.0494 | 22.0494 | 22.0494 | 22.0494 | 22.0494 | 22.0494 | 22.0494 | 22.0494 | 22.0494 | 22.0494 | 22.0494 | 22.0494 | 22.0494 | 22.0494 | 22.0494 | 22.0494 | 22.0494 | 22.0494 | 22.0494
204 | 22.0617 | 22.0617 | 22.0617 | 22.0617 | 22.0617 | 22.0617 | 22.0617 | 22.0617 | 22.0617 | 22.0617 | 22.0617 | 22.0617 | 22.0617 | 22.0617 | 22.0617 | 22.0617 | 22.0617 | 22.0617 | 22.0617 | 22.0617 | 22.0617 | 22.0617 | 22.0617 | 22.0617 | 22.0617 | 22.0617 | 22.0617 | 22.0617 | 22.0617 | 22.0617 | 22.0617 | 22.0617 | 22.0617 | 22.0617 | 22.0617 | 22.0617 | 22.0617 | 22.0617 | 22.0617 | 22.0617 | 22.0617 | 22.0617 | 22.0617 | 22.0617 | 22.0617 | 22.0617 | 22.0617 | 22.0617 | 22.0617 | 22.0617 | 22.0617 | 22.0617 | 22.0617 | 22.0617 | 22.0617 | 22.0617 | 22.0617 | 22.0617 | 22.0617 | 22.0617
205 | 22.0739 | 22.0739 | 22.0739 | 22.0739 | 22.0739 | 22.0739 | 22.0739 | 22.0739 | 22.0739 | 22.0739 | 22.0739 | 22.0739 | 22.0739 | 22.0739 | 22.0739 | 22.0739 | 22.0739 | 22.0739 | 22.0739 | 22.0739 | 22.0739 | 22.0739 | 22.0739 | 22.0739 | 22.0739 | 22.0739 | 22.0739 | 22.0739 | 22.0739 | 22.0739 | 22.0739 | 22.0739 | 22.0739 | 22.0739 | 22.0739 | 22.0739 | 22.0739 | 22.0739 | 22.0739 | 22.0739 | 22.0739 | 22.0739 | 22.0739 | 22.0739 | 22.0739 | 22.0739 | 22.0739 | 22.0739 | 22.0739 | 22.0739 | 22.0739 | 22.0739 | 22.0739 | 22.0739 | 22.0739 | 22.0739 | 22.0739 | 22.0739 | 22.0739 | 22.0739
206 | 22.0861 | 22.0861 | 22.0861 | 22.0861 | 22.0861 | 22.0861 | 22.0861 | 22.0861 | 22.0861 | 22.0861 | 22.0861 | 22.0861 | 22.0861 | 22.0861 | 22.0861 | 22.0861 | 22.0861 | 22.0861 | 22.0861 | 22.0861 | 22.0861 | 22.0861 | 22.0861 | 22.0861 | 22.0861 | 22.0861 | 22.0861 | 22.0861 | 22.0861 | 22.0861 | 22.0861 | 22.0861 | 22.0861 | 22.0861 | 22.0861 | 22.0861 | 22.0861 | 22.0861 | 22.0861 | 22.0861 | 22.0861 | 22.0861 | 22.0861 | 22.0861 | 22.0861 | 22.0861 | 22.0861 | 22.0861 | 22.0861 | 22.0861 | 22.0861 | 22.0861 | 22.0861 | 22.0861 | 22.0861 | 22.0861 | 22.0861 | 22.0861 | 22.0861 | 22.0861
207 | 22.0982 | 22.0982 | 22.0982 | 22.0982 | 22.0982 | 22.0982 | 22.0982 | 22.0982 | 22.0982 | 22.0982 | 22.0982 | 22.0982 | 22.0982 | 22.0982 | 22.0982 | 22.0982 | 22.0982 | 22.0982 | 22.0982 | 22.0982 | 22.0982 | 22.0982 | 22.0982 | 22.0982 | 22.0982 | 22.0982 | 22.0982 | 22.0982 | 22.0982 | 22.0982 | 22.0982 | 22.0982 | 22.0982 | 22.0982 | 22.0982 | 22.0982 | 22.0982 | 22.0982 | 22.0982 | 22.0982 | 22.0982 | 22.0982 | 22.0982 | 22.0982 | 22.0982 | 22.0982 | 22.0982 | 22.0982 | 22.0982 | 22.0982 | 22.0982 | 22.0982 | 22.0982 | 22.0982 | 22.0982 | 22.0982 | 22.0982 | 22.0982 | 22.0982 | 22.0982
208 | 22.1102 | 22.1102 | 22.1102 | 22.1102 | 22.1102 | 22.1102 | 22.1102 | 22.1102 | 22.1102 | 22.1102 | 22.1102 | 22.1102 | 22.1102 | 22.1102 | 22.1102 | 22.1102 | 22.1102 | 22.1102 | 22.1102 | 22.1102 | 22.1102 | 22.1102 | 22.1102 | 22.1102 | 22.1102 | 22.1102 | 22.1102 | 22.1102 | 22.1102 | 22.1102 | 22.1102 | 22.1102 | 22.1102 | 22.1102 | 22.1102 | 22.1102 | 22.1102 | 22.1102 | 22.1102 | 22.1102 | 22.1102 | 22.1102 | 22.1102 | 22.1102 | 22.1102 | 22.1102 | 22.1102 | 22.1102 | 22.1102 | 22.1102 | 22.1102 | 22.1102 | 22.1102 | 22.1102 | 22.1102 | 22.1102 | 22.1102 | 22.1102 | 22.1102 | 22.1102
209 | 22.1222 | 22.1222 | 22.1222 | 22.1222 | 22.1222 | 22.1222 | 22.1222 | 22.1222 | 22.1222 | 22.1222 | 22.1222 | 22.1222 | 22.1222 | 22.1222 | 22.1222 | 22.1222 | 22.1222 | 22.1222 | 22.1222 | 22.1222 | 22.1222 | 22.1222 | 22.1222 | 22.1222 | 22.1222 | 22.1222 | 22.1222 | 22.1222 | 22.1222 | 22.1222 | 22.1222 | 22.1222 | 22.1222 | 22.1222 | 22.1222 | 22.1222 | 22.1222 | 22.1222 | 22.1222 | 22.1222 | 22.1222 | 22.1222 | 22.1222 | 22.1222 | 22.1222 | 22.1222 | 22.1222 | 22.1222 | 22.1222 | 22.1222 | 22.1222 | 22.1222 | 22.1222 | 22.1222 | 22.1222 | 22.1222 | 22.1222 | 22.1222 | 22.1222 | 22.1222
210 | 22.1342 | 22.1342 | 22.1342 | 22.1342 | 22.1342 | 22.1342 | 22.1342 | 22.1342 | 22.1342 | 22.1342 | 22.1342 | 22.1342 | 22.1342 | 22.1342 | 22.1342 | 22.1342 | 22.1342 | 22.1342 | 22.1342 | 22.1342 | 22.1342 | 22.1342 | 22.1342 | 22.1342 | 22.1342 | 22.1342 | 22.1342 | 22.1342 | 22.1342 | 22.1342 | 22.1342 | 22.1342 | 22.1342 | 22.1342 | 22.1342 | 22.1342 | 22.1342 | 22.1342 | 22.1342 | 22.1342 | 22.1342 | 22.1342 | 22.1342 | 22.1342 | 22.1342 | 22.1342 | 22.1342 | 22.1342 | 22.1342 | 22.1342 | 22.1342 | 22.1342 | 22.1342 | 22.1342 | 22.1342 | 22.1342 | 22.1342 | 22.1342 | 22.1342 | 22.1342
211 | 22.146 | 22.146 | 22.146 | 22.146 | 22.146 | 22.146 | 22.146 | 22.146 | 22.146 | 22.146 | 22.146 | 22.146 | 22.146 | 22.146 | 22.146 | 22.146 | 22.146 | 22.146 | 22.146 | 22.146 | 22.146 | 22.146 | 22.146 | 22.146 | 22.146 | 22.146 | 22.146 | 22.146 | 22.146 | 22.146 | 22.146 | 22.146 | 22.146 | 22.146 | 22.146 | 22.146 | 22.146 | 22.146 | 22.146 | 22.146 | 22.146 | 22.146 | 22.146 | 22.146 | 22.146 | 22.146 | 22.146 | 22.146 | 22.146 | 22.146 | 22.146 | 22.146 | 22.146 | 22.146 | 22.146 | 22.146 | 22.146 | 22.146 | 22.146 | 22.146
212 | 22.1579 | 22.1579 | 22.1579 | 22.1579 | 22.1579 | 22.1579 | 22.1579 | 22.1579 | 22.1579 | 22.1579 | 22.1579 | 22.1579 | 22.1579 | 22.1579 | 22.1579 | 22.1579 | 22.1579 | 22.1579 | 22.1579 | 22.1579 | 22.1579 | 22.1579 | 22.1579 | 22.1579 | 22.1579 | 22.1579 | 22.1579 | 22.1579 | 22.1579 | 22.1579 | 22.1579 | 22.1579 | 22.1579 | 22.1579 | 22.1579 | 22.1579 | 22.1579 | 22.1579 | 22.1579 | 22.1579 | 22.1579 | 22.1579 | 22.1579 | 22.1579 | 22.1579 | 22.1579 | 22.1579 | 22.1579 | 22.1579 | 22.1579 | 22.1579 | 22.1579 | 22.1579 | 22.1579 | 22.1579 | 22.1579 | 22.1579 | 22.1579 | 22.1579 | 22.1579
213 | 22.1696 | 22.1696 | 22.1696 | 22.1696 | 22.1696 | 22.1696 | 22.1696 | 22.1696 | 22.1696 | 22.1696 | 22.1696 | 22.1696 | 22.1696 | 22.1696 | 22.1696 | 22.1696 | 22.1696 | 22.1696 | 22.1696 | 22.1696 | 22.1696 | 22.1696 | 22.1696 | 22.1696 | 22.1696 | 22.1696 | 22.1696 | 22.1696 | 22.1696 | 22.1696 | 22.1696 | 22.1696 | 22.1696 | 22.1696 | 22.1696 | 22.1696 | 22.1696 | 22.1696 | 22.1696 | 22.1696 | 22.1696 | 22.1696 | 22.1696 | 22.1696 | 22.1696 | 22.1696 | 22.1696 | 22.1696 | 22.1696 | 22.1696 | 22.1696 | 22.1696 | 22.1696 | 22.1696 | 22.1696 | 22.1696 | 22.1696 | 22.1696 | 22.1696 | 22.1696
214 | 22.1813 | 22.1813 | 22.1813 | 22.1813 | 22.1813 | 22.1813 | 22.1813 | 22.1813 | 22.1813 | 22.1813 | 22.1813 | 22.1813 | 22.1813 | 22.1813 | 22.1813 | 22.1813 | 22.1813 | 22.1813 | 22.1813 | 22.1813 | 22.1813 | 22.1813 | 22.1813 | 22.1813 | 22.1813 | 22.1813 | 22.1813 | 22.1813 | 22.1813 | 22.1813 | 22.1813 | 22.1813 | 22.1813 | 22.1813 | 22.1813 | 22.1813 | 22.1813 | 22.1813 | 22.1813 | 22.1813 | 22.1813 | 22.1813 | 22.1813 | 22.1813 | 22.1813 | 22.1813 | 22.1813 | 22.1813 | 22.1813 | 22.1813 | 22.1813 | 22.1813 | 22.1813 | 22.1813 | 22.1813 | 22.1813 | 22.1813 | 22.1813 | 22.1813 | 22.1813
215 | 22.193 | 22.193 | 22.193 | 22.193 | 22.193 | 22.193 | 22.193 | 22.193 | 22.193 | 22.193 | 22.193 | 22.193 | 22.193 | 22.193 | 22.193 | 22.193 | 22.193 | 22.193 | 22.193 | 22.193 | 22.193 | 22.193 | 22.193 | 22.193 | 22.193 | 22.193 | 22.193 | 22.193 | 22.193 | 22.193 | 22.193 | 22.193 | 22.193 | 22.193 | 22.193 | 22.193 | 22.193 | 22.193 | 22.193 | 22.193 | 22.193 | 22.193 | 22.193 | 22.193 | 22.193 | 22.193 | 22.193 | 22.193 | 22.193 | 22.193 | 22.193 | 22.193 | 22.193 | 22.193 | 22.193 | 22.193 | 22.193 | 22.193 | 22.193 | 22.193
216 | 22.2046 | 22.2046 | 22.2046 | 22.2046 | 22.2046 | 22.2046 | 22.2046 | 22.2046 | 22.2046 | 22.2046 | 22.2046 | 22.2046 | 22.2046 | 22.2046 | 22.2046 | 22.2046 | 22.2046 | 22.2046 | 22.2046 | 22.2046 | 22.2046 | 22.2046 | 22.2046 | 22.2046 | 22.2046 | 22.2046 | 22.2046 | 22.2046 | 22.2046 | 22.2046 | 22.2046 | 22.2046 | 22.2046 | 22.2046 | 22.2046 | 22.2046 | 22.2046 | 22.2046 | 22.2046 | 22.2046 | 22.2046 | 22.2046 | 22.2046 | 22.2046 | 22.2046 | 22.2046 | 22.2046 | 22.2046 | 22.2046 | 22.2046 | 22.2046 | 22.2046 | 22.2046 | 22.2046 | 22.2046 | 22.2046 | 22.2046 | 22.2046 | 22.2046 | 22.2046
217 | 22.2161 | 22.2161 | 22.2161 | 22.2161 | 22.2161 | 22.2161 | 22.2161 | 22.2161 | 22.2161 | 22.2161 | 22.2161 | 22.2161 | 22.2161 | 22.2161 | 22.2161 | 22.2161 | 22.2161 | 22.2161 | 22.2161 | 22.2161 | 22.2161 | 22.2161 | 22.2161 | 22.2161 | 22.2161 | 22.2161 | 22.2161 | 22.2161 | 22.2161 | 22.2161 | 22.2161 | 22.2161 | 22.2161 | 22.2161 | 22.2161 | 22.2161 | 22.2161 | 22.2161 | 22.2161 | 22.2161 | 22.2161 | 22.2161 | 22.2161 | 22.2161 | 22.2161 | 22.2161 | 22.2161 | 22.2161 | 22.2161 | 22.2161 | 22.2161 | 22.2161 | 22.2161 | 22.2161 | 22.2161 | 22.2161 | 22.2161 | 22.2161 | 22.2161 | 22.2161
218 | 22.2276 | 22.2276 | 22.2276 | 22.2276 | 22.2276 | 22.2276 | 22.2276 | 22.2276 | 22.2276 | 22.2276 | 22.2276 | 22.2276 | 22.2276 | 22.2276 | 22.2276 | 22.2276 | 22.2276 | 22.2276 | 22.2276 | 22.2276 | 22.2276 | 22.2276 | 22.2276 | 22.2276 | 22.2276 | 22.2276 | 22.2276 | 22.2276 | 22.2276 | 22.2276 | 22.2276 | 22.2276 | 22.2276 | 22.2276 | 22.2276 | 22.2276 | 22.2276 | 22.2276 | 22.2276 | 22.2276 | 22.2276 | 22.2276 | 22.2276 | 22.2276 | 22.2276 | 22.2276 | 22.2276 | 22.2276 | 22.2276 | 22.2276 | 22.2276 | 22.2276 | 22.2276 | 22.2276 | 22.2276 | 22.2276 | 22.2276 | 22.2276 | 22.2276 | 22.2276
219 | 22.2391 | 22.2391 | 22.2391 | 22.2391 | 22.2391 | 22.2391 | 22.2391 | 22.2391 | 22.2391 | 22.2391 | 22.2391 | 22.2391 | 22.2391 | 22.2391 | 22.2391 | 22.2391 | 22.2391 | 22.2391 | 22.2391 | 22.2391 | 22.2391 | 22.2391 | 22.2391 | 22.2391 | 22.2391 | 22.2391 | 22.2391 | 22.2391 | 22.2391 | 22.2391 | 22.2391 | 22.2391 | 22.2391 | 22.2391 | 22.2391 | 22.2391 | 22.2391 | 22.2391 | 22.2391 | 22.2391 | 22.2391 | 22.2391 | 22.2391 | 22.2391 | 22.2391 | 22.2391 | 22.2391 | 22.2391 | 22.2391 | 22.2391 | 22.2391 | 22.2391 | 22.2391 | 22.2391 | 22.2391 | 22.2391 | 22.2391 | 22.2391 | 22.2391 | 22.2391
220 | 22.2505 | 22.2505 | 22.2505 | 22.2505 | 22.2505 | 22.2505 | 22.2505 | 22.2505 | 22.2505 | 22.2505 | 22.2505 | 22.2505 | 22.2505 | 22.2505 | 22.2505 | 22.2505 | 22.2505 | 22.2505 | 22.2505 | 22.2505 | 22.2505 | 22.2505 | 22.2505 | 22.2505 | 22.2505 | 22.2505 | 22.2505 | 22.2505 | 22.2505 | 22.2505 | 22.2505 | 22.2505 | 22.2505 | 22.2505 | 22.2505 | 22.2505 | 22.2505 | 22.2505 | 22.2505 | 22.2505 | 22.2505 | 22.2505 | 22.2505 | 22.2505 | 22.2505 | 22.2505 | 22.2505 | 22.2505 | 22.2505 | 22.2505 | 22.2505 | 22.2505 | 22.2505 | 22.2505 | 22.2505 | 22.2505 | 22.2505 | 22.2505 | 22.2505 | 22.2505
221 | 22.2618 | 22.2618 | 22.2618 | 22.2618 | 22.2618 | 22.2618 | 22.2618 | 22.2618 | 22.2618 | 22.2618 | 22.2618 | 22.2618 | 22.2618 | 22.2618 | 22.2618 | 22.2618 | 22.2618 | 22.2618 | 22.2618 | 22.2618 | 22.2618 | 22.2618 | 22.2618 | 22.2618 | 22.2618 | 22.2618 | 22.2618 | 22.2618 | 22.2618 | 22.2618 | 22.2618 | 22.2618 | 22.2618 | 22.2618 | 22.2618 | 22.2618 | 22.2618 | 22.2618 | 22.2618 | 22.2618 | 22.2618 | 22.2618 | 22.2618 | 22.2618 | 22.2618 | 22.2618 | 22.2618 | 22.2618 | 22.2618 | 22.2618 | 22.2618 | 22.2618 | 22.2618 | 22.2618 | 22.2618 | 22.2618 | 22.2618 | 22.2618 | 22.2618 | 22.2618
222 | 22.2731 | 22.2731 | 22.2731 | 22.2731 | 22.2731 | 22.2731 | 22.2731 | 22.2731 | 22.2731 | 22.2731 | 22.2731 | 22.2731 | 22.2731 | 22.2731 | 22.2731 | 22.2731 | 22.2731 | 22.2731 | 22.2731 | 22.2731 | 22.2731 | 22.2731 | 22.2731 | 22.2731 | 22.2731 | 22.2731 | 22.2731 | 22.2731 | 22.2731 | 22.2731 | 22.2731 | 22.2731 | 22.2731 | 22.2731 | 22.2731 | 22.2731 | 22.2731 | 22.2731 | 22.2731 | 22.2731 | 22.2731 | 22.2731 | 22.2731 | 22.2731 | 22.2731 | 22.2731 | 22.2731 | 22.2731 | 22.2731 | 22.2731 | 22.2731 | 22.2731 | 22.2731 | 22.2731 | 22.2731 | 22.2731 | 22.2731 | 22.2731 | 22.2731 | 22.2731
223 | 22.2843 | 22.2843 | 22.2843 | 22.2843 | 22.2843 | 22.2843 | 22.2843 | 22.2843 | 22.2843 | 22.2843 | 22.2843 | 22.2843 | 22.2843 | 22.2843 | 22.2843 | 22.2843 | 22.2843 | 22.2843 | 22.2843 | 22.2843 | 22.2843 | 22.2843 | 22.2843 | 22.2843 | 22.2843 | 22.2843 | 22.2843 | 22.2843 | 22.2843 | 22.2843 | 22.2843 | 22.2843 | 22.2843 | 22.2843 | 22.2843 | 22.2843 | 22.2843 | 22.2843 | 22.2843 | 22.2843 | 22.2843 | 22.2843 | 22.2843 | 22.2843 | 22.2843 | 22.2843 | 22.2843 | 22.2843 | 22.2843 | 22.2843 | 22.2843 | 22.2843 | 22.2843 | 22.2843 | 22.2843 | 22.2843 | 22.2843 | 22.2843 | 22.2843 | 22.2843
224 | 22.2955 | 22.2955 | 22.2955 | 22.2955 | 22.2955 | 22.2955 | 22.2955 | 22.2955 | 22.2955 | 22.2955 | 22.2955 | 22.2955 | 22.2955 | 22.2955 | 22.2955 | 22.2955 | 22.2955 | 22.2955 | 22.2955 | 22.2955 | 22.2955 | 22.2955 | 22.2955 | 22.2955 | 22.2955 | 22.2955 | 22.2955 | 22.2955 | 22.2955 | 22.2955 | 22.2955 | 22.2955 | 22.2955 | 22.2955 | 22.2955 | 22.2955 | 22.2955 | 22.2955 | 22.2955 | 22.2955 | 22.2955 | 22.2955 | 22.2955 | 22.2955 | 22.2955 | 22.2955 | 22.2955 | 22.2955 | 22.2955 | 22.2955 | 22.2955 | 22.2955 | 22.2955 | 22.2955 | 22.2955 | 22.2955 | 22.2955 | 22.2955 | 22.2955 | 22.2955
225 | 22.3066 | 22.3066 | 22.3066 | 22.3066 | 22.3066 | 22.3066 | 22.3066 | 22.3066 | 22.3066 | 22.3066 | 22.3066 | 22.3066 | 22.3066 | 22.3066 | 22.3066 | 22.3066 | 22.3066 | 22.3066 | 22.3066 | 22.3066 | 22.3066 | 22.3066 | 22.3066 | 22.3066 | 22.3066 | 22.3066 | 22.3066 | 22.3066 | 22.3066 | 22.3066 | 22.3066 | 22.3066 | 22.3066 | 22.3066 | 22.3066 | 22.3066 | 22.3066 | 22.3066 | 22.3066 | 22.3066 | 22.3066 | 22.3066 | 22.3066 | 22.3066 | 22.3066 | 22.3066 | 22.3066 | 22.3066 | 22.3066 | 22.3066 | 22.3066 | 22.3066 | 22.3066 | 22.3066 | 22.3066 | 22.3066 | 22.3066 | 22.3066 | 22.3066 | 22.3066
226 | 22.3177 | 22.3177 | 22.3177 | 22.3177 | 22.3177 | 22.3177 | 22.3177 | 22.3177 | 22.3177 | 22.3177 | 22.3177 | 22.3177 | 22.3177 | 22.3177 | 22.3177 | 22.3177 | 22.3177 | 22.3177 | 22.3177 | 22.3177 | 22.3177 | 22.3177 | 22.3177 | 22.3177 | 22.3177 | 22.3177 | 22.3177 | 22.3177 | 22.3177 | 22.3177 | 22.3177 | 22.3177 | 22.3177 | 22.3177 | 22.3177 | 22.3177 | 22.3177 | 22.3177 | 22.3177 | 22.3177 | 22.3177 | 22.3177 | 22.3177 | 22.3177 | 22.3177 | 22.3177 | 22.3177 | 22.3177 | 22.3177 | 22.3177 | 22.3177 | 22.3177 | 22.3177 | 22.3177 | 22.3177 | 22.3177 | 22.3177 | 22.3177 | 22.3177 | 22.3177
227 | 22.3288 | 22.3288 | 22.3288 | 22.3288 | 22.3288 | 22.3288 | 22.3288 | 22.3288 | 22.3288 | 22.3288 | 22.3288 | 22.3288 | 22.3288 | 22.3288 | 22.3288 | 22.3288 | 22.3288 | 22.3288 | 22.3288 | 22.3288 | 22.3288 | 22.3288 | 22.3288 | 22.3288 | 22.3288 | 22.3288 | 22.3288 | 22.3288 | 22.3288 | 22.3288 | 22.3288 | 22.3288 | 22.3288 | 22.3288 | 22.3288 | 22.3288 | 22.3288 | 22.3288 | 22.3288 | 22.3288 | 22.3288 | 22.3288 | 22.3288 | 22.3288 | 22.3288 | 22.3288 | 22.3288 | 22.3288 | 22.3288 | 22.3288 | 22.3288 | 22.3288 | 22.3288 | 22.3288 | 22.3288 | 22.3288 | 22.3288 | 22.3288 | 22.3288 | 22.3288
228 | 22.3398 | 22.3398 | 22.3398 | 22.3398 | 22.3398 | 22.3398 | 22.3398 | 22.3398 | 22.3398 | 22.3398 | 22.3398 | 22.3398 | 22.3398 | 22.3398 | 22.3398 | 22.3398 | 22.3398 | 22.3398 | 22.3398 | 22.3398 | 22.3398 | 22.3398 | 22.3398 | 22.3398 | 22.3398 | 22.3398 | 22.3398 | 22.3398 | 22.3398 | 22.3398 | 22.3398 | 22.3398 | 22.3398 | 22.3398 | 22.3398 | 22.3398 | 22.3398 | 22.3398 | 22.3398 | 22.3398 | 22.3398 | 22.3398 | 22.3398 | 22.3398 | 22.3398 | 22.3398 | 22.3398 | 22.3398 | 22.3398 | 22.3398 | 22.3398 | 22.3398 | 22.3398 | 22.3398 | 22.3398 | 22.3398 | 22.3398 | 22.3398 | 22.3398 | 22.3398
229 | 22.3507 | 22.3507 | 22.3507 | 22.3507 | 22.3507 | 22.3507 | 22.3507 | 22.3507 | 22.3507 | 22.3507 | 22.3507 | 22.3507 | 22.3507 | 22.3507 | 22.3507 | 22.3507 | 22.3507 | 22.3507 | 22.3507 | 22.3507 | 22.3507 | 22.3507 | 22.3507 | 22.3507 | 22.3507 | 22.3507 | 22.3507 | 22.3507 | 22.3507 | 22.3507 | 22.3507 | 22.3507 | 22.3507 | 22.3507 | 22.3507 | 22.3507 | 22.3507 | 22.3507 | 22.3507 | 22.3507 | 22.3507 | 22.3507 | 22.3507 | 22.3507 | 22.3507 | 22.3507 | 22.3507 | 22.3507 | 22.3507 | 22.3507 | 22.3507 | 22.3507 | 22.3507 | 22.3507 | 22.3507 | 22.3507 | 22.3507 | 22.3507 | 22.3507 | 22.3507
230 | 22.3616 | 22.3616 | 22.3616 | 22.3616 | 22.3616 | 22.3616 | 22.3616 | 22.3616 | 22.3616 | 22.3616 | 22.3616 | 22.3616 | 22.3616 | 22.3616 | 22.3616 | 22.3616 | 22.3616 | 22.3616 | 22.3616 | 22.3616 | 22.3616 | 22.3616 | 22.3616 | 22.3616 | 22.3616 | 22.3616 | 22.3616 | 22.3616 | 22.3616 | 22.3616 | 22.3616 | 22.3616 | 22.3616 | 22.3616 | 22.3616 | 22.3616 | 22.3616 | 22.3616 | 22.3616 | 22.3616 | 22.3616 | 22.3616 | 22.3616 | 22.3616 | 22.3616 | 22.3616 | 22.3616 | 22.3616 | 22.3616 | 22.3616 | 22.3616 | 22.3616 | 22.3616 | 22.3616 | 22.3616 | 22.3616 | 22.3616 | 22.3616 | 22.3616 | 22.3616
231 | 22.3724 | 22.3724 | 22.3724 | 22.3724 | 22.3724 | 22.3724 | 22.3724 | 22.3724 | 22.3724 | 22.3724 | 22.3724 | 22.3724 | 22.3724 | 22.3724 | 22.3724 | 22.3724 | 22.3724 | 22.3724 | 22.3724 | 22.3724 | 22.3724 | 22.3724 | 22.3724 | 22.3724 | 22.3724 | 22.3724 | 22.3724 | 22.3724 | 22.3724 | 22.3724 | 22.3724 | 22.3724 | 22.3724 | 22.3724 | 22.3724 | 22.3724 | 22.3724 | 22.3724 | 22.3724 | 22.3724 | 22.3724 | 22.3724 | 22.3724 | 22.3724 | 22.3724 | 22.3724 | 22.3724 | 22.3724 | 22.3724 | 22.3724 | 22.3724 | 22.3724 | 22.3724 | 22.3724 | 22.3724 | 22.3724 | 22.3724 | 22.3724 | 22.3724 | 22.3724
232 | 22.3832 | 22.3832 | 22.3832 | 22.3832 | 22.3832 | 22.3832 | 22.3832 | 22.3832 | 22.3832 | 22.3832 | 22.3832 | 22.3832 | 22.3832 | 22.3832 | 22.3832 | 22.3832 | 22.3832 | 22.3832 | 22.3832 | 22.3832 | 22.3832 | 22.3832 | 22.3832 | 22.3832 | 22.3832 | 22.3832 | 22.3832 | 22.3832 | 22.3832 | 22.3832 | 22.3832 | 22.3832 | 22.3832 | 22.3832 | 22.3832 | 22.3832 | 22.3832 | 22.3832 | 22.3832 | 22.3832 | 22.3832 | 22.3832 | 22.3832 | 22.3832 | 22.3832 | 22.3832 | 22.3832 | 22.3832 | 22.3832 | 22.3832 | 22.3832 | 22.3832 | 22.3832 | 22.3832 | 22.3832 | 22.3832 | 22.3832 | 22.3832 | 22.3832 | 22.3832
233 | 22.394 | 22.394 | 22.394 | 22.394 | 22.394 | 22.394 | 22.394 | 22.394 | 22.394 | 22.394 | 22.394 | 22.394 | 22.394 | 22.394 | 22.394 | 22.394 | 22.394 | 22.394 | 22.394 | 22.394 | 22.394 | 22.394 | 22.394 | 22.394 | 22.394 | 22.394 | 22.394 | 22.394 | 22.394 | 22.394 | 22.394 | 22.394 | 22.394 | 22.394 | 22.394 | 22.394 | 22.394 | 22.394 | 22.394 | 22.394 | 22.394 | 22.394 | 22.394 | 22.394 | 22.394 | 22.394 | 22.394 | 22.394 | 22.394 | 22.394 | 22.394 | 22.394 | 22.394 | 22.394 | 22.394 | 22.394 | 22.394 | 22.394 | 22.394 | 22.394
234 | 22.4047 | 22.4047 | 22.4047 | 22.4047 | 22.4047 | 22.4047 | 22.4047 | 22.4047 | 22.4047 | 22.4047 | 22.4047 | 22.4047 | 22.4047 | 22.4047 | 22.4047 | 22.4047 | 22.4047 | 22.4047 | 22.4047 | 22.4047 | 22.4047 | 22.4047 | 22.4047 | 22.4047 | 22.4047 | 22.4047 | 22.4047 | 22.4047 | 22.4047 | 22.4047 | 22.4047 | 22.4047 | 22.4047 | 22.4047 | 22.4047 | 22.4047 | 22.4047 | 22.4047 | 22.4047 | 22.4047 | 22.4047 | 22.4047 | 22.4047 | 22.4047 | 22.4047 | 22.4047 | 22.4047 | 22.4047 | 22.4047 | 22.4047 | 22.4047 | 22.4047 | 22.4047 | 22.4047 | 22.4047 | 22.4047 | 22.4047 | 22.4047 | 22.4047 | 22.4047
235 | 22.4154 | 22.4154 | 22.4154 | 22.4154 | 22.4154 | 22.4154 | 22.4154 | 22.4154 | 22.4154 | 22.4154 | 22.4154 | 22.4154 | 22.4154 | 22.4154 | 22.4154 | 22.4154 | 22.4154 | 22.4154 | 22.4154 | 22.4154 | 22.4154 | 22.4154 | 22.4154 | 22.4154 | 22.4154 | 22.4154 | 22.4154 | 22.4154 | 22.4154 | 22.4154 | 22.4154 | 22.4154 | 22.4154 | 22.4154 | 22.4154 | 22.4154 | 22.4154 | 22.4154 | 22.4154 | 22.4154 | 22.4154 | 22.4154 | 22.4154 | 22.4154 | 22.4154 | 22.4154 | 22.4154 | 22.4154 | 22.4154 | 22.4154 | 22.4154 | 22.4154 | 22.4154 | 22.4154 | 22.4154 | 22.4154 | 22.4154 | 22.4154 | 22.4154 | 22.4154
236 | 22.426 | 22.426 | 22.426 | 22.426 | 22.426 | 22.426 | 22.426 | 22.426 | 22.426 | 22.426 | 22.426 | 22.426 | 22.426 | 22.426 | 22.426 | 22.426 | 22.426 | 22.426 | 22.426 | 22.426 | 22.426 | 22.426 | 22.426 | 22.426 | 22.426 | 22.426 | 22.426 | 22.426 | 22.426 | 22.426 | 22.426 | 22.426 | 22.426 | 22.426 | 22.426 | 22.426 | 22.426 | 22.426 | 22.426 | 22.426 | 22.426 | 22.426 | 22.426 | 22.426 | 22.426 | 22.426 | 22.426 | 22.426 | 22.426 | 22.426 | 22.426 | 22.426 | 22.426 | 22.426 | 22.426 | 22.426 | 22.426 | 22.426 | 22.426 | 22.426
237 | 22.4365 | 22.4365 | 22.4365 | 22.4365 | 22.4365 | 22.4365 | 22.4365 | 22.4365 | 22.4365 | 22.4365 | 22.4365 | 22.4365 | 22.4365 | 22.4365 | 22.4365 | 22.4365 | 22.4365 | 22.4365 | 22.4365 | 22.4365 | 22.4365 | 22.4365 | 22.4365 | 22.4365 | 22.4365 | 22.4365 | 22.4365 | 22.4365 | 22.4365 | 22.4365 | 22.4365 | 22.4365 | 22.4365 | 22.4365 | 22.4365 | 22.4365 | 22.4365 | 22.4365 | 22.4365 | 22.4365 | 22.4365 | 22.4365 | 22.4365 | 22.4365 | 22.4365 | 22.4365 | 22.4365 | 22.4365 | 22.4365 | 22.4365 | 22.4365 | 22.4365 | 22.4365 | 22.4365 | 22.4365 | 22.4365 | 22.4365 | 22.4365 | 22.4365 | 22.4365
238 | 22.4471 | 22.4471 | 22.4471 | 22.4471 | 22.4471 | 22.4471 | 22.4471 | 22.4471 | 22.4471 | 22.4471 | 22.4471 | 22.4471 | 22.4471 | 22.4471 | 22.4471 | 22.4471 | 22.4471 | 22.4471 | 22.4471 | 22.4471 | 22.4471 | 22.4471 | 22.4471 | 22.4471 | 22.4471 | 22.4471 | 22.4471 | 22.4471 | 22.4471 | 22.4471 | 22.4471 | 22.4471 | 22.4471 | 22.4471 | 22.4471 | 22.4471 | 22.4471 | 22.4471 | 22.4471 | 22.4471 | 22.4471 | 22.4471 | 22.4471 | 22.4471 | 22.4471 | 22.4471 | 22.4471 | 22.4471 | 22.4471 | 22.4471 | 22.4471 | 22.4471 | 22.4471 | 22.4471 | 22.4471 | 22.4471 | 22.4471 | 22.4471 | 22.4471 | 22.4471
239 | 22.4576 | 22.4576 | 22.4576 | 22.4576 | 22.4576 | 22.4576 | 22.4576 | 22.4576 | 22.4576 | 22.4576 | 22.4576 | 22.4576 | 22.4576 | 22.4576 | 22.4576 | 22.4576 | 22.4576 | 22.4576 | 22.4576 | 22.4576 | 22.4576 | 22.4576 | 22.4576 | 22.4576 | 22.4576 | 22.4576 | 22.4576 | 22.4576 | 22.4576 | 22.4576 | 22.4576 | 22.4576 | 22.4576 | 22.4576 | 22.4576 | 22.4576 | 22.4576 | 22.4576 | 22.4576 | 22.4576 | 22.4576 | 22.4576 | 22.4576 | 22.4576 | 22.4576 | 22.4576 | 22.4576 | 22.4576 | 22.4576 | 22.4576 | 22.4576 | 22.4576 | 22.4576 | 22.4576 | 22.4576 | 22.4576 | 22.4576 | 22.4576 | 22.4576 | 22.4576
240 | 22.468 | 22.468 | 22.468 | 22.468 | 22.468 | 22.468 | 22.468 | 22.468 | 22.468 | 22.468 | 22.468 | 22.468 | 22.468 | 22.468 | 22.468 | 22.468 | 22.468 | 22.468 | 22.468 | 22.468 | 22.468 | 22.468 | 22.468 | 22.468 | 22.468 | 22.468 | 22.468 | 22.468 | 22.468 | 22.468 | 22.468 | 22.468 | 22.468 | 22.468 | 22.468 | 22.468 | 22.468 | 22.468 | 22.468 | 22.468 | 22.468 | 22.468 | 22.468 | 22.468 | 22.468 | 22.468 | 22.468 | 22.468 | 22.468 | 22.468 | 22.468 | 22.468 | 22.468 | 22.468 | 22.468 | 22.468 | 22.468 | 22.468 | 22.468 | 22.468
241 | 22.4784 | 22.4784 | 22.4784 | 22.4784 | 22.4784 | 22.4784 | 22.4784 | 22.4784 | 22.4784 | 22.4784 | 22.4784 | 22.4784 | 22.4784 | 22.4784 | 22.4784 | 22.4784 | 22.4784 | 22.4784 | 22.4784 | 22.4784 | 22.4784 | 22.4784 | 22.4784 | 22.4784 | 22.4784 | 22.4784 | 22.4784 | 22.4784 | 22.4784 | 22.4784 | 22.4784 | 22.4784 | 22.4784 | 22.4784 | 22.4784 | 22.4784 | 22.4784 | 22.4784 | 22.4784 | 22.4784 | 22.4784 | 22.4784 | 22.4784 | 22.4784 | 22.4784 | 22.4784 | 22.4784 | 22.4784 | 22.4784 | 22.4784 | 22.4784 | 22.4784 | 22.4784 | 22.4784 | 22.4784 | 22.4784 | 22.4784 | 22.4784 | 22.4784 | 22.4784
242 | 22.4887 | 22.4887 | 22.4887 | 22.4887 | 22.4887 | 22.4887 | 22.4887 | 22.4887 | 22.4887 | 22.4887 | 22.4887 | 22.4887 | 22.4887 | 22.4887 | 22.4887 | 22.4887 | 22.4887 | 22.4887 | 22.4887 | 22.4887 | 22.4887 | 22.4887 | 22.4887 | 22.4887 | 22.4887 | 22.4887 | 22.4887 | 22.4887 | 22.4887 | 22.4887 | 22.4887 | 22.4887 | 22.4887 | 22.4887 | 22.4887 | 22.4887 | 22.4887 | 22.4887 | 22.4887 | 22.4887 | 22.4887 | 22.4887 | 22.4887 | 22.4887 | 22.4887 | 22.4887 | 22.4887 | 22.4887 | 22.4887 | 22.4887 | 22.4887 | 22.4887 | 22.4887 | 22.4887 | 22.4887 | 22.4887 | 22.4887 | 22.4887 | 22.4887 | 22.4887
243 | 22.499 | 22.499 | 22.499 | 22.499 | 22.499 | 22.499 | 22.499 | 22.499 | 22.499 | 22.499 | 22.499 | 22.499 | 22.499 | 22.499 | 22.499 | 22.499 | 22.499 | 22.499 | 22.499 | 22.499 | 22.499 | 22.499 | 22.499 | 22.499 | 22.499 | 22.499 | 22.499 | 22.499 | 22.499 | 22.499 | 22.499 | 22.499 | 22.499 | 22.499 | 22.499 | 22.499 | 22.499 | 22.499 | 22.499 | 22.499 | 22.499 | 22.499 | 22.499 | 22.499 | 22.499 | 22.499 | 22.499 | 22.499 | 22.499 | 22.499 | 22.499 | 22.499 | 22.499 | 22.499 | 22.499 | 22.499 | 22.499 | 22.499 | 22.499 | 22.499
244 | 22.5093 | 22.5093 | 22.5093 | 22.5093 | 22.5093 | 22.5093 | 22.5093 | 22.5093 | 22.5093 | 22.5093 | 22.5093 | 22.5093 | 22.5093 | 22.5093 | 22.5093 | 22.5093 | 22.5093 | 22.5093 | 22.5093 | 22.5093 | 22.5093 | 22.5093 | 22.5093 | 22.5093 | 22.5093 | 22.5093 | 22.5093 | 22.5093 | 22.5093 | 22.5093 | 22.5093 | 22.5093 | 22.5093 | 22.5093 | 22.5093 | 22.5093 | 22.5093 | 22.5093 | 22.5093 | 22.5093 | 22.5093 | 22.5093 | 22.5093 | 22.5093 | 22.5093 | 22.5093 | 22.5093 | 22.5093 | 22.5093 | 22.5093 | 22.5093 | 22.5093 | 22.5093 | 22.5093 | 22.5093 | 22.5093 | 22.5093 | 22.5093 | 22.5093 | 22.5093
245 | 22.5195 | 22.5195 | 22.5195 | 22.5195 | 22.5195 | 22.5195 | 22.5195 | 22.5195 | 22.5195 | 22.5195 | 22.5195 | 22.5195 | 22.5195 | 22.5195 | 22.5195 | 22.5195 | 22.5195 | 22.5195 | 22.5195 | 22.5195 | 22.5195 | 22.5195 | 22.5195 | 22.5195 | 22.5195 | 22.5195 | 22.5195 | 22.5195 | 22.5195 | 22.5195 | 22.5195 | 22.5195 | 22.5195 | 22.5195 | 22.5195 | 22.5195 | 22.5195 | 22.5195 | 22.5195 | 22.5195 | 22.5195 | 22.5195 | 22.5195 | 22.5195 | 22.5195 | 22.5195 | 22.5195 | 22.5195 | 22.5195 | 22.5195 | 22.5195 | 22.5195 | 22.5195 | 22.5195 | 22.5195 | 22.5195 | 22.5195 | 22.5195 | 22.5195 | 22.5195
246 | 22.5297 | 22.5297 | 22.5297 | 22.5297 | 22.5297 | 22.5297 | 22.5297 | 22.5297 | 22.5297 | 22.5297 | 22.5297 | 22.5297 | 22.5297 | 22.5297 | 22.5297 | 22.5297 | 22.5297 | 22.5297 | 22.5297 | 22.5297 | 22.5297 | 22.5297 | 22.5297 | 22.5297 | 22.5297 | 22.5297 | 22.5297 | 22.5297 | 22.5297 | 22.5297 | 22.5297 | 22.5297 | 22.5297 | 22.5297 | 22.5297 | 22.5297 | 22.5297 | 22.5297 | 22.5297 | 22.5297 | 22.5297 | 22.5297 | 22.5297 | 22.5297 | 22.5297 | 22.5297 | 22.5297 | 22.5297 | 22.5297 | 22.5297 | 22.5297 | 22.5297 | 22.5297 | 22.5297 | 22.5297 | 22.5297 | 22.5297 | 22.5297 | 22.5297 | 22.5297
247 | 22.5399 | 22.5399 | 22.5399 | 22.5399 | 22.5399 | 22.5399 | 22.5399 | 22.5399 | 22.5399 | 22.5399 | 22.5399 | 22.5399 | 22.5399 | 22.5399 | 22.5399 | 22.5399 | 22.5399 | 22.5399 | 22.5399 | 22.5399 | 22.5399 | 22.5399 | 22.5399 | 22.5399 | 22.5399 | 22.5399 | 22.5399 | 22.5399 | 22.5399 | 22.5399 | 22.5399 | 22.5399 | 22.5399 | 22.5399 | 22.5399 | 22.5399 | 22.5399 | 22.5399 | 22.5399 | 22.5399 | 22.5399 | 22.5399 | 22.5399 | 22.5399 | 22.5399 | 22.5399 | 22.5399 | 22.5399 | 22.5399 | 22.5399 | 22.5399 | 22.5399 | 22.5399 | 22.5399 | 22.5399 | 22.5399 | 22.5399 | 22.5399 | 22.5399 | 22.5399
248 | 22.55 | 22.55 | 22.55 | 22.55 | 22.55 | 22.55 | 22.55 | 22.55 | 22.55 | 22.55 | 22.55 | 22.55 | 22.55 | 22.55 | 22.55 | 22.55 | 22.55 | 22.55 | 22.55 | 22.55 | 22.55 | 22.55 | 22.55 | 22.55 | 22.55 | 22.55 | 22.55 | 22.55 | 22.55 | 22.55 | 22.55 | 22.55 | 22.55 | 22.55 | 22.55 | 22.55 | 22.55 | 22.55 | 22.55 | 22.55 | 22.55 | 22.55 | 22.55 | 22.55 | 22.55 | 22.55 | 22.55 | 22.55 | 22.55 | 22.55 | 22.55 | 22.55 | 22.55 | 22.55 | 22.55 | 22.55 | 22.55 | 22.55 | 22.55 | 22.55
249 | 22.56 | 22.56 | 22.56 | 22.56 | 22.56 | 22.56 | 22.56 | 22.56 | 22.56 | 22.56 | 22.56 | 22.56 | 22.56 | 22.56 | 22.56 | 22.56 | 22.56 | 22.56 | 22.56 | 22.56 | 22.56 | 22.56 | 22.56 | 22.56 | 22.56 | 22.56 | 22.56 | 22.56 | 22.56 | 22.56 | 22.56 | 22.56 | 22.56 | 22.56 | 22.56 | 22.56 | 22.56 | 22.56 | 22.56 | 22.56 | 22.56 | 22.56 | 22.56 | 22.56 | 22.56 | 22.56 | 22.56 | 22.56 | 22.56 | 22.56 | 22.56 | 22.56 | 22.56 | 22.56 | 22.56 | 22.56 | 22.56 | 22.56 | 22.56 | 22.56
250 | 22.57 | 22.57 | 22.57 | 22.57 | 22.57 | 22.57 | 22.57 | 22.57 | 22.57 | 22.57 | 22.57 | 22.57 | 22.57 | 22.57 | 22.57 | 22.57 | 22.57 | 22.57 | 22.57 | 22.57 | 22.57 | 22.57 | 22.57 | 22.57 | 22.57 | 22.57 | 22.57 | 22.57 | 22.57 | 22.57 | 22.57 | 22.57 | 22.57 | 22.57 | 22.57 | 22.57 | 22.57 | 22.57 | 22.57 | 22.57 | 22.57 | 22.57 | 22.57 | 22.57 | 22.57 | 22.57 | 22.57 | 22.57 | 22.57 | 22.57 | 22.57 | 22.57 | 22.57 | 22.57 | 22.57 | 22.57 | 22.57 | 22.57 | 22.57 | 22.57
251 | 22.58 | 22.58 | 22.58 | 22.58 | 22.58 | 22.58 | 22.58 | 22.58 | 22.58 | 22.58 | 22.58 | 22.58 | 22.58 | 22.58 | 22.58 | 22.58 | 22.58 | 22.58 | 22.58 | 22.58 | 22.58 | 22.58 | 22.58 | 22.58 | 22.58 | 22.58 | 22.58 | 22.58 | 22.58 | 22.58 | 22.58 | 22.58 | 22.58 | 22.58 | 22.58 | 22.58 | 22.58 | 22.58 | 22.58 | 22.58 | 22.58 | 22.58 | 22.58 | 22.58 | 22.58 | 22.58 | 22.58 | 22.58 | 22.58 | 22.58 | 22.58 | 22.58 | 22.58 | 22.58 | 22.58 | 22.58 | 22.58 | 22.58 | 22.58 | 22.58
252 | 22.59 | 22.59 | 22.59 | 22.59 | 22.59 | 22.59 | 22.59 | 22.59 | 22.59 | 22.59 | 22.59 | 22.59 | 22.59 | 22.59 | 22.59 | 22.59 | 22.59 | 22.59 | 22.59 | 22.59 | 22.59 | 22.59 | 22.59 | 22.59 | 22.59 | 22.59 | 22.59 | 22.59 | 22.59 | 22.59 | 22.59 | 22.59 | 22.59 | 22.59 | 22.59 | 22.59 | 22.59 | 22.59 | 22.59 | 22.59 | 22.59 | 22.59 | 22.59 | 22.59 | 22.59 | 22.59 | 22.59 | 22.59 | 22.59 | 22.59 | 22.59 | 22.59 | 22.59 | 22.59 | 22.59 | 22.59 | 22.59 | 22.59 | 22.59 | 22.59
253 | 22.5999 | 22.5999 | 22.5999 | 22.5999 | 22.5999 | 22.5999 | 22.5999 | 22.5999 | 22.5999 | 22.5999 | 22.5999 | 22.5999 | 22.5999 | 22.5999 | 22.5999 | 22.5999 | 22.5999 | 22.5999 | 22.5999 | 22.5999 | 22.5999 | 22.5999 | 22.5999 | 22.5999 | 22.5999 | 22.5999 | 22.5999 | 22.5999 | 22.5999 | 22.5999 | 22.5999 | 22.5999 | 22.5999 | 22.5999 | 22.5999 | 22.5999 | 22.5999 | 22.5999 | 22.5999 | 22.5999 | 22.5999 | 22.5999 | 22.5999 | 22.5999 | 22.5999 | 22.5999 | 22.5999 | 22.5999 | 22.5999 | 22.5999 | 22.5999 | 22.5999 | 22.5999 | 22.5999 | 22.5999 | 22.5999 | 22.5999 | 22.5999 | 22.5999 | 22.5999
254 | 22.6097 | 22.6097 | 22.6097 | 22.6097 | 22.6097 | 22.6097 | 22.6097 | 22.6097 | 22.6097 | 22.6097 | 22.6097 | 22.6097 | 22.6097 | 22.6097 | 22.6097 | 22.6097 | 22.6097 | 22.6097 | 22.6097 | 22.6097 | 22.6097 | 22.6097 | 22.6097 | 22.6097 | 22.6097 | 22.6097 | 22.6097 | 22.6097 | 22.6097 | 22.6097 | 22.6097 | 22.6097 | 22.6097 | 22.6097 | 22.6097 | 22.6097 | 22.6097 | 22.6097 | 22.6097 | 22.6097 | 22.6097 | 22.6097 | 22.6097 | 22.6097 | 22.6097 | 22.6097 | 22.6097 | 22.6097 | 22.6097 | 22.6097 | 22.6097 | 22.6097 | 22.6097 | 22.6097 | 22.6097 | 22.6097 | 22.6097 | 22.6097 | 22.6097 | 22.6097
255 | 22.6196 | 22.6196 | 22.6196 | 22.6196 | 22.6196 | 22.6196 | 22.6196 | 22.6196 | 22.6196 | 22.6196 | 22.6196 | 22.6196 | 22.6196 | 22.6196 | 22.6196 | 22.6196 | 22.6196 | 22.6196 | 22.6196 | 22.6196 | 22.6196 | 22.6196 | 22.6196 | 22.6196 | 22.6196 | 22.6196 | 22.6196 | 22.6196 | 22.6196 | 22.6196 | 22.6196 | 22.6196 | 22.6196 | 22.6196 | 22.6196 | 22.6196 | 22.6196 | 22.6196 | 22.6196 | 22.6196 | 22.6196 | 22.6196 | 22.6196 | 22.6196 | 22.6196 | 22.6196 | 22.6196 | 22.6196 | 22.6196 | 22.6196 | 22.6196 | 22.6196 | 22.6196 | 22.6196 | 22.6196 | 22.6196 | 22.6196 | 22.6196 | 22.6196 | 22.6196
256 | 22.6293 | 22.6293 | 22.6293 | 22.6293 | 22.6293 | 22.6293 | 22.6293 | 22.6293 | 22.6293 | 22.6293 | 22.6293 | 22.6293 | 22.6293 | 22.6293 | 22.6293 | 22.6293 | 22.6293 | 22.6293 | 22.6293 | 22.6293 | 22.6293 | 22.6293 | 22.6293 | 22.6293 | 22.6293 | 22.6293 | 22.6293 | 22.6293 | 22.6293 | 22.6293 | 22.6293 | 22.6293 | 22.6293 | 22.6293 | 22.6293 | 22.6293 | 22.6293 | 22.6293 | 22.6293 | 22.6293 | 22.6293 | 22.6293 | 22.6293 | 22.6293 | 22.6293 | 22.6293 | 22.6293 | 22.6293 | 22.6293 | 22.6293 | 22.6293 | 22.6293 | 22.6293 | 22.6293 | 22.6293 | 22.6293 | 22.6293 | 22.6293 | 22.6293 | 22.6293
257 | 22.6391 | 22.6391 | 22.6391 | 22.6391 | 22.6391 | 22.6391 | 22.6391 | 22.6391 | 22.6391 | 22.6391 | 22.6391 | 22.6391 | 22.6391 | 22.6391 | 22.6391 | 22.6391 | 22.6391 | 22.6391 | 22.6391 | 22.6391 | 22.6391 | 22.6391 | 22.6391 | 22.6391 | 22.6391 | 22.6391 | 22.6391 | 22.6391 | 22.6391 | 22.6391 | 22.6391 | 22.6391 | 22.6391 | 22.6391 | 22.6391 | 22.6391 | 22.6391 | 22.6391 | 22.6391 | 22.6391 | 22.6391 | 22.6391 | 22.6391 | 22.6391 | 22.6391 | 22.6391 | 22.6391 | 22.6391 | 22.6391 | 22.6391 | 22.6391 | 22.6391 | 22.6391 | 22.6391 | 22.6391 | 22.6391 | 22.6391 | 22.6391 | 22.6391 | 22.6391
258 | 22.6488 | 22.6488 | 22.6488 | 22.6488 | 22.6488 | 22.6488 | 22.6488 | 22.6488 | 22.6488 | 22.6488 | 22.6488 | 22.6488 | 22.6488 | 22.6488 | 22.6488 | 22.6488 | 22.6488 | 22.6488 | 22.6488 | 22.6488 | 22.6488 | 22.6488 | 22.6488 | 22.6488 | 22.6488 | 22.6488 | 22.6488 | 22.6488 | 22.6488 | 22.6488 | 22.6488 | 22.6488 | 22.6488 | 22.6488 | 22.6488 | 22.6488 | 22.6488 | 22.6488 | 22.6488 | 22.6488 | 22.6488 | 22.6488 | 22.6488 | 22.6488 | 22.6488 | 22.6488 | 22.6488 | 22.6488 | 22.6488 | 22.6488 | 22.6488 | 22.6488 | 22.6488 | 22.6488 | 22.6488 | 22.6488 | 22.6488 | 22.6488 | 22.6488 | 22.6488
259 | 22.6585 | 22.6585 | 22.6585 | 22.6585 | 22.6585 | 22.6585 | 22.6585 | 22.6585 | 22.6585 | 22.6585 | 22.6585 | 22.6585 | 22.6585 | 22.6585 | 22.6585 | 22.6585 | 22.6585 | 22.6585 | 22.6585 | 22.6585 | 22.6585 | 22.6585 | 22.6585 | 22.6585 | 22.6585 | 22.6585 | 22.6585 | 22.6585 | 22.6585 | 22.6585 | 22.6585 | 22.6585 | 22.6585 | 22.6585 | 22.6585 | 22.6585 | 22.6585 | 22.6585 | 22.6585 | 22.6585 | 22.6585 | 22.6585 | 22.6585 | 22.6585 | 22.6585 | 22.6585 | 22.6585 | 22.6585 | 22.6585 | 22.6585 | 22.6585 | 22.6585 | 22.6585 | 22.6585 | 22.6585 | 22.6585 | 22.6585 | 22.6585 | 22.6585 | 22.6585
260 | 22.6681 | 22.6681 | 22.6681 | 22.6681 | 22.6681 | 22.6681 | 22.6681 | 22.6681 | 22.6681 | 22.6681 | 22.6681 | 22.6681 | 22.6681 | 22.6681 | 22.6681 | 22.6681 | 22.6681 | 22.6681 | 22.6681 | 22.6681 | 22.6681 | 22.6681 | 22.6681 | 22.6681 | 22.6681 | 22.6681 | 22.6681 | 22.6681 | 22.6681 | 22.6681 | 22.6681 | 22.6681 | 22.6681 | 22.6681 | 22.6681 | 22.6681 | 22.6681 | 22.6681 | 22.6681 | 22.6681 | 22.6681 | 22.6681 | 22.6681 | 22.6681 | 22.6681 | 22.6681 | 22.6681 | 22.6681 | 22.6681 | 22.6681 | 22.6681 | 22.6681 | 22.6681 | 22.6681 | 22.6681 | 22.6681 | 22.6681 | 22.6681 | 22.6681 | 22.6681
261 | 22.6777 | 22.6777 | 22.6777 | 22.6777 | 22.6777 | 22.6777 | 22.6777 | 22.6777 | 22.6777 | 22.6777 | 22.6777 | 22.6777 | 22.6777 | 22.6777 | 22.6777 | 22.6777 | 22.6777 | 22.6777 | 22.6777 | 22.6777 | 22.6777 | 22.6777 | 22.6777 | 22.6777 | 22.6777 | 22.6777 | 22.6777 | 22.6777 | 22.6777 | 22.6777 | 22.6777 | 22.6777 | 22.6777 | 22.6777 | 22.6777 | 22.6777 | 22.6777 | 22.6777 | 22.6777 | 22.6777 | 22.6777 | 22.6777 | 22.6777 | 22.6777 | 22.6777 | 22.6777 | 22.6777 | 22.6777 | 22.6777 | 22.6777 | 22.6777 | 22.6777 | 22.6777 | 22.6777 | 22.6777 | 22.6777 | 22.6777 | 22.6777 | 22.6777 | 22.6777
262 | 22.6873 | 22.6873 | 22.6873 | 22.6873 | 22.6873 | 22.6873 | 22.6873 | 22.6873 | 22.6873 | 22.6873 | 22.6873 | 22.6873 | 22.6873 | 22.6873 | 22.6873 | 22.6873 | 22.6873 | 22.6873 | 22.6873 | 22.6873 | 22.6873 | 22.6873 | 22.6873 | 22.6873 | 22.6873 | 22.6873 | 22.6873 | 22.6873 | 22.6873 | 22.6873 | 22.6873 | 22.6873 | 22.6873 | 22.6873 | 22.6873 | 22.6873 | 22.6873 | 22.6873 | 22.6873 | 22.6873 | 22.6873 | 22.6873 | 22.6873 | 22.6873 | 22.6873 | 22.6873 | 22.6873 | 22.6873 | 22.6873 | 22.6873 | 22.6873 | 22.6873 | 22.6873 | 22.6873 | 22.6873 | 22.6873 | 22.6873 | 22.6873 | 22.6873 | 22.6873
263 | 22.6968 | 22.6968 | 22.6968 | 22.6968 | 22.6968 | 22.6968 | 22.6968 | 22.6968 | 22.6968 | 22.6968 | 22.6968 | 22.6968 | 22.6968 | 22.6968 | 22.6968 | 22.6968 | 22.6968 | 22.6968 | 22.6968 | 22.6968 | 22.6968 | 22.6968 | 22.6968 | 22.6968 | 22.6968 | 22.6968 | 22.6968 | 22.6968 | 22.6968 | 22.6968 | 22.6968 | 22.6968 | 22.6968 | 22.6968 | 22.6968 | 22.6968 | 22.6968 | 22.6968 | 22.6968 | 22.6968 | 22.6968 | 22.6968 | 22.6968 | 22.6968 | 22.6968 | 22.6968 | 22.6968 | 22.6968 | 22.6968 | 22.6968 | 22.6968 | 22.6968 | 22.6968 | 22.6968 | 22.6968 | 22.6968 | 22.6968 | 22.6968 | 22.6968 | 22.6968
264 | 22.7063 | 22.7063 | 22.7063 | 22.7063 | 22.7063 | 22.7063 | 22.7063 | 22.7063 | 22.7063 | 22.7063 | 22.7063 | 22.7063 | 22.7063 | 22.7063 | 22.7063 | 22.7063 | 22.7063 | 22.7063 | 22.7063 | 22.7063 | 22.7063 | 22.7063 | 22.7063 | 22.7063 | 22.7063 | 22.7063 | 22.7063 | 22.7063 | 22.7063 | 22.7063 | 22.7063 | 22.7063 | 22.7063 | 22.7063 | 22.7063 | 22.7063 | 22.7063 | 22.7063 | 22.7063 | 22.7063 | 22.7063 | 22.7063 | 22.7063 | 22.7063 | 22.7063 | 22.7063 | 22.7063 | 22.7063 | 22.7063 | 22.7063 | 22.7063 | 22.7063 | 22.7063 | 22.7063 | 22.7063 | 22.7063 | 22.7063 | 22.7063 | 22.7063 | 22.7063
265 | 22.7157 | 22.7157 | 22.7157 | 22.7157 | 22.7157 | 22.7157 | 22.7157 | 22.7157 | 22.7157 | 22.7157 | 22.7157 | 22.7157 | 22.7157 | 22.7157 | 22.7157 | 22.7157 | 22.7157 | 22.7157 | 22.7157 | 22.7157 | 22.7157 | 22.7157 | 22.7157 | 22.7157 | 22.7157 | 22.7157 | 22.7157 | 22.7157 | 22.7157 | 22.7157 | 22.7157 | 22.7157 | 22.7157 | 22.7157 | 22.7157 | 22.7157 | 22.7157 | 22.7157 | 22.7157 | 22.7157 | 22.7157 | 22.7157 | 22.7157 | 22.7157 | 22.7157 | 22.7157 | 22.7157 | 22.7157 | 22.7157 | 22.7157 | 22.7157 | 22.7157 | 22.7157 | 22.7157 | 22.7157 | 22.7157 | 22.7157 | 22.7157 | 22.7157 | 22.7157
266 | 22.7251 | 22.7251 | 22.7251 | 22.7251 | 22.7251 | 22.7251 | 22.7251 | 22.7251 | 22.7251 | 22.7251 | 22.7251 | 22.7251 | 22.7251 | 22.7251 | 22.7251 | 22.7251 | 22.7251 | 22.7251 | 22.7251 | 22.7251 | 22.7251 | 22.7251 | 22.7251 | 22.7251 | 22.7251 | 22.7251 | 22.7251 | 22.7251 | 22.7251 | 22.7251 | 22.7251 | 22.7251 | 22.7251 | 22.7251 | 22.7251 | 22.7251 | 22.7251 | 22.7251 | 22.7251 | 22.7251 | 22.7251 | 22.7251 | 22.7251 | 22.7251 | 22.7251 | 22.7251 | 22.7251 | 22.7251 | 22.7251 | 22.7251 | 22.7251 | 22.7251 | 22.7251 | 22.7251 | 22.7251 | 22.7251 | 22.7251 | 22.7251 | 22.7251 | 22.7251
267 | 22.7345 | 22.7345 | 22.7345 | 22.7345 | 22.7345 | 22.7345 | 22.7345 | 22.7345 | 22.7345 | 22.7345 | 22.7345 | 22.7345 | 22.7345 | 22.7345 | 22.7345 | 22.7345 | 22.7345 | 22.7345 | 22.7345 | 22.7345 | 22.7345 | 22.7345 | 22.7345 | 22.7345 | 22.7345 | 22.7345 | 22.7345 | 22.7345 | 22.7345 | 22.7345 | 22.7345 | 22.7345 | 22.7345 | 22.7345 | 22.7345 | 22.7345 | 22.7345 | 22.7345 | 22.7345 | 22.7345 | 22.7345 | 22.7345 | 22.7345 | 22.7345 | 22.7345 | 22.7345 | 22.7345 | 22.7345 | 22.7345 | 22.7345 | 22.7345 | 22.7345 | 22.7345 | 22.7345 | 22.7345 | 22.7345 | 22.7345 | 22.7345 | 22.7345 | 22.7345
268 | 22.7439 | 22.7439 | 22.7439 | 22.7439 | 22.7439 | 22.7439 | 22.7439 | 22.7439 | 22.7439 | 22.7439 | 22.7439 | 22.7439 | 22.7439 | 22.7439 | 22.7439 | 22.7439 | 22.7439 | 22.7439 | 22.7439 | 22.7439 | 22.7439 | 22.7439 | 22.7439 | 22.7439 | 22.7439 | 22.7439 | 22.7439 | 22.7439 | 22.7439 | 22.7439 | 22.7439 | 22.7439 | 22.7439 | 22.7439 | 22.7439 | 22.7439 | 22.7439 | 22.7439 | 22.7439 | 22.7439 | 22.7439 | 22.7439 | 22.7439 | 22.7439 | 22.7439 | 22.7439 | 22.7439 | 22.7439 | 22.7439 | 22.7439 | 22.7439 | 22.7439 | 22.7439 | 22.7439 | 22.7439 | 22.7439 | 22.7439 | 22.7439 | 22.7439 | 22.7439
269 | 22.7532 | 22.7532 | 22.7532 | 22.7532 | 22.7532 | 22.7532 | 22.7532 | 22.7532 | 22.7532 | 22.7532 | 22.7532 | 22.7532 | 22.7532 | 22.7532 | 22.7532 | 22.7532 | 22.7532 | 22.7532 | 22.7532 | 22.7532 | 22.7532 | 22.7532 | 22.7532 | 22.7532 | 22.7532 | 22.7532 | 22.7532 | 22.7532 | 22.7532 | 22.7532 | 22.7532 | 22.7532 | 22.7532 | 22.7532 | 22.7532 | 22.7532 | 22.7532 | 22.7532 | 22.7532 | 22.7532 | 22.7532 | 22.7532 | 22.7532 | 22.7532 | 22.7532 | 22.7532 | 22.7532 | 22.7532 | 22.7532 | 22.7532 | 22.7532 | 22.7532 | 22.7532 | 22.7532 | 22.7532 | 22.7532 | 22.7532 | 22.7532 | 22.7532 | 22.7532
270 | 22.7624 | 22.7624 | 22.7624 | 22.7624 | 22.7624 | 22.7624 | 22.7624 | 22.7624 | 22.7624 | 22.7624 | 22.7624 | 22.7624 | 22.7624 | 22.7624 | 22.7624 | 22.7624 | 22.7624 | 22.7624 | 22.7624 | 22.7624 | 22.7624 | 22.7624 | 22.7624 | 22.7624 | 22.7624 | 22.7624 | 22.7624 | 22.7624 | 22.7624 | 22.7624 | 22.7624 | 22.7624 | 22.7624 | 22.7624 | 22.7624 | 22.7624 | 22.7624 | 22.7624 | 22.7624 | 22.7624 | 22.7624 | 22.7624 | 22.7624 | 22.7624 | 22.7624 | 22.7624 | 22.7624 | 22.7624 | 22.7624 | 22.7624 | 22.7624 | 22.7624 | 22.7624 | 22.7624 | 22.7624 | 22.7624 | 22.7624 | 22.7624 | 22.7624 | 22.7624
271 | 22.7717 | 22.7717 | 22.7717 | 22.7717 | 22.7717 | 22.7717 | 22.7717 | 22.7717 | 22.7717 | 22.7717 | 22.7717 | 22.7717 | 22.7717 | 22.7717 | 22.7717 | 22.7717 | 22.7717 | 22.7717 | 22.7717 | 22.7717 | 22.7717 | 22.7717 | 22.7717 | 22.7717 | 22.7717 | 22.7717 | 22.7717 | 22.7717 | 22.7717 | 22.7717 | 22.7717 | 22.7717 | 22.7717 | 22.7717 | 22.7717 | 22.7717 | 22.7717 | 22.7717 | 22.7717 | 22.7717 | 22.7717 | 22.7717 | 22.7717 | 22.7717 | 22.7717 | 22.7717 | 22.7717 | 22.7717 | 22.7717 | 22.7717 | 22.7717 | 22.7717 | 22.7717 | 22.7717 | 22.7717 | 22.7717 | 22.7717 | 22.7717 | 22.7717 | 22.7717
272 | 22.7809 | 22.7809 | 22.7809 | 22.7809 | 22.7809 | 22.7809 | 22.7809 | 22.7809 | 22.7809 | 22.7809 | 22.7809 | 22.7809 | 22.7809 | 22.7809 | 22.7809 | 22.7809 | 22.7809 | 22.7809 | 22.7809 | 22.7809 | 22.7809 | 22.7809 | 22.7809 | 22.7809 | 22.7809 | 22.7809 | 22.7809 | 22.7809 | 22.7809 | 22.7809 | 22.7809 | 22.7809 | 22.7809 | 22.7809 | 22.7809 | 22.7809 | 22.7809 | 22.7809 | 22.7809 | 22.7809 | 22.7809 | 22.7809 | 22.7809 | 22.7809 | 22.7809 | 22.7809 | 22.7809 | 22.7809 | 22.7809 | 22.7809 | 22.7809 | 22.7809 | 22.7809 | 22.7809 | 22.7809 | 22.7809 | 22.7809 | 22.7809 | 22.7809 | 22.7809
273 | 22.7901 | 22.7901 | 22.7901 | 22.7901 | 22.7901 | 22.7901 | 22.7901 | 22.7901 | 22.7901 | 22.7901 | 22.7901 | 22.7901 | 22.7901 | 22.7901 | 22.7901 | 22.7901 | 22.7901 | 22.7901 | 22.7901 | 22.7901 | 22.7901 | 22.7901 | 22.7901 | 22.7901 | 22.7901 | 22.7901 | 22.7901 | 22.7901 | 22.7901 | 22.7901 | 22.7901 | 22.7901 | 22.7901 | 22.7901 | 22.7901 | 22.7901 | 22.7901 | 22.7901 | 22.7901 | 22.7901 | 22.7901 | 22.7901 | 22.7901 | 22.7901 | 22.7901 | 22.7901 | 22.7901 | 22.7901 | 22.7901 | 22.7901 | 22.7901 | 22.7901 | 22.7901 | 22.7901 | 22.7901 | 22.7901 | 22.7901 | 22.7901 | 22.7901 | 22.7901
274 | 22.7992 | 22.7992 | 22.7992 | 22.7992 | 22.7992 | 22.7992 | 22.7992 | 22.7992 | 22.7992 | 22.7992 | 22.7992 | 22.7992 | 22.7992 | 22.7992 | 22.7992 | 22.7992 | 22.7992 | 22.7992 | 22.7992 | 22.7992 | 22.7992 | 22.7992 | 22.7992 | 22.7992 | 22.7992 | 22.7992 | 22.7992 | 22.7992 | 22.7992 | 22.7992 | 22.7992 | 22.7992 | 22.7992 | 22.7992 | 22.7992 | 22.7992 | 22.7992 | 22.7992 | 22.7992 | 22.7992 | 22.7992 | 22.7992 | 22.7992 | 22.7992 | 22.7992 | 22.7992 | 22.7992 | 22.7992 | 22.7992 | 22.7992 | 22.7992 | 22.7992 | 22.7992 | 22.7992 | 22.7992 | 22.7992 | 22.7992 | 22.7992 | 22.7992 | 22.7992
275 | 22.8083 | 22.8083 | 22.8083 | 22.8083 | 22.8083 | 22.8083 | 22.8083 | 22.8083 | 22.8083 | 22.8083 | 22.8083 | 22.8083 | 22.8083 | 22.8083 | 22.8083 | 22.8083 | 22.8083 | 22.8083 | 22.8083 | 22.8083 | 22.8083 | 22.8083 | 22.8083 | 22.8083 | 22.8083 | 22.8083 | 22.8083 | 22.8083 | 22.8083 | 22.8083 | 22.8083 | 22.8083 | 22.8083 | 22.8083 | 22.8083 | 22.8083 | 22.8083 | 22.8083 | 22.8083 | 22.8083 | 22.8083 | 22.8083 | 22.8083 | 22.8083 | 22.8083 | 22.8083 | 22.8083 | 22.8083 | 22.8083 | 22.8083 | 22.8083 | 22.8083 | 22.8083 | 22.8083 | 22.8083 | 22.8083 | 22.8083 | 22.8083 | 22.8083 | 22.8083
276 | 22.8174 | 22.8174 | 22.8174 | 22.8174 | 22.8174 | 22.8174 | 22.8174 | 22.8174 | 22.8174 | 22.8174 | 22.8174 | 22.8174 | 22.8174 | 22.8174 | 22.8174 | 22.8174 | 22.8174 | 22.8174 | 22.8174 | 22.8174 | 22.8174 | 22.8174 | 22.8174 | 22.8174 | 22.8174 | 22.8174 | 22.8174 | 22.8174 | 22.8174 | 22.8174 | 22.8174 | 22.8174 | 22.8174 | 22.8174 | 22.8174 | 22.8174 | 22.8174 | 22.8174 | 22.8174 | 22.8174 | 22.8174 | 22.8174 | 22.8174 | 22.8174 | 22.8174 | 22.8174 | 22.8174 | 22.8174 | 22.8174 | 22.8174 | 22.8174 | 22.8174 | 22.8174 | 22.8174 | 22.8174 | 22.8174 | 22.8174 | 22.8174 | 22.8174 | 22.8174
277 | 22.8264 | 22.8264 | 22.8264 | 22.8264 | 22.8264 | 22.8264 | 22.8264 | 22.8264 | 22.8264 | 22.8264 | 22.8264 | 22.8264 | 22.8264 | 22.8264 | 22.8264 | 22.8264 | 22.8264 | 22.8264 | 22.8264 | 22.8264 | 22.8264 | 22.8264 | 22.8264 | 22.8264 | 22.8264 | 22.8264 | 22.8264 | 22.8264 | 22.8264 | 22.8264 | 22.8264 | 22.8264 | 22.8264 | 22.8264 | 22.8264 | 22.8264 | 22.8264 | 22.8264 | 22.8264 | 22.8264 | 22.8264 | 22.8264 | 22.8264 | 22.8264 | 22.8264 | 22.8264 | 22.8264 | 22.8264 | 22.8264 | 22.8264 | 22.8264 | 22.8264 | 22.8264 | 22.8264 | 22.8264 | 22.8264 | 22.8264 | 22.8264 | 22.8264 | 22.8264
278 | 22.8354 | 22.8354 | 22.8354 | 22.8354 | 22.8354 | 22.8354 | 22.8354 | 22.8354 | 22.8354 | 22.8354 | 22.8354 | 22.8354 | 22.8354 | 22.8354 | 22.8354 | 22.8354 | 22.8354 | 22.8354 | 22.8354 | 22.8354 | 22.8354 | 22.8354 | 22.8354 | 22.8354 | 22.8354 | 22.8354 | 22.8354 | 22.8354 | 22.8354 | 22.8354 | 22.8354 | 22.8354 | 22.8354 | 22.8354 | 22.8354 | 22.8354 | 22.8354 | 22.8354 | 22.8354 | 22.8354 | 22.8354 | 22.8354 | 22.8354 | 22.8354 | 22.8354 | 22.8354 | 22.8354 | 22.8354 | 22.8354 | 22.8354 | 22.8354 | 22.8354 | 22.8354 | 22.8354 | 22.8354 | 22.8354 | 22.8354 | 22.8354 | 22.8354 | 22.8354
279 | 22.8444 | 22.8444 | 22.8444 | 22.8444 | 22.8444 | 22.8444 | 22.8444 | 22.8444 | 22.8444 | 22.8444 | 22.8444 | 22.8444 | 22.8444 | 22.8444 | 22.8444 | 22.8444 | 22.8444 | 22.8444 | 22.8444 | 22.8444 | 22.8444 | 22.8444 | 22.8444 | 22.8444 | 22.8444 | 22.8444 | 22.8444 | 22.8444 | 22.8444 | 22.8444 | 22.8444 | 22.8444 | 22.8444 | 22.8444 | 22.8444 | 22.8444 | 22.8444 | 22.8444 | 22.8444 | 22.8444 | 22.8444 | 22.8444 | 22.8444 | 22.8444 | 22.8444 | 22.8444 | 22.8444 | 22.8444 | 22.8444 | 22.8444 | 22.8444 | 22.8444 | 22.8444 | 22.8444 | 22.8444 | 22.8444 | 22.8444 | 22.8444 | 22.8444 | 22.8444
280 | 22.8534 | 22.8534 | 22.8534 | 22.8534 | 22.8534 | 22.8534 | 22.8534 | 22.8534 | 22.8534 | 22.8534 | 22.8534 | 22.8534 | 22.8534 | 22.8534 | 22.8534 | 22.8534 | 22.8534 | 22.8534 | 22.8534 | 22.8534 | 22.8534 | 22.8534 | 22.8534 | 22.8534 | 22.8534 | 22.8534 | 22.8534 | 22.8534 | 22.8534 | 22.8534 | 22.8534 | 22.8534 | 22.8534 | 22.8534 | 22.8534 | 22.8534 | 22.8534 | 22.8534 | 22.8534 | 22.8534 | 22.8534 | 22.8534 | 22.8534 | 22.8534 | 22.8534 | 22.8534 | 22.8534 | 22.8534 | 22.8534 | 22.8534 | 22.8534 | 22.8534 | 22.8534 | 22.8534 | 22.8534 | 22.8534 | 22.8534 | 22.8534 | 22.8534 | 22.8534
281 | 22.8623 | 22.8623 | 22.8623 | 22.8623 | 22.8623 | 22.8623 | 22.8623 | 22.8623 | 22.8623 | 22.8623 | 22.8623 | 22.8623 | 22.8623 | 22.8623 | 22.8623 | 22.8623 | 22.8623 | 22.8623 | 22.8623 | 22.8623 | 22.8623 | 22.8623 | 22.8623 | 22.8623 | 22.8623 | 22.8623 | 22.8623 | 22.8623 | 22.8623 | 22.8623 | 22.8623 | 22.8623 | 22.8623 | 22.8623 | 22.8623 | 22.8623 | 22.8623 | 22.8623 | 22.8623 | 22.8623 | 22.8623 | 22.8623 | 22.8623 | 22.8623 | 22.8623 | 22.8623 | 22.8623 | 22.8623 | 22.8623 | 22.8623 | 22.8623 | 22.8623 | 22.8623 | 22.8623 | 22.8623 | 22.8623 | 22.8623 | 22.8623 | 22.8623 | 22.8623
282 | 22.8712 | 22.8712 | 22.8712 | 22.8712 | 22.8712 | 22.8712 | 22.8712 | 22.8712 | 22.8712 | 22.8712 | 22.8712 | 22.8712 | 22.8712 | 22.8712 | 22.8712 | 22.8712 | 22.8712 | 22.8712 | 22.8712 | 22.8712 | 22.8712 | 22.8712 | 22.8712 | 22.8712 | 22.8712 | 22.8712 | 22.8712 | 22.8712 | 22.8712 | 22.8712 | 22.8712 | 22.8712 | 22.8712 | 22.8712 | 22.8712 | 22.8712 | 22.8712 | 22.8712 | 22.8712 | 22.8712 | 22.8712 | 22.8712 | 22.8712 | 22.8712 | 22.8712 | 22.8712 | 22.8712 | 22.8712 | 22.8712 | 22.8712 | 22.8712 | 22.8712 | 22.8712 | 22.8712 | 22.8712 | 22.8712 | 22.8712 | 22.8712 | 22.8712 | 22.8712
283 | 22.88 | 22.88 | 22.88 | 22.88 | 22.88 | 22.88 | 22.88 | 22.88 | 22.88 | 22.88 | 22.88 | 22.88 | 22.88 | 22.88 | 22.88 | 22.88 | 22.88 | 22.88 | 22.88 | 22.88 | 22.88 | 22.88 | 22.88 | 22.88 | 22.88 | 22.88 | 22.88 | 22.88 | 22.88 | 22.88 | 22.88 | 22.88 | 22.88 | 22.88 | 22.88 | 22.88 | 22.88 | 22.88 | 22.88 | 22.88 | 22.88 | 22.88 | 22.88 | 22.88 | 22.88 | 22.88 | 22.88 | 22.88 | 22.88 | 22.88 | 22.88 | 22.88 | 22.88 | 22.88 | 22.88 | 22.88 | 22.88 | 22.88 | 22.88 | 22.88
284 | 22.8888 | 22.8888 | 22.8888 | 22.8888 | 22.8888 | 22.8888 | 22.8888 | 22.8888 | 22.8888 | 22.8888 | 22.8888 | 22.8888 | 22.8888 | 22.8888 | 22.8888 | 22.8888 | 22.8888 | 22.8888 | 22.8888 | 22.8888 | 22.8888 | 22.8888 | 22.8888 | 22.8888 | 22.8888 | 22.8888 | 22.8888 | 22.8888 | 22.8888 | 22.8888 | 22.8888 | 22.8888 | 22.8888 | 22.8888 | 22.8888 | 22.8888 | 22.8888 | 22.8888 | 22.8888 | 22.8888 | 22.8888 | 22.8888 | 22.8888 | 22.8888 | 22.8888 | 22.8888 | 22.8888 | 22.8888 | 22.8888 | 22.8888 | 22.8888 | 22.8888 | 22.8888 | 22.8888 | 22.8888 | 22.8888 | 22.8888 | 22.8888 | 22.8888 | 22.8888
285 | 22.8976 | 22.8976 | 22.8976 | 22.8976 | 22.8976 | 22.8976 | 22.8976 | 22.8976 | 22.8976 | 22.8976 | 22.8976 | 22.8976 | 22.8976 | 22.8976 | 22.8976 | 22.8976 | 22.8976 | 22.8976 | 22.8976 | 22.8976 | 22.8976 | 22.8976 | 22.8976 | 22.8976 | 22.8976 | 22.8976 | 22.8976 | 22.8976 | 22.8976 | 22.8976 | 22.8976 | 22.8976 | 22.8976 | 22.8976 | 22.8976 | 22.8976 | 22.8976 | 22.8976 | 22.8976 | 22.8976 | 22.8976 | 22.8976 | 22.8976 | 22.8976 | 22.8976 | 22.8976 | 22.8976 | 22.8976 | 22.8976 | 22.8976 | 22.8976 | 22.8976 | 22.8976 | 22.8976 | 22.8976 | 22.8976 | 22.8976 | 22.8976 | 22.8976 | 22.8976
286 | 22.9064 | 22.9064 | 22.9064 | 22.9064 | 22.9064 | 22.9064 | 22.9064 | 22.9064 | 22.9064 | 22.9064 | 22.9064 | 22.9064 | 22.9064 | 22.9064 | 22.9064 | 22.9064 | 22.9064 | 22.9064 | 22.9064 | 22.9064 | 22.9064 | 22.9064 | 22.9064 | 22.9064 | 22.9064 | 22.9064 | 22.9064 | 22.9064 | 22.9064 | 22.9064 | 22.9064 | 22.9064 | 22.9064 | 22.9064 | 22.9064 | 22.9064 | 22.9064 | 22.9064 | 22.9064 | 22.9064 | 22.9064 | 22.9064 | 22.9064 | 22.9064 | 22.9064 | 22.9064 | 22.9064 | 22.9064 | 22.9064 | 22.9064 | 22.9064 | 22.9064 | 22.9064 | 22.9064 | 22.9064 | 22.9064 | 22.9064 | 22.9064 | 22.9064 | 22.9064
287 | 22.9151 | 22.9151 | 22.9151 | 22.9151 | 22.9151 | 22.9151 | 22.9151 | 22.9151 | 22.9151 | 22.9151 | 22.9151 | 22.9151 | 22.9151 | 22.9151 | 22.9151 | 22.9151 | 22.9151 | 22.9151 | 22.9151 | 22.9151 | 22.9151 | 22.9151 | 22.9151 | 22.9151 | 22.9151 | 22.9151 | 22.9151 | 22.9151 | 22.9151 | 22.9151 | 22.9151 | 22.9151 | 22.9151 | 22.9151 | 22.9151 | 22.9151 | 22.9151 | 22.9151 | 22.9151 | 22.9151 | 22.9151 | 22.9151 | 22.9151 | 22.9151 | 22.9151 | 22.9151 | 22.9151 | 22.9151 | 22.9151 | 22.9151 | 22.9151 | 22.9151 | 22.9151 | 22.9151 | 22.9151 | 22.9151 | 22.9151 | 22.9151 | 22.9151 | 22.9151
288 | 22.9238 | 22.9238 | 22.9238 | 22.9238 | 22.9238 | 22.9238 | 22.9238 | 22.9238 | 22.9238 | 22.9238 | 22.9238 | 22.9238 | 22.9238 | 22.9238 | 22.9238 | 22.9238 | 22.9238 | 22.9238 | 22.9238 | 22.9238 | 22.9238 | 22.9238 | 22.9238 | 22.9238 | 22.9238 | 22.9238 | 22.9238 | 22.9238 | 22.9238 | 22.9238 | 22.9238 | 22.9238 | 22.9238 | 22.9238 | 22.9238 | 22.9238 | 22.9238 | 22.9238 | 22.9238 | 22.9238 | 22.9238 | 22.9238 | 22.9238 | 22.9238 | 22.9238 | 22.9238 | 22.9238 | 22.9238 | 22.9238 | 22.9238 | 22.9238 | 22.9238 | 22.9238 | 22.9238 | 22.9238 | 22.9238 | 22.9238 | 22.9238 | 22.9238 | 22.9238
289 | 22.9325 | 22.9325 | 22.9325 | 22.9325 | 22.9325 | 22.9325 | 22.9325 | 22.9325 | 22.9325 | 22.9325 | 22.9325 | 22.9325 | 22.9325 | 22.9325 | 22.9325 | 22.9325 | 22.9325 | 22.9325 | 22.9325 | 22.9325 | 22.9325 | 22.9325 | 22.9325 | 22.9325 | 22.9325 | 22.9325 | 22.9325 | 22.9325 | 22.9325 | 22.9325 | 22.9325 | 22.9325 | 22.9325 | 22.9325 | 22.9325 | 22.9325 | 22.9325 | 22.9325 | 22.9325 | 22.9325 | 22.9325 | 22.9325 | 22.9325 | 22.9325 | 22.9325 | 22.9325 | 22.9325 | 22.9325 | 22.9325 | 22.9325 | 22.9325 | 22.9325 | 22.9325 | 22.9325 | 22.9325 | 22.9325 | 22.9325 | 22.9325 | 22.9325 | 22.9325
290 | 22.9411 | 22.9411 | 22.9411 | 22.9411 | 22.9411 | 22.9411 | 22.9411 | 22.9411 | 22.9411 | 22.9411 | 22.9411 | 22.9411 | 22.9411 | 22.9411 | 22.9411 | 22.9411 | 22.9411 | 22.9411 | 22.9411 | 22.9411 | 22.9411 | 22.9411 | 22.9411 | 22.9411 | 22.9411 | 22.9411 | 22.9411 | 22.9411 | 22.9411 | 22.9411 | 22.9411 | 22.9411 | 22.9411 | 22.9411 | 22.9411 | 22.9411 | 22.9411 | 22.9411 | 22.9411 | 22.9411 | 22.9411 | 22.9411 | 22.9411 | 22.9411 | 22.9411 | 22.9411 | 22.9411 | 22.9411 | 22.9411 | 22.9411 | 22.9411 | 22.9411 | 22.9411 | 22.9411 | 22.9411 | 22.9411 | 22.9411 | 22.9411 | 22.9411 | 22.9411
291 | 22.9497 | 22.9497 | 22.9497 | 22.9497 | 22.9497 | 22.9497 | 22.9497 | 22.9497 | 22.9497 | 22.9497 | 22.9497 | 22.9497 | 22.9497 | 22.9497 | 22.9497 | 22.9497 | 22.9497 | 22.9497 | 22.9497 | 22.9497 | 22.9497 | 22.9497 | 22.9497 | 22.9497 | 22.9497 | 22.9497 | 22.9497 | 22.9497 | 22.9497 | 22.9497 | 22.9497 | 22.9497 | 22.9497 | 22.9497 | 22.9497 | 22.9497 | 22.9497 | 22.9497 | 22.9497 | 22.9497 | 22.9497 | 22.9497 | 22.9497 | 22.9497 | 22.9497 | 22.9497 | 22.9497 | 22.9497 | 22.9497 | 22.9497 | 22.9497 | 22.9497 | 22.9497 | 22.9497 | 22.9497 | 22.9497 | 22.9497 | 22.9497 | 22.9497 | 22.9497
292 | 22.9583 | 22.9583 | 22.9583 | 22.9583 | 22.9583 | 22.9583 | 22.9583 | 22.9583 | 22.9583 | 22.9583 | 22.9583 | 22.9583 | 22.9583 | 22.9583 | 22.9583 | 22.9583 | 22.9583 | 22.9583 | 22.9583 | 22.9583 | 22.9583 | 22.9583 | 22.9583 | 22.9583 | 22.9583 | 22.9583 | 22.9583 | 22.9583 | 22.9583 | 22.9583 | 22.9583 | 22.9583 | 22.9583 | 22.9583 | 22.9583 | 22.9583 | 22.9583 | 22.9583 | 22.9583 | 22.9583 | 22.9583 | 22.9583 | 22.9583 | 22.9583 | 22.9583 | 22.9583 | 22.9583 | 22.9583 | 22.9583 | 22.9583 | 22.9583 | 22.9583 | 22.9583 | 22.9583 | 22.9583 | 22.9583 | 22.9583 | 22.9583 | 22.9583 | 22.9583
293 | 22.9668 | 22.9668 | 22.9668 | 22.9668 | 22.9668 | 22.9668 | 22.9668 | 22.9668 | 22.9668 | 22.9668 | 22.9668 | 22.9668 | 22.9668 | 22.9668 | 22.9668 | 22.9668 | 22.9668 | 22.9668 | 22.9668 | 22.9668 | 22.9668 | 22.9668 | 22.9668 | 22.9668 | 22.9668 | 22.9668 | 22.9668 | 22.9668 | 22.9668 | 22.9668 | 22.9668 | 22.9668 | 22.9668 | 22.9668 | 22.9668 | 22.9668 | 22.9668 | 22.9668 | 22.9668 | 22.9668 | 22.9668 | 22.9668 | 22.9668 | 22.9668 | 22.9668 | 22.9668 | 22.9668 | 22.9668 | 22.9668 | 22.9668 | 22.9668 | 22.9668 | 22.9668 | 22.9668 | 22.9668 | 22.9668 | 22.9668 | 22.9668 | 22.9668 | 22.9668
294 | 22.9753 | 22.9753 | 22.9753 | 22.9753 | 22.9753 | 22.9753 | 22.9753 | 22.9753 | 22.9753 | 22.9753 | 22.9753 | 22.9753 | 22.9753 | 22.9753 | 22.9753 | 22.9753 | 22.9753 | 22.9753 | 22.9753 | 22.9753 | 22.9753 | 22.9753 | 22.9753 | 22.9753 | 22.9753 | 22.9753 | 22.9753 | 22.9753 | 22.9753 | 22.9753 | 22.9753 | 22.9753 | 22.9753 | 22.9753 | 22.9753 | 22.9753 | 22.9753 | 22.9753 | 22.9753 | 22.9753 | 22.9753 | 22.9753 | 22.9753 | 22.9753 | 22.9753 | 22.9753 | 22.9753 | 22.9753 | 22.9753 | 22.9753 | 22.9753 | 22.9753 | 22.9753 | 22.9753 | 22.9753 | 22.9753 | 22.9753 | 22.9753 | 22.9753 | 22.9753
295 | 22.9838 | 22.9838 | 22.9838 | 22.9838 | 22.9838 | 22.9838 | 22.9838 | 22.9838 | 22.9838 | 22.9838 | 22.9838 | 22.9838 | 22.9838 | 22.9838 | 22.9838 | 22.9838 | 22.9838 | 22.9838 | 22.9838 | 22.9838 | 22.9838 | 22.9838 | 22.9838 | 22.9838 | 22.9838 | 22.9838 | 22.9838 | 22.9838 | 22.9838 | 22.9838 | 22.9838 | 22.9838 | 22.9838 | 22.9838 | 22.9838 | 22.9838 | 22.9838 | 22.9838 | 22.9838 | 22.9838 | 22.9838 | 22.9838 | 22.9838 | 22.9838 | 22.9838 | 22.9838 | 22.9838 | 22.9838 | 22.9838 | 22.9838 | 22.9838 | 22.9838 | 22.9838 | 22.9838 | 22.9838 | 22.9838 | 22.9838 | 22.9838 | 22.9838 | 22.9838
296 | 22.9923 | 22.9923 | 22.9923 | 22.9923 | 22.9923 | 22.9923 | 22.9923 | 22.9923 | 22.9923 | 22.9923 | 22.9923 | 22.9923 | 22.9923 | 22.9923 | 22.9923 | 22.9923 | 22.9923 | 22.9923 | 22.9923 | 22.9923 | 22.9923 | 22.9923 | 22.9923 | 22.9923 | 22.9923 | 22.9923 | 22.9923 | 22.9923 | 22.9923 | 22.9923 | 22.9923 | 22.9923 | 22.9923 | 22.9923 | 22.9923 | 22.9923 | 22.9923 | 22.9923 | 22.9923 | 22.9923 | 22.9923 | 22.9923 | 22.9923 | 22.9923 | 22.9923 | 22.9923 | 22.9923 | 22.9923 | 22.9923 | 22.9923 | 22.9923 | 22.9923 | 22.9923 | 22.9923 | 22.9923 | 22.9923 | 22.9923 | 22.9923 | 22.9923 | 22.9923
297 | 23.0007 | 23.0007 | 23.0007 | 23.0007 | 23.0007 | 23.0007 | 23.0007 | 23.0007 | 23.0007 | 23.0007 | 23.0007 | 23.0007 | 23.0007 | 23.0007 | 23.0007 | 23.0007 | 23.0007 | 23.0007 | 23.0007 | 23.0007 | 23.0007 | 23.0007 | 23.0007 | 23.0007 | 23.0007 | 23.0007 | 23.0007 | 23.0007 | 23.0007 | 23.0007 | 23.0007 | 23.0007 | 23.0007 | 23.0007 | 23.0007 | 23.0007 | 23.0007 | 23.0007 | 23.0007 | 23.0007 | 23.0007 | 23.0007 | 23.0007 | 23.0007 | 23.0007 | 23.0007 | 23.0007 | 23.0007 | 23.0007 | 23.0007 | 23.0007 | 23.0007 | 23.0007 | 23.0007 | 23.0007 | 23.0007 | 23.0007 | 23.0007 | 23.0007 | 23.0007
298 | 23.0091 | 23.0091 | 23.0091 | 23.0091 | 23.0091 | 23.0091 | 23.0091 | 23.0091 | 23.0091 | 23.0091 | 23.0091 | 23.0091 | 23.0091 | 23.0091 | 23.0091 | 23.0091 | 23.0091 | 23.0091 | 23.0091 | 23.0091 | 23.0091 | 23.0091 | 23.0091 | 23.0091 | 23.0091 | 23.0091 | 23.0091 | 23.0091 | 23.0091 | 23.0091 | 23.0091 | 23.0091 | 23.0091 | 23.0091 | 23.0091 | 23.0091 | 23.0091 | 23.0091 | 23.0091 | 23.0091 | 23.0091 | 23.0091 | 23.0091 | 23.0091 | 23.0091 | 23.0091 | 23.0091 | 23.0091 | 23.0091 | 23.0091 | 23.0091 | 23.0091 | 23.0091 | 23.0091 | 23.0091 | 23.0091 | 23.0091 | 23.0091 | 23.0091 | 23.0091
299 | 23.0175 | 23.0175 | 23.0175 | 23.0175 | 23.0175 | 23.0175 | 23.0175 | 23.0175 | 23.0175 | 23.0175 | 23.0175 | 23.0175 | 23.0175 | 23.0175 | 23.0175 | 23.0175 | 23.0175 | 23.0175 | 23.0175 | 23.0175 | 23.0175 | 23.0175 | 23.0175 | 23.0175 | 23.0175 | 23.0175 | 23.0175 | 23.0175 | 23.0175 | 23.0175 | 23.0175 | 23.0175 | 23.0175 | 23.0175 | 23.0175 | 23.0175 | 23.0175 | 23.0175 | 23.0175 | 23.0175 | 23.0175 | 23.0175 | 23.0175 | 23.0175 | 23.0175 | 23.0175 | 23.0175 | 23.0175 | 23.0175 | 23.0175 | 23.0175 | 23.0175 | 23.0175 | 23.0175 | 23.0175 | 23.0175 | 23.0175 | 23.0175 | 23.0175 | 23.0175
300 | 23.0259 | 23.0259 | 23.0259 | 23.0259 | 23.0259 | 23.0259 | 23.0259 | 23.0259 | 23.0259 | 23.0259 | 23.0259 | 23.0259 | 23.0259 | 23.0259 | 23.0259 | 23.0259 | 23.0259 | 23.0259 | 23.0259 | 23.0259 | 23.0259 | 23.0259 | 23.0259 | 23.0259 | 23.0259 | 23.0259 | 23.0259 | 23.0259 | 23.0259 | 23.0259 | 23.0259 | 23.0259 | 23.0259 | 23.0259 | 23.0259 | 23.0259 | 23.0259 | 23.0259 | 23.0259 | 23.0259 | 23.0259 | 23.0259 | 23.0259 | 23.0259 | 23.0259 | 23.0259 | 23.0259 | 23.0259 | 23.0259 | 23.0259 | 23.0259 | 23.0259 | 23.0259 | 23.0259 | 23.0259 | 23.0259 | 23.0259 | 23.0259 | 23.0259 | 23.0259
301 | 23.0342 | 23.0342 | 23.0342 | 23.0342 | 23.0342 | 23.0342 | 23.0342 | 23.0342 | 23.0342 | 23.0342 | 23.0342 | 23.0342 | 23.0342 | 23.0342 | 23.0342 | 23.0342 | 23.0342 | 23.0342 | 23.0342 | 23.0342 | 23.0342 | 23.0342 | 23.0342 | 23.0342 | 23.0342 | 23.0342 | 23.0342 | 23.0342 | 23.0342 | 23.0342 | 23.0342 | 23.0342 | 23.0342 | 23.0342 | 23.0342 | 23.0342 | 23.0342 | 23.0342 | 23.0342 | 23.0342 | 23.0342 | 23.0342 | 23.0342 | 23.0342 | 23.0342 | 23.0342 | 23.0342 | 23.0342 | 23.0342 | 23.0342 | 23.0342 | 23.0342 | 23.0342 | 23.0342 | 23.0342 | 23.0342 | 23.0342 | 23.0342 | 23.0342 | 23.0342
302 | 23.0425 | 23.0425 | 23.0425 | 23.0425 | 23.0425 | 23.0425 | 23.0425 | 23.0425 | 23.0425 | 23.0425 | 23.0425 | 23.0425 | 23.0425 | 23.0425 | 23.0425 | 23.0425 | 23.0425 | 23.0425 | 23.0425 | 23.0425 | 23.0425 | 23.0425 | 23.0425 | 23.0425 | 23.0425 | 23.0425 | 23.0425 | 23.0425 | 23.0425 | 23.0425 | 23.0425 | 23.0425 | 23.0425 | 23.0425 | 23.0425 | 23.0425 | 23.0425 | 23.0425 | 23.0425 | 23.0425 | 23.0425 | 23.0425 | 23.0425 | 23.0425 | 23.0425 | 23.0425 | 23.0425 | 23.0425 | 23.0425 | 23.0425 | 23.0425 | 23.0425 | 23.0425 | 23.0425 | 23.0425 | 23.0425 | 23.0425 | 23.0425 | 23.0425 | 23.0425
303 | 23.0507 | 23.0507 | 23.0507 | 23.0507 | 23.0507 | 23.0507 | 23.0507 | 23.0507 | 23.0507 | 23.0507 | 23.0507 | 23.0507 | 23.0507 | 23.0507 | 23.0507 | 23.0507 | 23.0507 | 23.0507 | 23.0507 | 23.0507 | 23.0507 | 23.0507 | 23.0507 | 23.0507 | 23.0507 | 23.0507 | 23.0507 | 23.0507 | 23.0507 | 23.0507 | 23.0507 | 23.0507 | 23.0507 | 23.0507 | 23.0507 | 23.0507 | 23.0507 | 23.0507 | 23.0507 | 23.0507 | 23.0507 | 23.0507 | 23.0507 | 23.0507 | 23.0507 | 23.0507 | 23.0507 | 23.0507 | 23.0507 | 23.0507 | 23.0507 | 23.0507 | 23.0507 | 23.0507 | 23.0507 | 23.0507 | 23.0507 | 23.0507 | 23.0507 | 23.0507
304 | 23.059 | 23.059 | 23.059 | 23.059 | 23.059 | 23.059 | 23.059 | 23.059 | 23.059 | 23.059 | 23.059 | 23.059 | 23.059 | 23.059 | 23.059 | 23.059 | 23.059 | 23.059 | 23.059 | 23.059 | 23.059 | 23.059 | 23.059 | 23.059 | 23.059 | 23.059 | 23.059 | 23.059 | 23.059 | 23.059 | 23.059 | 23.059 | 23.059 | 23.059 | 23.059 | 23.059 | 23.059 | 23.059 | 23.059 | 23.059 | 23.059 | 23.059 | 23.059 | 23.059 | 23.059 | 23.059 | 23.059 | 23.059 | 23.059 | 23.059 | 23.059 | 23.059 | 23.059 | 23.059 | 23.059 | 23.059 | 23.059 | 23.059 | 23.059 | 23.059
305 | 23.0672 | 23.0672 | 23.0672 | 23.0672 | 23.0672 | 23.0672 | 23.0672 | 23.0672 | 23.0672 | 23.0672 | 23.0672 | 23.0672 | 23.0672 | 23.0672 | 23.0672 | 23.0672 | 23.0672 | 23.0672 | 23.0672 | 23.0672 | 23.0672 | 23.0672 | 23.0672 | 23.0672 | 23.0672 | 23.0672 | 23.0672 | 23.0672 | 23.0672 | 23.0672 | 23.0672 | 23.0672 | 23.0672 | 23.0672 | 23.0672 | 23.0672 | 23.0672 | 23.0672 | 23.0672 | 23.0672 | 23.0672 | 23.0672 | 23.0672 | 23.0672 | 23.0672 | 23.0672 | 23.0672 | 23.0672 | 23.0672 | 23.0672 | 23.0672 | 23.0672 | 23.0672 | 23.0672 | 23.0672 | 23.0672 | 23.0672 | 23.0672 | 23.0672 | 23.0672
306 | 23.0754 | 23.0754 | 23.0754 | 23.0754 | 23.0754 | 23.0754 | 23.0754 | 23.0754 | 23.0754 | 23.0754 | 23.0754 | 23.0754 | 23.0754 | 23.0754 | 23.0754 | 23.0754 | 23.0754 | 23.0754 | 23.0754 | 23.0754 | 23.0754 | 23.0754 | 23.0754 | 23.0754 | 23.0754 | 23.0754 | 23.0754 | 23.0754 | 23.0754 | 23.0754 | 23.0754 | 23.0754 | 23.0754 | 23.0754 | 23.0754 | 23.0754 | 23.0754 | 23.0754 | 23.0754 | 23.0754 | 23.0754 | 23.0754 | 23.0754 | 23.0754 | 23.0754 | 23.0754 | 23.0754 | 23.0754 | 23.0754 | 23.0754 | 23.0754 | 23.0754 | 23.0754 | 23.0754 | 23.0754 | 23.0754 | 23.0754 | 23.0754 | 23.0754 | 23.0754
307 | 23.0835 | 23.0835 | 23.0835 | 23.0835 | 23.0835 | 23.0835 | 23.0835 | 23.0835 | 23.0835 | 23.0835 | 23.0835 | 23.0835 | 23.0835 | 23.0835 | 23.0835 | 23.0835 | 23.0835 | 23.0835 | 23.0835 | 23.0835 | 23.0835 | 23.0835 | 23.0835 | 23.0835 | 23.0835 | 23.0835 | 23.0835 | 23.0835 | 23.0835 | 23.0835 | 23.0835 | 23.0835 | 23.0835 | 23.0835 | 23.0835 | 23.0835 | 23.0835 | 23.0835 | 23.0835 | 23.0835 | 23.0835 | 23.0835 | 23.0835 | 23.0835 | 23.0835 | 23.0835 | 23.0835 | 23.0835 | 23.0835 | 23.0835 | 23.0835 | 23.0835 | 23.0835 | 23.0835 | 23.0835 | 23.0835 | 23.0835 | 23.0835 | 23.0835 | 23.0835
308 | 23.0916 | 23.0916 | 23.0916 | 23.0916 | 23.0916 | 23.0916 | 23.0916 | 23.0916 | 23.0916 | 23.0916 | 23.0916 | 23.0916 | 23.0916 | 23.0916 | 23.0916 | 23.0916 | 23.0916 | 23.0916 | 23.0916 | 23.0916 | 23.0916 | 23.0916 | 23.0916 | 23.0916 | 23.0916 | 23.0916 | 23.0916 | 23.0916 | 23.0916 | 23.0916 | 23.0916 | 23.0916 | 23.0916 | 23.0916 | 23.0916 | 23.0916 | 23.0916 | 23.0916 | 23.0916 | 23.0916 | 23.0916 | 23.0916 | 23.0916 | 23.0916 | 23.0916 | 23.0916 | 23.0916 | 23.0916 | 23.0916 | 23.0916 | 23.0916 | 23.0916 | 23.0916 | 23.0916 | 23.0916 | 23.0916 | 23.0916 | 23.0916 | 23.0916 | 23.0916
309 | 23.0997 | 23.0997 | 23.0997 | 23.0997 | 23.0997 | 23.0997 | 23.0997 | 23.0997 | 23.0997 | 23.0997 | 23.0997 | 23.0997 | 23.0997 | 23.0997 | 23.0997 | 23.0997 | 23.0997 | 23.0997 | 23.0997 | 23.0997 | 23.0997 | 23.0997 | 23.0997 | 23.0997 | 23.0997 | 23.0997 | 23.0997 | 23.0997 | 23.0997 | 23.0997 | 23.0997 | 23.0997 | 23.0997 | 23.0997 | 23.0997 | 23.0997 | 23.0997 | 23.0997 | 23.0997 | 23.0997 | 23.0997 | 23.0997 | 23.0997 | 23.0997 | 23.0997 | 23.0997 | 23.0997 | 23.0997 | 23.0997 | 23.0997 | 23.0997 | 23.0997 | 23.0997 | 23.0997 | 23.0997 | 23.0997 | 23.0997 | 23.0997 | 23.0997 | 23.0997
310 | 23.1078 | 23.1078 | 23.1078 | 23.1078 | 23.1078 | 23.1078 | 23.1078 | 23.1078 | 23.1078 | 23.1078 | 23.1078 | 23.1078 | 23.1078 | 23.1078 | 23.1078 | 23.1078 | 23.1078 | 23.1078 | 23.1078 | 23.1078 | 23.1078 | 23.1078 | 23.1078 | 23.1078 | 23.1078 | 23.1078 | 23.1078 | 23.1078 | 23.1078 | 23.1078 | 23.1078 | 23.1078 | 23.1078 | 23.1078 | 23.1078 | 23.1078 | 23.1078 | 23.1078 | 23.1078 | 23.1078 | 23.1078 | 23.1078 | 23.1078 | 23.1078 | 23.1078 | 23.1078 | 23.1078 | 23.1078 | 23.1078 | 23.1078 | 23.1078 | 23.1078 | 23.1078 | 23.1078 | 23.1078 | 23.1078 | 23.1078 | 23.1078 | 23.1078 | 23.1078
311 | 23.1159 | 23.1159 | 23.1159 | 23.1159 | 23.1159 | 23.1159 | 23.1159 | 23.1159 | 23.1159 | 23.1159 | 23.1159 | 23.1159 | 23.1159 | 23.1159 | 23.1159 | 23.1159 | 23.1159 | 23.1159 | 23.1159 | 23.1159 | 23.1159 | 23.1159 | 23.1159 | 23.1159 | 23.1159 | 23.1159 | 23.1159 | 23.1159 | 23.1159 | 23.1159 | 23.1159 | 23.1159 | 23.1159 | 23.1159 | 23.1159 | 23.1159 | 23.1159 | 23.1159 | 23.1159 | 23.1159 | 23.1159 | 23.1159 | 23.1159 | 23.1159 | 23.1159 | 23.1159 | 23.1159 | 23.1159 | 23.1159 | 23.1159 | 23.1159 | 23.1159 | 23.1159 | 23.1159 | 23.1159 | 23.1159 | 23.1159 | 23.1159 | 23.1159 | 23.1159
312 | 23.1239 | 23.1239 | 23.1239 | 23.1239 | 23.1239 | 23.1239 | 23.1239 | 23.1239 | 23.1239 | 23.1239 | 23.1239 | 23.1239 | 23.1239 | 23.1239 | 23.1239 | 23.1239 | 23.1239 | 23.1239 | 23.1239 | 23.1239 | 23.1239 | 23.1239 | 23.1239 | 23.1239 | 23.1239 | 23.1239 | 23.1239 | 23.1239 | 23.1239 | 23.1239 | 23.1239 | 23.1239 | 23.1239 | 23.1239 | 23.1239 | 23.1239 | 23.1239 | 23.1239 | 23.1239 | 23.1239 | 23.1239 | 23.1239 | 23.1239 | 23.1239 | 23.1239 | 23.1239 | 23.1239 | 23.1239 | 23.1239 | 23.1239 | 23.1239 | 23.1239 | 23.1239 | 23.1239 | 23.1239 | 23.1239 | 23.1239 | 23.1239 | 23.1239 | 23.1239
313 | 23.1319 | 23.1319 | 23.1319 | 23.1319 | 23.1319 | 23.1319 | 23.1319 | 23.1319 | 23.1319 | 23.1319 | 23.1319 | 23.1319 | 23.1319 | 23.1319 | 23.1319 | 23.1319 | 23.1319 | 23.1319 | 23.1319 | 23.1319 | 23.1319 | 23.1319 | 23.1319 | 23.1319 | 23.1319 | 23.1319 | 23.1319 | 23.1319 | 23.1319 | 23.1319 | 23.1319 | 23.1319 | 23.1319 | 23.1319 | 23.1319 | 23.1319 | 23.1319 | 23.1319 | 23.1319 | 23.1319 | 23.1319 | 23.1319 | 23.1319 | 23.1319 | 23.1319 | 23.1319 | 23.1319 | 23.1319 | 23.1319 | 23.1319 | 23.1319 | 23.1319 | 23.1319 | 23.1319 | 23.1319 | 23.1319 | 23.1319 | 23.1319 | 23.1319 | 23.1319
314 | 23.1399 | 23.1399 | 23.1399 | 23.1399 | 23.1399 | 23.1399 | 23.1399 | 23.1399 | 23.1399 | 23.1399 | 23.1399 | 23.1399 | 23.1399 | 23.1399 | 23.1399 | 23.1399 | 23.1399 | 23.1399 | 23.1399 | 23.1399 | 23.1399 | 23.1399 | 23.1399 | 23.1399 | 23.1399 | 23.1399 | 23.1399 | 23.1399 | 23.1399 | 23.1399 | 23.1399 | 23.1399 | 23.1399 | 23.1399 | 23.1399 | 23.1399 | 23.1399 | 23.1399 | 23.1399 | 23.1399 | 23.1399 | 23.1399 | 23.1399 | 23.1399 | 23.1399 | 23.1399 | 23.1399 | 23.1399 | 23.1399 | 23.1399 | 23.1399 | 23.1399 | 23.1399 | 23.1399 | 23.1399 | 23.1399 | 23.1399 | 23.1399 | 23.1399 | 23.1399
315 | 23.1478 | 23.1478 | 23.1478 | 23.1478 | 23.1478 | 23.1478 | 23.1478 | 23.1478 | 23.1478 | 23.1478 | 23.1478 | 23.1478 | 23.1478 | 23.1478 | 23.1478 | 23.1478 | 23.1478 | 23.1478 | 23.1478 | 23.1478 | 23.1478 | 23.1478 | 23.1478 | 23.1478 | 23.1478 | 23.1478 | 23.1478 | 23.1478 | 23.1478 | 23.1478 | 23.1478 | 23.1478 | 23.1478 | 23.1478 | 23.1478 | 23.1478 | 23.1478 | 23.1478 | 23.1478 | 23.1478 | 23.1478 | 23.1478 | 23.1478 | 23.1478 | 23.1478 | 23.1478 | 23.1478 | 23.1478 | 23.1478 | 23.1478 | 23.1478 | 23.1478 | 23.1478 | 23.1478 | 23.1478 | 23.1478 | 23.1478 | 23.1478 | 23.1478 | 23.1478
316 | 23.1558 | 23.1558 | 23.1558 | 23.1558 | 23.1558 | 23.1558 | 23.1558 | 23.1558 | 23.1558 | 23.1558 | 23.1558 | 23.1558 | 23.1558 | 23.1558 | 23.1558 | 23.1558 | 23.1558 | 23.1558 | 23.1558 | 23.1558 | 23.1558 | 23.1558 | 23.1558 | 23.1558 | 23.1558 | 23.1558 | 23.1558 | 23.1558 | 23.1558 | 23.1558 | 23.1558 | 23.1558 | 23.1558 | 23.1558 | 23.1558 | 23.1558 | 23.1558 | 23.1558 | 23.1558 | 23.1558 | 23.1558 | 23.1558 | 23.1558 | 23.1558 | 23.1558 | 23.1558 | 23.1558 | 23.1558 | 23.1558 | 23.1558 | 23.1558 | 23.1558 | 23.1558 | 23.1558 | 23.1558 | 23.1558 | 23.1558 | 23.1558 | 23.1558 | 23.1558
317 | 23.1636 | 23.1636 | 23.1636 | 23.1636 | 23.1636 | 23.1636 | 23.1636 | 23.1636 | 23.1636 | 23.1636 | 23.1636 | 23.1636 | 23.1636 | 23.1636 | 23.1636 | 23.1636 | 23.1636 | 23.1636 | 23.1636 | 23.1636 | 23.1636 | 23.1636 | 23.1636 | 23.1636 | 23.1636 | 23.1636 | 23.1636 | 23.1636 | 23.1636 | 23.1636 | 23.1636 | 23.1636 | 23.1636 | 23.1636 | 23.1636 | 23.1636 | 23.1636 | 23.1636 | 23.1636 | 23.1636 | 23.1636 | 23.1636 | 23.1636 | 23.1636 | 23.1636 | 23.1636 | 23.1636 | 23.1636 | 23.1636 | 23.1636 | 23.1636 | 23.1636 | 23.1636 | 23.1636 | 23.1636 | 23.1636 | 23.1636 | 23.1636 | 23.1636 | 23.1636
318 | 23.1715 | 23.1715 | 23.1715 | 23.1715 | 23.1715 | 23.1715 | 23.1715 | 23.1715 | 23.1715 | 23.1715 | 23.1715 | 23.1715 | 23.1715 | 23.1715 | 23.1715 | 23.1715 | 23.1715 | 23.1715 | 23.1715 | 23.1715 | 23.1715 | 23.1715 | 23.1715 | 23.1715 | 23.1715 | 23.1715 | 23.1715 | 23.1715 | 23.1715 | 23.1715 | 23.1715 | 23.1715 | 23.1715 | 23.1715 | 23.1715 | 23.1715 | 23.1715 | 23.1715 | 23.1715 | 23.1715 | 23.1715 | 23.1715 | 23.1715 | 23.1715 | 23.1715 | 23.1715 | 23.1715 | 23.1715 | 23.1715 | 23.1715 | 23.1715 | 23.1715 | 23.1715 | 23.1715 | 23.1715 | 23.1715 | 23.1715 | 23.1715 | 23.1715 | 23.1715
319 | 23.1794 | 23.1794 | 23.1794 | 23.1794 | 23.1794 | 23.1794 | 23.1794 | 23.1794 | 23.1794 | 23.1794 | 23.1794 | 23.1794 | 23.1794 | 23.1794 | 23.1794 | 23.1794 | 23.1794 | 23.1794 | 23.1794 | 23.1794 | 23.1794 | 23.1794 | 23.1794 | 23.1794 | 23.1794 | 23.1794 | 23.1794 | 23.1794 | 23.1794 | 23.1794 | 23.1794 | 23.1794 | 23.1794 | 23.1794 | 23.1794 | 23.1794 | 23.1794 | 23.1794 | 23.1794 | 23.1794 | 23.1794 | 23.1794 | 23.1794 | 23.1794 | 23.1794 | 23.1794 | 23.1794 | 23.1794 | 23.1794 | 23.1794 | 23.1794 | 23.1794 | 23.1794 | 23.1794 | 23.1794 | 23.1794 | 23.1794 | 23.1794 | 23.1794 | 23.1794
320 | 23.1872 | 23.1872 | 23.1872 | 23.1872 | 23.1872 | 23.1872 | 23.1872 | 23.1872 | 23.1872 | 23.1872 | 23.1872 | 23.1872 | 23.1872 | 23.1872 | 23.1872 | 23.1872 | 23.1872 | 23.1872 | 23.1872 | 23.1872 | 23.1872 | 23.1872 | 23.1872 | 23.1872 | 23.1872 | 23.1872 | 23.1872 | 23.1872 | 23.1872 | 23.1872 | 23.1872 | 23.1872 | 23.1872 | 23.1872 | 23.1872 | 23.1872 | 23.1872 | 23.1872 | 23.1872 | 23.1872 | 23.1872 | 23.1872 | 23.1872 | 23.1872 | 23.1872 | 23.1872 | 23.1872 | 23.1872 | 23.1872 | 23.1872 | 23.1872 | 23.1872 | 23.1872 | 23.1872 | 23.1872 | 23.1872 | 23.1872 | 23.1872 | 23.1872 | 23.1872
321 | 23.195 | 23.195 | 23.195 | 23.195 | 23.195 | 23.195 | 23.195 | 23.195 | 23.195 | 23.195 | 23.195 | 23.195 | 23.195 | 23.195 | 23.195 | 23.195 | 23.195 | 23.195 | 23.195 | 23.195 | 23.195 | 23.195 | 23.195 | 23.195 | 23.195 | 23.195 | 23.195 | 23.195 | 23.195 | 23.195 | 23.195 | 23.195 | 23.195 | 23.195 | 23.195 | 23.195 | 23.195 | 23.195 | 23.195 | 23.195 | 23.195 | 23.195 | 23.195 | 23.195 | 23.195 | 23.195 | 23.195 | 23.195 | 23.195 | 23.195 | 23.195 | 23.195 | 23.195 | 23.195 | 23.195 | 23.195 | 23.195 | 23.195 | 23.195 | 23.195
322 | 23.2028 | 23.2028 | 23.2028 | 23.2028 | 23.2028 | 23.2028 | 23.2028 | 23.2028 | 23.2028 | 23.2028 | 23.2028 | 23.2028 | 23.2028 | 23.2028 | 23.2028 | 23.2028 | 23.2028 | 23.2028 | 23.2028 | 23.2028 | 23.2028 | 23.2028 | 23.2028 | 23.2028 | 23.2028 | 23.2028 | 23.2028 | 23.2028 | 23.2028 | 23.2028 | 23.2028 | 23.2028 | 23.2028 | 23.2028 | 23.2028 | 23.2028 | 23.2028 | 23.2028 | 23.2028 | 23.2028 | 23.2028 | 23.2028 | 23.2028 | 23.2028 | 23.2028 | 23.2028 | 23.2028 | 23.2028 | 23.2028 | 23.2028 | 23.2028 | 23.2028 | 23.2028 | 23.2028 | 23.2028 | 23.2028 | 23.2028 | 23.2028 | 23.2028 | 23.2028
323 | 23.2105 | 23.2105 | 23.2105 | 23.2105 | 23.2105 | 23.2105 | 23.2105 | 23.2105 | 23.2105 | 23.2105 | 23.2105 | 23.2105 | 23.2105 | 23.2105 | 23.2105 | 23.2105 | 23.2105 | 23.2105 | 23.2105 | 23.2105 | 23.2105 | 23.2105 | 23.2105 | 23.2105 | 23.2105 | 23.2105 | 23.2105 | 23.2105 | 23.2105 | 23.2105 | 23.2105 | 23.2105 | 23.2105 | 23.2105 | 23.2105 | 23.2105 | 23.2105 | 23.2105 | 23.2105 | 23.2105 | 23.2105 | 23.2105 | 23.2105 | 23.2105 | 23.2105 | 23.2105 | 23.2105 | 23.2105 | 23.2105 | 23.2105 | 23.2105 | 23.2105 | 23.2105 | 23.2105 | 23.2105 | 23.2105 | 23.2105 | 23.2105 | 23.2105 | 23.2105
324 | 23.2183 | 23.2183 | 23.2183 | 23.2183 | 23.2183 | 23.2183 | 23.2183 | 23.2183 | 23.2183 | 23.2183 | 23.2183 | 23.2183 | 23.2183 | 23.2183 | 23.2183 | 23.2183 | 23.2183 | 23.2183 | 23.2183 | 23.2183 | 23.2183 | 23.2183 | 23.2183 | 23.2183 | 23.2183 | 23.2183 | 23.2183 | 23.2183 | 23.2183 | 23.2183 | 23.2183 | 23.2183 | 23.2183 | 23.2183 | 23.2183 | 23.2183 | 23.2183 | 23.2183 | 23.2183 | 23.2183 | 23.2183 | 23.2183 | 23.2183 | 23.2183 | 23.2183 | 23.2183 | 23.2183 | 23.2183 | 23.2183 | 23.2183 | 23.2183 | 23.2183 | 23.2183 | 23.2183 | 23.2183 | 23.2183 | 23.2183 | 23.2183 | 23.2183 | 23.2183
325 | 23.226 | 23.226 | 23.226 | 23.226 | 23.226 | 23.226 | 23.226 | 23.226 | 23.226 | 23.226 | 23.226 | 23.226 | 23.226 | 23.226 | 23.226 | 23.226 | 23.226 | 23.226 | 23.226 | 23.226 | 23.226 | 23.226 | 23.226 | 23.226 | 23.226 | 23.226 | 23.226 | 23.226 | 23.226 | 23.226 | 23.226 | 23.226 | 23.226 | 23.226 | 23.226 | 23.226 | 23.226 | 23.226 | 23.226 | 23.226 | 23.226 | 23.226 | 23.226 | 23.226 | 23.226 | 23.226 | 23.226 | 23.226 | 23.226 | 23.226 | 23.226 | 23.226 | 23.226 | 23.226 | 23.226 | 23.226 | 23.226 | 23.226 | 23.226 | 23.226
326 | 23.2336 | 23.2336 | 23.2336 | 23.2336 | 23.2336 | 23.2336 | 23.2336 | 23.2336 | 23.2336 | 23.2336 | 23.2336 | 23.2336 | 23.2336 | 23.2336 | 23.2336 | 23.2336 | 23.2336 | 23.2336 | 23.2336 | 23.2336 | 23.2336 | 23.2336 | 23.2336 | 23.2336 | 23.2336 | 23.2336 | 23.2336 | 23.2336 | 23.2336 | 23.2336 | 23.2336 | 23.2336 | 23.2336 | 23.2336 | 23.2336 | 23.2336 | 23.2336 | 23.2336 | 23.2336 | 23.2336 | 23.2336 | 23.2336 | 23.2336 | 23.2336 | 23.2336 | 23.2336 | 23.2336 | 23.2336 | 23.2336 | 23.2336 | 23.2336 | 23.2336 | 23.2336 | 23.2336 | 23.2336 | 23.2336 | 23.2336 | 23.2336 | 23.2336 | 23.2336
327 | 23.2413 | 23.2413 | 23.2413 | 23.2413 | 23.2413 | 23.2413 | 23.2413 | 23.2413 | 23.2413 | 23.2413 | 23.2413 | 23.2413 | 23.2413 | 23.2413 | 23.2413 | 23.2413 | 23.2413 | 23.2413 | 23.2413 | 23.2413 | 23.2413 | 23.2413 | 23.2413 | 23.2413 | 23.2413 | 23.2413 | 23.2413 | 23.2413 | 23.2413 | 23.2413 | 23.2413 | 23.2413 | 23.2413 | 23.2413 | 23.2413 | 23.2413 | 23.2413 | 23.2413 | 23.2413 | 23.2413 | 23.2413 | 23.2413 | 23.2413 | 23.2413 | 23.2413 | 23.2413 | 23.2413 | 23.2413 | 23.2413 | 23.2413 | 23.2413 | 23.2413 | 23.2413 | 23.2413 | 23.2413 | 23.2413 | 23.2413 | 23.2413 | 23.2413 | 23.2413
328 | 23.2489 | 23.2489 | 23.2489 | 23.2489 | 23.2489 | 23.2489 | 23.2489 | 23.2489 | 23.2489 | 23.2489 | 23.2489 | 23.2489 | 23.2489 | 23.2489 | 23.2489 | 23.2489 | 23.2489 | 23.2489 | 23.2489 | 23.2489 | 23.2489 | 23.2489 | 23.2489 | 23.2489 | 23.2489 | 23.2489 | 23.2489 | 23.2489 | 23.2489 | 23.2489 | 23.2489 | 23.2489 | 23.2489 | 23.2489 | 23.2489 | 23.2489 | 23.2489 | 23.2489 | 23.2489 | 23.2489 | 23.2489 | 23.2489 | 23.2489 | 23.2489 | 23.2489 | 23.2489 | 23.2489 | 23.2489 | 23.2489 | 23.2489 | 23.2489 | 23.2489 | 23.2489 | 23.2489 | 23.2489 | 23.2489 | 23.2489 | 23.2489 | 23.2489 | 23.2489
329 | 23.2565 | 23.2565 | 23.2565 | 23.2565 | 23.2565 | 23.2565 | 23.2565 | 23.2565 | 23.2565 | 23.2565 | 23.2565 | 23.2565 | 23.2565 | 23.2565 | 23.2565 | 23.2565 | 23.2565 | 23.2565 | 23.2565 | 23.2565 | 23.2565 | 23.2565 | 23.2565 | 23.2565 | 23.2565 | 23.2565 | 23.2565 | 23.2565 | 23.2565 | 23.2565 | 23.2565 | 23.2565 | 23.2565 | 23.2565 | 23.2565 | 23.2565 | 23.2565 | 23.2565 | 23.2565 | 23.2565 | 23.2565 | 23.2565 | 23.2565 | 23.2565 | 23.2565 | 23.2565 | 23.2565 | 23.2565 | 23.2565 | 23.2565 | 23.2565 | 23.2565 | 23.2565 | 23.2565 | 23.2565 | 23.2565 | 23.2565 | 23.2565 | 23.2565 | 23.2565
330 | 23.2641 | 23.2641 | 23.2641 | 23.2641 | 23.2641 | 23.2641 | 23.2641 | 23.2641 | 23.2641 | 23.2641 | 23.2641 | 23.2641 | 23.2641 | 23.2641 | 23.2641 | 23.2641 | 23.2641 | 23.2641 | 23.2641 | 23.2641 | 23.2641 | 23.2641 | 23.2641 | 23.2641 | 23.2641 | 23.2641 | 23.2641 | 23.2641 | 23.2641 | 23.2641 | 23.2641 | 23.2641 | 23.2641 | 23.2641 | 23.2641 | 23.2641 | 23.2641 | 23.2641 | 23.2641 | 23.2641 | 23.2641 | 23.2641 | 23.2641 | 23.2641 | 23.2641 | 23.2641 | 23.2641 | 23.2641 | 23.2641 | 23.2641 | 23.2641 | 23.2641 | 23.2641 | 23.2641 | 23.2641 | 23.2641 | 23.2641 | 23.2641 | 23.2641 | 23.2641
331 | 23.2717 | 23.2717 | 23.2717 | 23.2717 | 23.2717 | 23.2717 | 23.2717 | 23.2717 | 23.2717 | 23.2717 | 23.2717 | 23.2717 | 23.2717 | 23.2717 | 23.2717 | 23.2717 | 23.2717 | 23.2717 | 23.2717 | 23.2717 | 23.2717 | 23.2717 | 23.2717 | 23.2717 | 23.2717 | 23.2717 | 23.2717 | 23.2717 | 23.2717 | 23.2717 | 23.2717 | 23.2717 | 23.2717 | 23.2717 | 23.2717 | 23.2717 | 23.2717 | 23.2717 | 23.2717 | 23.2717 | 23.2717 | 23.2717 | 23.2717 | 23.2717 | 23.2717 | 23.2717 | 23.2717 | 23.2717 | 23.2717 | 23.2717 | 23.2717 | 23.2717 | 23.2717 | 23.2717 | 23.2717 | 23.2717 | 23.2717 | 23.2717 | 23.2717 | 23.2717
332 | 23.2792 | 23.2792 | 23.2792 | 23.2792 | 23.2792 | 23.2792 | 23.2792 | 23.2792 | 23.2792 | 23.2792 | 23.2792 | 23.2792 | 23.2792 | 23.2792 | 23.2792 | 23.2792 | 23.2792 | 23.2792 | 23.2792 | 23.2792 | 23.2792 | 23.2792 | 23.2792 | 23.2792 | 23.2792 | 23.2792 | 23.2792 | 23.2792 | 23.2792 | 23.2792 | 23.2792 | 23.2792 | 23.2792 | 23.2792 | 23.2792 | 23.2792 | 23.2792 | 23.2792 | 23.2792 | 23.2792 | 23.2792 | 23.2792 | 23.2792 | 23.2792 | 23.2792 | 23.2792 | 23.2792 | 23.2792 | 23.2792 | 23.2792 | 23.2792 | 23.2792 | 23.2792 | 23.2792 | 23.2792 | 23.2792 | 23.2792 | 23.2792 | 23.2792 | 23.2792
333 | 23.2868 | 23.2868 | 23.2868 | 23.2868 | 23.2868 | 23.2868 | 23.2868 | 23.2868 | 23.2868 | 23.2868 | 23.2868 | 23.2868 | 23.2868 | 23.2868 | 23.2868 | 23.2868 | 23.2868 | 23.2868 | 23.2868 | 23.2868 | 23.2868 | 23.2868 | 23.2868 | 23.2868 | 23.2868 | 23.2868 | 23.2868 | 23.2868 | 23.2868 | 23.2868 | 23.2868 | 23.2868 | 23.2868 | 23.2868 | 23.2868 | 23.2868 | 23.2868 | 23.2868 | 23.2868 | 23.2868 | 23.2868 | 23.2868 | 23.2868 | 23.2868 | 23.2868 | 23.2868 | 23.2868 | 23.2868 | 23.2868 | 23.2868 | 23.2868 | 23.2868 | 23.2868 | 23.2868 | 23.2868 | 23.2868 | 23.2868 | 23.2868 | 23.2868 | 23.2868
334 | 23.2942 | 23.2942 | 23.2942 | 23.2942 | 23.2942 | 23.2942 | 23.2942 | 23.2942 | 23.2942 | 23.2942 | 23.2942 | 23.2942 | 23.2942 | 23.2942 | 23.2942 | 23.2942 | 23.2942 | 23.2942 | 23.2942 | 23.2942 | 23.2942 | 23.2942 | 23.2942 | 23.2942 | 23.2942 | 23.2942 | 23.2942 | 23.2942 | 23.2942 | 23.2942 | 23.2942 | 23.2942 | 23.2942 | 23.2942 | 23.2942 | 23.2942 | 23.2942 | 23.2942 | 23.2942 | 23.2942 | 23.2942 | 23.2942 | 23.2942 | 23.2942 | 23.2942 | 23.2942 | 23.2942 | 23.2942 | 23.2942 | 23.2942 | 23.2942 | 23.2942 | 23.2942 | 23.2942 | 23.2942 | 23.2942 | 23.2942 | 23.2942 | 23.2942 | 23.2942
335 | 23.3017 | 23.3017 | 23.3017 | 23.3017 | 23.3017 | 23.3017 | 23.3017 | 23.3017 | 23.3017 | 23.3017 | 23.3017 | 23.3017 | 23.3017 | 23.3017 | 23.3017 | 23.3017 | 23.3017 | 23.3017 | 23.3017 | 23.3017 | 23.3017 | 23.3017 | 23.3017 | 23.3017 | 23.3017 | 23.3017 | 23.3017 | 23.3017 | 23.3017 | 23.3017 | 23.3017 | 23.3017 | 23.3017 | 23.3017 | 23.3017 | 23.3017 | 23.3017 | 23.3017 | 23.3017 | 23.3017 | 23.3017 | 23.3017 | 23.3017 | 23.3017 | 23.3017 | 23.3017 | 23.3017 | 23.3017 | 23.3017 | 23.3017 | 23.3017 | 23.3017 | 23.3017 | 23.3017 | 23.3017 | 23.3017 | 23.3017 | 23.3017 | 23.3017 | 23.3017
336 | 23.3092 | 23.3092 | 23.3092 | 23.3092 | 23.3092 | 23.3092 | 23.3092 | 23.3092 | 23.3092 | 23.3092 | 23.3092 | 23.3092 | 23.3092 | 23.3092 | 23.3092 | 23.3092 | 23.3092 | 23.3092 | 23.3092 | 23.3092 | 23.3092 | 23.3092 | 23.3092 | 23.3092 | 23.3092 | 23.3092 | 23.3092 | 23.3092 | 23.3092 | 23.3092 | 23.3092 | 23.3092 | 23.3092 | 23.3092 | 23.3092 | 23.3092 | 23.3092 | 23.3092 | 23.3092 | 23.3092 | 23.3092 | 23.3092 | 23.3092 | 23.3092 | 23.3092 | 23.3092 | 23.3092 | 23.3092 | 23.3092 | 23.3092 | 23.3092 | 23.3092 | 23.3092 | 23.3092 | 23.3092 | 23.3092 | 23.3092 | 23.3092 | 23.3092 | 23.3092
337 | 23.3166 | 23.3166 | 23.3166 | 23.3166 | 23.3166 | 23.3166 | 23.3166 | 23.3166 | 23.3166 | 23.3166 | 23.3166 | 23.3166 | 23.3166 | 23.3166 | 23.3166 | 23.3166 | 23.3166 | 23.3166 | 23.3166 | 23.3166 | 23.3166 | 23.3166 | 23.3166 | 23.3166 | 23.3166 | 23.3166 | 23.3166 | 23.3166 | 23.3166 | 23.3166 | 23.3166 | 23.3166 | 23.3166 | 23.3166 | 23.3166 | 23.3166 | 23.3166 | 23.3166 | 23.3166 | 23.3166 | 23.3166 | 23.3166 | 23.3166 | 23.3166 | 23.3166 | 23.3166 | 23.3166 | 23.3166 | 23.3166 | 23.3166 | 23.3166 | 23.3166 | 23.3166 | 23.3166 | 23.3166 | 23.3166 | 23.3166 | 23.3166 | 23.3166 | 23.3166
338 | 23.324 | 23.324 | 23.324 | 23.324 | 23.324 | 23.324 | 23.324 | 23.324 | 23.324 | 23.324 | 23.324 | 23.324 | 23.324 | 23.324 | 23.324 | 23.324 | 23.324 | 23.324 | 23.324 | 23.324 | 23.324 | 23.324 | 23.324 | 23.324 | 23.324 | 23.324 | 23.324 | 23.324 | 23.324 | 23.324 | 23.324 | 23.324 | 23.324 | 23.324 | 23.324 | 23.324 | 23.324 | 23.324 | 23.324 | 23.324 | 23.324 | 23.324 | 23.324 | 23.324 | 23.324 | 23.324 | 23.324 | 23.324 | 23.324 | 23.324 | 23.324 | 23.324 | 23.324 | 23.324 | 23.324 | 23.324 | 23.324 | 23.324 | 23.324 | 23.324
339 | 23.3314 | 23.3314 | 23.3314 | 23.3314 | 23.3314 | 23.3314 | 23.3314 | 23.3314 | 23.3314 | 23.3314 | 23.3314 | 23.3314 | 23.3314 | 23.3314 | 23.3314 | 23.3314 | 23.3314 | 23.3314 | 23.3314 | 23.3314 | 23.3314 | 23.3314 | 23.3314 | 23.3314 | 23.3314 | 23.3314 | 23.3314 | 23.3314 | 23.3314 | 23.3314 | 23.3314 | 23.3314 | 23.3314 | 23.3314 | 23.3314 | 23.3314 | 23.3314 | 23.3314 | 23.3314 | 23.3314 | 23.3314 | 23.3314 | 23.3314 | 23.3314 | 23.3314 | 23.3314 | 23.3314 | 23.3314 | 23.3314 | 23.3314 | 23.3314 | 23.3314 | 23.3314 | 23.3314 | 23.3314 | 23.3314 | 23.3314 | 23.3314 | 23.3314 | 23.3314
340 | 23.3388 | 23.3388 | 23.3388 | 23.3388 | 23.3388 | 23.3388 | 23.3388 | 23.3388 | 23.3388 | 23.3388 | 23.3388 | 23.3388 | 23.3388 | 23.3388 | 23.3388 | 23.3388 | 23.3388 | 23.3388 | 23.3388 | 23.3388 | 23.3388 | 23.3388 | 23.3388 | 23.3388 | 23.3388 | 23.3388 | 23.3388 | 23.3388 | 23.3388 | 23.3388 | 23.3388 | 23.3388 | 23.3388 | 23.3388 | 23.3388 | 23.3388 | 23.3388 | 23.3388 | 23.3388 | 23.3388 | 23.3388 | 23.3388 | 23.3388 | 23.3388 | 23.3388 | 23.3388 | 23.3388 | 23.3388 | 23.3388 | 23.3388 | 23.3388 | 23.3388 | 23.3388 | 23.3388 | 23.3388 | 23.3388 | 23.3388 | 23.3388 | 23.3388 | 23.3388
341 | 23.3461 | 23.3461 | 23.3461 | 23.3461 | 23.3461 | 23.3461 | 23.3461 | 23.3461 | 23.3461 | 23.3461 | 23.3461 | 23.3461 | 23.3461 | 23.3461 | 23.3461 | 23.3461 | 23.3461 | 23.3461 | 23.3461 | 23.3461 | 23.3461 | 23.3461 | 23.3461 | 23.3461 | 23.3461 | 23.3461 | 23.3461 | 23.3461 | 23.3461 | 23.3461 | 23.3461 | 23.3461 | 23.3461 | 23.3461 | 23.3461 | 23.3461 | 23.3461 | 23.3461 | 23.3461 | 23.3461 | 23.3461 | 23.3461 | 23.3461 | 23.3461 | 23.3461 | 23.3461 | 23.3461 | 23.3461 | 23.3461 | 23.3461 | 23.3461 | 23.3461 | 23.3461 | 23.3461 | 23.3461 | 23.3461 | 23.3461 | 23.3461 | 23.3461 | 23.3461
342 | 23.3534 | 23.3534 | 23.3534 | 23.3534 | 23.3534 | 23.3534 | 23.3534 | 23.3534 | 23.3534 | 23.3534 | 23.3534 | 23.3534 | 23.3534 | 23.3534 | 23.3534 | 23.3534 | 23.3534 | 23.3534 | 23.3534 | 23.3534 | 23.3534 | 23.3534 | 23.3534 | 23.3534 | 23.3534 | 23.3534 | 23.3534 | 23.3534 | 23.3534 | 23.3534 | 23.3534 | 23.3534 | 23.3534 | 23.3534 | 23.3534 | 23.3534 | 23.3534 | 23.3534 | 23.3534 | 23.3534 | 23.3534 | 23.3534 | 23.3534 | 23.3534 | 23.3534 | 23.3534 | 23.3534 | 23.3534 | 23.3534 | 23.3534 | 23.3534 | 23.3534 | 23.3534 | 23.3534 | 23.3534 | 23.3534 | 23.3534 | 23.3534 | 23.3534 | 23.3534
343 | 23.3607 | 23.3607 | 23.3607 | 23.3607 | 23.3607 | 23.3607 | 23.3607 | 23.3607 | 23.3607 | 23.3607 | 23.3607 | 23.3607 | 23.3607 | 23.3607 | 23.3607 | 23.3607 | 23.3607 | 23.3607 | 23.3607 | 23.3607 | 23.3607 | 23.3607 | 23.3607 | 23.3607 | 23.3607 | 23.3607 | 23.3607 | 23.3607 | 23.3607 | 23.3607 | 23.3607 | 23.3607 | 23.3607 | 23.3607 | 23.3607 | 23.3607 | 23.3607 | 23.3607 | 23.3607 | 23.3607 | 23.3607 | 23.3607 | 23.3607 | 23.3607 | 23.3607 | 23.3607 | 23.3607 | 23.3607 | 23.3607 | 23.3607 | 23.3607 | 23.3607 | 23.3607 | 23.3607 | 23.3607 | 23.3607 | 23.3607 | 23.3607 | 23.3607 | 23.3607
344 | 23.368 | 23.368 | 23.368 | 23.368 | 23.368 | 23.368 | 23.368 | 23.368 | 23.368 | 23.368 | 23.368 | 23.368 | 23.368 | 23.368 | 23.368 | 23.368 | 23.368 | 23.368 | 23.368 | 23.368 | 23.368 | 23.368 | 23.368 | 23.368 | 23.368 | 23.368 | 23.368 | 23.368 | 23.368 | 23.368 | 23.368 | 23.368 | 23.368 | 23.368 | 23.368 | 23.368 | 23.368 | 23.368 | 23.368 | 23.368 | 23.368 | 23.368 | 23.368 | 23.368 | 23.368 | 23.368 | 23.368 | 23.368 | 23.368 | 23.368 | 23.368 | 23.368 | 23.368 | 23.368 | 23.368 | 23.368 | 23.368 | 23.368 | 23.368 | 23.368
345 | 23.3753 | 23.3753 | 23.3753 | 23.3753 | 23.3753 | 23.3753 | 23.3753 | 23.3753 | 23.3753 | 23.3753 | 23.3753 | 23.3753 | 23.3753 | 23.3753 | 23.3753 | 23.3753 | 23.3753 | 23.3753 | 23.3753 | 23.3753 | 23.3753 | 23.3753 | 23.3753 | 23.3753 | 23.3753 | 23.3753 | 23.3753 | 23.3753 | 23.3753 | 23.3753 | 23.3753 | 23.3753 | 23.3753 | 23.3753 | 23.3753 | 23.3753 | 23.3753 | 23.3753 | 23.3753 | 23.3753 | 23.3753 | 23.3753 | 23.3753 | 23.3753 | 23.3753 | 23.3753 | 23.3753 | 23.3753 | 23.3753 | 23.3753 | 23.3753 | 23.3753 | 23.3753 | 23.3753 | 23.3753 | 23.3753 | 23.3753 | 23.3753 | 23.3753 | 23.3753
346 | 23.3825 | 23.3825 | 23.3825 | 23.3825 | 23.3825 | 23.3825 | 23.3825 | 23.3825 | 23.3825 | 23.3825 | 23.3825 | 23.3825 | 23.3825 | 23.3825 | 23.3825 | 23.3825 | 23.3825 | 23.3825 | 23.3825 | 23.3825 | 23.3825 | 23.3825 | 23.3825 | 23.3825 | 23.3825 | 23.3825 | 23.3825 | 23.3825 | 23.3825 | 23.3825 | 23.3825 | 23.3825 | 23.3825 | 23.3825 | 23.3825 | 23.3825 | 23.3825 | 23.3825 | 23.3825 | 23.3825 | 23.3825 | 23.3825 | 23.3825 | 23.3825 | 23.3825 | 23.3825 | 23.3825 | 23.3825 | 23.3825 | 23.3825 | 23.3825 | 23.3825 | 23.3825 | 23.3825 | 23.3825 | 23.3825 | 23.3825 | 23.3825 | 23.3825 | 23.3825
347 | 23.3897 | 23.3897 | 23.3897 | 23.3897 | 23.3897 | 23.3897 | 23.3897 | 23.3897 | 23.3897 | 23.3897 | 23.3897 | 23.3897 | 23.3897 | 23.3897 | 23.3897 | 23.3897 | 23.3897 | 23.3897 | 23.3897 | 23.3897 | 23.3897 | 23.3897 | 23.3897 | 23.3897 | 23.3897 | 23.3897 | 23.3897 | 23.3897 | 23.3897 | 23.3897 | 23.3897 | 23.3897 | 23.3897 | 23.3897 | 23.3897 | 23.3897 | 23.3897 | 23.3897 | 23.3897 | 23.3897 | 23.3897 | 23.3897 | 23.3897 | 23.3897 | 23.3897 | 23.3897 | 23.3897 | 23.3897 | 23.3897 | 23.3897 | 23.3897 | 23.3897 | 23.3897 | 23.3897 | 23.3897 | 23.3897 | 23.3897 | 23.3897 | 23.3897 | 23.3897
348 | 23.3969 | 23.3969 | 23.3969 | 23.3969 | 23.3969 | 23.3969 | 23.3969 | 23.3969 | 23.3969 | 23.3969 | 23.3969 | 23.3969 | 23.3969 | 23.3969 | 23.3969 | 23.3969 | 23.3969 | 23.3969 | 23.3969 | 23.3969 | 23.3969 | 23.3969 | 23.3969 | 23.3969 | 23.3969 | 23.3969 | 23.3969 | 23.3969 | 23.3969 | 23.3969 | 23.3969 | 23.3969 | 23.3969 | 23.3969 | 23.3969 | 23.3969 | 23.3969 | 23.3969 | 23.3969 | 23.3969 | 23.3969 | 23.3969 | 23.3969 | 23.3969 | 23.3969 | 23.3969 | 23.3969 | 23.3969 | 23.3969 | 23.3969 | 23.3969 | 23.3969 | 23.3969 | 23.3969 | 23.3969 | 23.3969 | 23.3969 | 23.3969 | 23.3969 | 23.3969
349 | 23.4041 | 23.4041 | 23.4041 | 23.4041 | 23.4041 | 23.4041 | 23.4041 | 23.4041 | 23.4041 | 23.4041 | 23.4041 | 23.4041 | 23.4041 | 23.4041 | 23.4041 | 23.4041 | 23.4041 | 23.4041 | 23.4041 | 23.4041 | 23.4041 | 23.4041 | 23.4041 | 23.4041 | 23.4041 | 23.4041 | 23.4041 | 23.4041 | 23.4041 | 23.4041 | 23.4041 | 23.4041 | 23.4041 | 23.4041 | 23.4041 | 23.4041 | 23.4041 | 23.4041 | 23.4041 | 23.4041 | 23.4041 | 23.4041 | 23.4041 | 23.4041 | 23.4041 | 23.4041 | 23.4041 | 23.4041 | 23.4041 | 23.4041 | 23.4041 | 23.4041 | 23.4041 | 23.4041 | 23.4041 | 23.4041 | 23.4041 | 23.4041 | 23.4041 | 23.4041
350 | 23.4112 | 23.4112 | 23.4112 | 23.4112 | 23.4112 | 23.4112 | 23.4112 | 23.4112 | 23.4112 | 23.4112 | 23.4112 | 23.4112 | 23.4112 | 23.4112 | 23.4112 | 23.4112 | 23.4112 | 23.4112 | 23.4112 | 23.4112 | 23.4112 | 23.4112 | 23.4112 | 23.4112 | 23.4112 | 23.4112 | 23.4112 | 23.4112 | 23.4112 | 23.4112 | 23.4112 | 23.4112 | 23.4112 | 23.4112 | 23.4112 | 23.4112 | 23.4112 | 23.4112 | 23.4112 | 23.4112 | 23.4112 | 23.4112 | 23.4112 | 23.4112 | 23.4112 | 23.4112 | 23.4112 | 23.4112 | 23.4112 | 23.4112 | 23.4112 | 23.4112 | 23.4112 | 23.4112 | 23.4112 | 23.4112 | 23.4112 | 23.4112 | 23.4112 | 23.4112
351 | 23.4184 | 23.4184 | 23.4184 | 23.4184 | 23.4184 | 23.4184 | 23.4184 | 23.4184 | 23.4184 | 23.4184 | 23.4184 | 23.4184 | 23.4184 | 23.4184 | 23.4184 | 23.4184 | 23.4184 | 23.4184 | 23.4184 | 23.4184 | 23.4184 | 23.4184 | 23.4184 | 23.4184 | 23.4184 | 23.4184 | 23.4184 | 23.4184 | 23.4184 | 23.4184 | 23.4184 | 23.4184 | 23.4184 | 23.4184 | 23.4184 | 23.4184 | 23.4184 | 23.4184 | 23.4184 | 23.4184 | 23.4184 | 23.4184 | 23.4184 | 23.4184 | 23.4184 | 23.4184 | 23.4184 | 23.4184 | 23.4184 | 23.4184 | 23.4184 | 23.4184 | 23.4184 | 23.4184 | 23.4184 | 23.4184 | 23.4184 | 23.4184 | 23.4184 | 23.4184
352 | 23.4255 | 23.4255 | 23.4255 | 23.4255 | 23.4255 | 23.4255 | 23.4255 | 23.4255 | 23.4255 | 23.4255 | 23.4255 | 23.4255 | 23.4255 | 23.4255 | 23.4255 | 23.4255 | 23.4255 | 23.4255 | 23.4255 | 23.4255 | 23.4255 | 23.4255 | 23.4255 | 23.4255 | 23.4255 | 23.4255 | 23.4255 | 23.4255 | 23.4255 | 23.4255 | 23.4255 | 23.4255 | 23.4255 | 23.4255 | 23.4255 | 23.4255 | 23.4255 | 23.4255 | 23.4255 | 23.4255 | 23.4255 | 23.4255 | 23.4255 | 23.4255 | 23.4255 | 23.4255 | 23.4255 | 23.4255 | 23.4255 | 23.4255 | 23.4255 | 23.4255 | 23.4255 | 23.4255 | 23.4255 | 23.4255 | 23.4255 | 23.4255 | 23.4255 | 23.4255
353 | 23.4326 | 23.4326 | 23.4326 | 23.4326 | 23.4326 | 23.4326 | 23.4326 | 23.4326 | 23.4326 | 23.4326 | 23.4326 | 23.4326 | 23.4326 | 23.4326 | 23.4326 | 23.4326 | 23.4326 | 23.4326 | 23.4326 | 23.4326 | 23.4326 | 23.4326 | 23.4326 | 23.4326 | 23.4326 | 23.4326 | 23.4326 | 23.4326 | 23.4326 | 23.4326 | 23.4326 | 23.4326 | 23.4326 | 23.4326 | 23.4326 | 23.4326 | 23.4326 | 23.4326 | 23.4326 | 23.4326 | 23.4326 | 23.4326 | 23.4326 | 23.4326 | 23.4326 | 23.4326 | 23.4326 | 23.4326 | 23.4326 | 23.4326 | 23.4326 | 23.4326 | 23.4326 | 23.4326 | 23.4326 | 23.4326 | 23.4326 | 23.4326 | 23.4326 | 23.4326
354 | 23.4396 | 23.4396 | 23.4396 | 23.4396 | 23.4396 | 23.4396 | 23.4396 | 23.4396 | 23.4396 | 23.4396 | 23.4396 | 23.4396 | 23.4396 | 23.4396 | 23.4396 | 23.4396 | 23.4396 | 23.4396 | 23.4396 | 23.4396 | 23.4396 | 23.4396 | 23.4396 | 23.4396 | 23.4396 | 23.4396 | 23.4396 | 23.4396 | 23.4396 | 23.4396 | 23.4396 | 23.4396 | 23.4396 | 23.4396 | 23.4396 | 23.4396 | 23.4396 | 23.4396 | 23.4396 | 23.4396 | 23.4396 | 23.4396 | 23.4396 | 23.4396 | 23.4396 | 23.4396 | 23.4396 | 23.4396 | 23.4396 | 23.4396 | 23.4396 | 23.4396 | 23.4396 | 23.4396 | 23.4396 | 23.4396 | 23.4396 | 23.4396 | 23.4396 | 23.4396
355 | 23.4467 | 23.4467 | 23.4467 | 23.4467 | 23.4467 | 23.4467 | 23.4467 | 23.4467 | 23.4467 | 23.4467 | 23.4467 | 23.4467 | 23.4467 | 23.4467 | 23.4467 | 23.4467 | 23.4467 | 23.4467 | 23.4467 | 23.4467 | 23.4467 | 23.4467 | 23.4467 | 23.4467 | 23.4467 | 23.4467 | 23.4467 | 23.4467 | 23.4467 | 23.4467 | 23.4467 | 23.4467 | 23.4467 | 23.4467 | 23.4467 | 23.4467 | 23.4467 | 23.4467 | 23.4467 | 23.4467 | 23.4467 | 23.4467 | 23.4467 | 23.4467 | 23.4467 | 23.4467 | 23.4467 | 23.4467 | 23.4467 | 23.4467 | 23.4467 | 23.4467 | 23.4467 | 23.4467 | 23.4467 | 23.4467 | 23.4467 | 23.4467 | 23.4467 | 23.4467
356 | 23.4537 | 23.4537 | 23.4537 | 23.4537 | 23.4537 | 23.4537 | 23.4537 | 23.4537 | 23.4537 | 23.4537 | 23.4537 | 23.4537 | 23.4537 | 23.4537 | 23.4537 | 23.4537 | 23.4537 | 23.4537 | 23.4537 | 23.4537 | 23.4537 | 23.4537 | 23.4537 | 23.4537 | 23.4537 | 23.4537 | 23.4537 | 23.4537 | 23.4537 | 23.4537 | 23.4537 | 23.4537 | 23.4537 | 23.4537 | 23.4537 | 23.4537 | 23.4537 | 23.4537 | 23.4537 | 23.4537 | 23.4537 | 23.4537 | 23.4537 | 23.4537 | 23.4537 | 23.4537 | 23.4537 | 23.4537 | 23.4537 | 23.4537 | 23.4537 | 23.4537 | 23.4537 | 23.4537 | 23.4537 | 23.4537 | 23.4537 | 23.4537 | 23.4537 | 23.4537
357 | 23.4607 | 23.4607 | 23.4607 | 23.4607 | 23.4607 | 23.4607 | 23.4607 | 23.4607 | 23.4607 | 23.4607 | 23.4607 | 23.4607 | 23.4607 | 23.4607 | 23.4607 | 23.4607 | 23.4607 | 23.4607 | 23.4607 | 23.4607 | 23.4607 | 23.4607 | 23.4607 | 23.4607 | 23.4607 | 23.4607 | 23.4607 | 23.4607 | 23.4607 | 23.4607 | 23.4607 | 23.4607 | 23.4607 | 23.4607 | 23.4607 | 23.4607 | 23.4607 | 23.4607 | 23.4607 | 23.4607 | 23.4607 | 23.4607 | 23.4607 | 23.4607 | 23.4607 | 23.4607 | 23.4607 | 23.4607 | 23.4607 | 23.4607 | 23.4607 | 23.4607 | 23.4607 | 23.4607 | 23.4607 | 23.4607 | 23.4607 | 23.4607 | 23.4607 | 23.4607
358 | 23.4677 | 23.4677 | 23.4677 | 23.4677 | 23.4677 | 23.4677 | 23.4677 | 23.4677 | 23.4677 | 23.4677 | 23.4677 | 23.4677 | 23.4677 | 23.4677 | 23.4677 | 23.4677 | 23.4677 | 23.4677 | 23.4677 | 23.4677 | 23.4677 | 23.4677 | 23.4677 | 23.4677 | 23.4677 | 23.4677 | 23.4677 | 23.4677 | 23.4677 | 23.4677 | 23.4677 | 23.4677 | 23.4677 | 23.4677 | 23.4677 | 23.4677 | 23.4677 | 23.4677 | 23.4677 | 23.4677 | 23.4677 | 23.4677 | 23.4677 | 23.4677 | 23.4677 | 23.4677 | 23.4677 | 23.4677 | 23.4677 | 23.4677 | 23.4677 | 23.4677 | 23.4677 | 23.4677 | 23.4677 | 23.4677 | 23.4677 | 23.4677 | 23.4677 | 23.4677
359 | 23.4747 | 23.4747 | 23.4747 | 23.4747 | 23.4747 | 23.4747 | 23.4747 | 23.4747 | 23.4747 | 23.4747 | 23.4747 | 23.4747 | 23.4747 | 23.4747 | 23.4747 | 23.4747 | 23.4747 | 23.4747 | 23.4747 | 23.4747 | 23.4747 | 23.4747 | 23.4747 | 23.4747 | 23.4747 | 23.4747 | 23.4747 | 23.4747 | 23.4747 | 23.4747 | 23.4747 | 23.4747 | 23.4747 | 23.4747 | 23.4747 | 23.4747 | 23.4747 | 23.4747 | 23.4747 | 23.4747 | 23.4747 | 23.4747 | 23.4747 | 23.4747 | 23.4747 | 23.4747 | 23.4747 | 23.4747 | 23.4747 | 23.4747 | 23.4747 | 23.4747 | 23.4747 | 23.4747 | 23.4747 | 23.4747 | 23.4747 | 23.4747 | 23.4747 | 23.4747
360 | 23.4817 | 23.4817 | 23.4817 | 23.4817 | 23.4817 | 23.4817 | 23.4817 | 23.4817 | 23.4817 | 23.4817 | 23.4817 | 23.4817 | 23.4817 | 23.4817 | 23.4817 | 23.4817 | 23.4817 | 23.4817 | 23.4817 | 23.4817 | 23.4817 | 23.4817 | 23.4817 | 23.4817 | 23.4817 | 23.4817 | 23.4817 | 23.4817 | 23.4817 | 23.4817 | 23.4817 | 23.4817 | 23.4817 | 23.4817 | 23.4817 | 23.4817 | 23.4817 | 23.4817 | 23.4817 | 23.4817 | 23.4817 | 23.4817 | 23.4817 | 23.4817 | 23.4817 | 23.4817 | 23.4817 | 23.4817 | 23.4817 | 23.4817 | 23.4817 | 23.4817 | 23.4817 | 23.4817 | 23.4817 | 23.4817 | 23.4817 | 23.4817 | 23.4817 | 23.4817
361 | 23.4886 | 23.4886 | 23.4886 | 23.4886 | 23.4886 | 23.4886 | 23.4886 | 23.4886 | 23.4886 | 23.4886 | 23.4886 | 23.4886 | 23.4886 | 23.4886 | 23.4886 | 23.4886 | 23.4886 | 23.4886 | 23.4886 | 23.4886 | 23.4886 | 23.4886 | 23.4886 | 23.4886 | 23.4886 | 23.4886 | 23.4886 | 23.4886 | 23.4886 | 23.4886 | 23.4886 | 23.4886 | 23.4886 | 23.4886 | 23.4886 | 23.4886 | 23.4886 | 23.4886 | 23.4886 | 23.4886 | 23.4886 | 23.4886 | 23.4886 | 23.4886 | 23.4886 | 23.4886 | 23.4886 | 23.4886 | 23.4886 | 23.4886 | 23.4886 | 23.4886 | 23.4886 | 23.4886 | 23.4886 | 23.4886 | 23.4886 | 23.4886 | 23.4886 | 23.4886
362 | 23.4955 | 23.4955 | 23.4955 | 23.4955 | 23.4955 | 23.4955 | 23.4955 | 23.4955 | 23.4955 | 23.4955 | 23.4955 | 23.4955 | 23.4955 | 23.4955 | 23.4955 | 23.4955 | 23.4955 | 23.4955 | 23.4955 | 23.4955 | 23.4955 | 23.4955 | 23.4955 | 23.4955 | 23.4955 | 23.4955 | 23.4955 | 23.4955 | 23.4955 | 23.4955 | 23.4955 | 23.4955 | 23.4955 | 23.4955 | 23.4955 | 23.4955 | 23.4955 | 23.4955 | 23.4955 | 23.4955 | 23.4955 | 23.4955 | 23.4955 | 23.4955 | 23.4955 | 23.4955 | 23.4955 | 23.4955 | 23.4955 | 23.4955 | 23.4955 | 23.4955 | 23.4955 | 23.4955 | 23.4955 | 23.4955 | 23.4955 | 23.4955 | 23.4955 | 23.4955
363 | 23.5024 | 23.5024 | 23.5024 | 23.5024 | 23.5024 | 23.5024 | 23.5024 | 23.5024 | 23.5024 | 23.5024 | 23.5024 | 23.5024 | 23.5024 | 23.5024 | 23.5024 | 23.5024 | 23.5024 | 23.5024 | 23.5024 | 23.5024 | 23.5024 | 23.5024 | 23.5024 | 23.5024 | 23.5024 | 23.5024 | 23.5024 | 23.5024 | 23.5024 | 23.5024 | 23.5024 | 23.5024 | 23.5024 | 23.5024 | 23.5024 | 23.5024 | 23.5024 | 23.5024 | 23.5024 | 23.5024 | 23.5024 | 23.5024 | 23.5024 | 23.5024 | 23.5024 | 23.5024 | 23.5024 | 23.5024 | 23.5024 | 23.5024 | 23.5024 | 23.5024 | 23.5024 | 23.5024 | 23.5024 | 23.5024 | 23.5024 | 23.5024 | 23.5024 | 23.5024
364 | 23.5093 | 23.5093 | 23.5093 | 23.5093 | 23.5093 | 23.5093 | 23.5093 | 23.5093 | 23.5093 | 23.5093 | 23.5093 | 23.5093 | 23.5093 | 23.5093 | 23.5093 | 23.5093 | 23.5093 | 23.5093 | 23.5093 | 23.5093 | 23.5093 | 23.5093 | 23.5093 | 23.5093 | 23.5093 | 23.5093 | 23.5093 | 23.5093 | 23.5093 | 23.5093 | 23.5093 | 23.5093 | 23.5093 | 23.5093 | 23.5093 | 23.5093 | 23.5093 | 23.5093 | 23.5093 | 23.5093 | 23.5093 | 23.5093 | 23.5093 | 23.5093 | 23.5093 | 23.5093 | 23.5093 | 23.5093 | 23.5093 | 23.5093 | 23.5093 | 23.5093 | 23.5093 | 23.5093 | 23.5093 | 23.5093 | 23.5093 | 23.5093 | 23.5093 | 23.5093
365 | 23.5161 | 23.5161 | 23.5161 | 23.5161 | 23.5161 | 23.5161 | 23.5161 | 23.5161 | 23.5161 | 23.5161 | 23.5161 | 23.5161 | 23.5161 | 23.5161 | 23.5161 | 23.5161 | 23.5161 | 23.5161 | 23.5161 | 23.5161 | 23.5161 | 23.5161 | 23.5161 | 23.5161 | 23.5161 | 23.5161 | 23.5161 | 23.5161 | 23.5161 | 23.5161 | 23.5161 | 23.5161 | 23.5161 | 23.5161 | 23.5161 | 23.5161 | 23.5161 | 23.5161 | 23.5161 | 23.5161 | 23.5161 | 23.5161 | 23.5161 | 23.5161 | 23.5161 | 23.5161 | 23.5161 | 23.5161 | 23.5161 | 23.5161 | 23.5161 | 23.5161 | 23.5161 | 23.5161 | 23.5161 | 23.5161 | 23.5161 | 23.5161 | 23.5161 | 23.5161
366 | 23.523 | 23.523 | 23.523 | 23.523 | 23.523 | 23.523 | 23.523 | 23.523 | 23.523 | 23.523 | 23.523 | 23.523 | 23.523 | 23.523 | 23.523 | 23.523 | 23.523 | 23.523 | 23.523 | 23.523 | 23.523 | 23.523 | 23.523 | 23.523 | 23.523 | 23.523 | 23.523 | 23.523 | 23.523 | 23.523 | 23.523 | 23.523 | 23.523 | 23.523 | 23.523 | 23.523 | 23.523 | 23.523 | 23.523 | 23.523 | 23.523 | 23.523 | 23.523 | 23.523 | 23.523 | 23.523 | 23.523 | 23.523 | 23.523 | 23.523 | 23.523 | 23.523 | 23.523 | 23.523 | 23.523 | 23.523 | 23.523 | 23.523 | 23.523 | 23.523
367 | 23.5298 | 23.5298 | 23.5298 | 23.5298 | 23.5298 | 23.5298 | 23.5298 | 23.5298 | 23.5298 | 23.5298 | 23.5298 | 23.5298 | 23.5298 | 23.5298 | 23.5298 | 23.5298 | 23.5298 | 23.5298 | 23.5298 | 23.5298 | 23.5298 | 23.5298 | 23.5298 | 23.5298 | 23.5298 | 23.5298 | 23.5298 | 23.5298 | 23.5298 | 23.5298 | 23.5298 | 23.5298 | 23.5298 | 23.5298 | 23.5298 | 23.5298 | 23.5298 | 23.5298 | 23.5298 | 23.5298 | 23.5298 | 23.5298 | 23.5298 | 23.5298 | 23.5298 | 23.5298 | 23.5298 | 23.5298 | 23.5298 | 23.5298 | 23.5298 | 23.5298 | 23.5298 | 23.5298 | 23.5298 | 23.5298 | 23.5298 | 23.5298 | 23.5298 | 23.5298
368 | 23.5366 | 23.5366 | 23.5366 | 23.5366 | 23.5366 | 23.5366 | 23.5366 | 23.5366 | 23.5366 | 23.5366 | 23.5366 | 23.5366 | 23.5366 | 23.5366 | 23.5366 | 23.5366 | 23.5366 | 23.5366 | 23.5366 | 23.5366 | 23.5366 | 23.5366 | 23.5366 | 23.5366 | 23.5366 | 23.5366 | 23.5366 | 23.5366 | 23.5366 | 23.5366 | 23.5366 | 23.5366 | 23.5366 | 23.5366 | 23.5366 | 23.5366 | 23.5366 | 23.5366 | 23.5366 | 23.5366 | 23.5366 | 23.5366 | 23.5366 | 23.5366 | 23.5366 | 23.5366 | 23.5366 | 23.5366 | 23.5366 | 23.5366 | 23.5366 | 23.5366 | 23.5366 | 23.5366 | 23.5366 | 23.5366 | 23.5366 | 23.5366 | 23.5366 | 23.5366
369 | 23.5434 | 23.5434 | 23.5434 | 23.5434 | 23.5434 | 23.5434 | 23.5434 | 23.5434 | 23.5434 | 23.5434 | 23.5434 | 23.5434 | 23.5434 | 23.5434 | 23.5434 | 23.5434 | 23.5434 | 23.5434 | 23.5434 | 23.5434 | 23.5434 | 23.5434 | 23.5434 | 23.5434 | 23.5434 | 23.5434 | 23.5434 | 23.5434 | 23.5434 | 23.5434 | 23.5434 | 23.5434 | 23.5434 | 23.5434 | 23.5434 | 23.5434 | 23.5434 | 23.5434 | 23.5434 | 23.5434 | 23.5434 | 23.5434 | 23.5434 | 23.5434 | 23.5434 | 23.5434 | 23.5434 | 23.5434 | 23.5434 | 23.5434 | 23.5434 | 23.5434 | 23.5434 | 23.5434 | 23.5434 | 23.5434 | 23.5434 | 23.5434 | 23.5434 | 23.5434
370 | 23.5502 | 23.5502 | 23.5502 | 23.5502 | 23.5502 | 23.5502 | 23.5502 | 23.5502 | 23.5502 | 23.5502 | 23.5502 | 23.5502 | 23.5502 | 23.5502 | 23.5502 | 23.5502 | 23.5502 | 23.5502 | 23.5502 | 23.5502 | 23.5502 | 23.5502 | 23.5502 | 23.5502 | 23.5502 | 23.5502 | 23.5502 | 23.5502 | 23.5502 | 23.5502 | 23.5502 | 23.5502 | 23.5502 | 23.5502 | 23.5502 | 23.5502 | 23.5502 | 23.5502 | 23.5502 | 23.5502 | 23.5502 | 23.5502 | 23.5502 | 23.5502 | 23.5502 | 23.5502 | 23.5502 | 23.5502 | 23.5502 | 23.5502 | 23.5502 | 23.5502 | 23.5502 | 23.5502 | 23.5502 | 23.5502 | 23.5502 | 23.5502 | 23.5502 | 23.5502
371 | 23.5569 | 23.5569 | 23.5569 | 23.5569 | 23.5569 | 23.5569 | 23.5569 | 23.5569 | 23.5569 | 23.5569 | 23.5569 | 23.5569 | 23.5569 | 23.5569 | 23.5569 | 23.5569 | 23.5569 | 23.5569 | 23.5569 | 23.5569 | 23.5569 | 23.5569 | 23.5569 | 23.5569 | 23.5569 | 23.5569 | 23.5569 | 23.5569 | 23.5569 | 23.5569 | 23.5569 | 23.5569 | 23.5569 | 23.5569 | 23.5569 | 23.5569 | 23.5569 | 23.5569 | 23.5569 | 23.5569 | 23.5569 | 23.5569 | 23.5569 | 23.5569 | 23.5569 | 23.5569 | 23.5569 | 23.5569 | 23.5569 | 23.5569 | 23.5569 | 23.5569 | 23.5569 | 23.5569 | 23.5569 | 23.5569 | 23.5569 | 23.5569 | 23.5569 | 23.5569
372 | 23.5636 | 23.5636 | 23.5636 | 23.5636 | 23.5636 | 23.5636 | 23.5636 | 23.5636 | 23.5636 | 23.5636 | 23.5636 | 23.5636 | 23.5636 | 23.5636 | 23.5636 | 23.5636 | 23.5636 | 23.5636 | 23.5636 | 23.5636 | 23.5636 | 23.5636 | 23.5636 | 23.5636 | 23.5636 | 23.5636 | 23.5636 | 23.5636 | 23.5636 | 23.5636 | 23.5636 | 23.5636 | 23.5636 | 23.5636 | 23.5636 | 23.5636 | 23.5636 | 23.5636 | 23.5636 | 23.5636 | 23.5636 | 23.5636 | 23.5636 | 23.5636 | 23.5636 | 23.5636 | 23.5636 | 23.5636 | 23.5636 | 23.5636 | 23.5636 | 23.5636 | 23.5636 | 23.5636 | 23.5636 | 23.5636 | 23.5636 | 23.5636 | 23.5636 | 23.5636
373 | 23.5703 | 23.5703 | 23.5703 | 23.5703 | 23.5703 | 23.5703 | 23.5703 | 23.5703 | 23.5703 | 23.5703 | 23.5703 | 23.5703 | 23.5703 | 23.5703 | 23.5703 | 23.5703 | 23.5703 | 23.5703 | 23.5703 | 23.5703 | 23.5703 | 23.5703 | 23.5703 | 23.5703 | 23.5703 | 23.5703 | 23.5703 | 23.5703 | 23.5703 | 23.5703 | 23.5703 | 23.5703 | 23.5703 | 23.5703 | 23.5703 | 23.5703 | 23.5703 | 23.5703 | 23.5703 | 23.5703 | 23.5703 | 23.5703 | 23.5703 | 23.5703 | 23.5703 | 23.5703 | 23.5703 | 23.5703 | 23.5703 | 23.5703 | 23.5703 | 23.5703 | 23.5703 | 23.5703 | 23.5703 | 23.5703 | 23.5703 | 23.5703 | 23.5703 | 23.5703
374 | 23.577 | 23.577 | 23.577 | 23.577 | 23.577 | 23.577 | 23.577 | 23.577 | 23.577 | 23.577 | 23.577 | 23.577 | 23.577 | 23.577 | 23.577 | 23.577 | 23.577 | 23.577 | 23.577 | 23.577 | 23.577 | 23.577 | 23.577 | 23.577 | 23.577 | 23.577 | 23.577 | 23.577 | 23.577 | 23.577 | 23.577 | 23.577 | 23.577 | 23.577 | 23.577 | 23.577 | 23.577 | 23.577 | 23.577 | 23.577 | 23.577 | 23.577 | 23.577 | 23.577 | 23.577 | 23.577 | 23.577 | 23.577 | 23.577 | 23.577 | 23.577 | 23.577 | 23.577 | 23.577 | 23.577 | 23.577 | 23.577 | 23.577 | 23.577 | 23.577
375 | 23.5837 | 23.5837 | 23.5837 | 23.5837 | 23.5837 | 23.5837 | 23.5837 | 23.5837 | 23.5837 | 23.5837 | 23.5837 | 23.5837 | 23.5837 | 23.5837 | 23.5837 | 23.5837 | 23.5837 | 23.5837 | 23.5837 | 23.5837 | 23.5837 | 23.5837 | 23.5837 | 23.5837 | 23.5837 | 23.5837 | 23.5837 | 23.5837 | 23.5837 | 23.5837 | 23.5837 | 23.5837 | 23.5837 | 23.5837 | 23.5837 | 23.5837 | 23.5837 | 23.5837 | 23.5837 | 23.5837 | 23.5837 | 23.5837 | 23.5837 | 23.5837 | 23.5837 | 23.5837 | 23.5837 | 23.5837 | 23.5837 | 23.5837 | 23.5837 | 23.5837 | 23.5837 | 23.5837 | 23.5837 | 23.5837 | 23.5837 | 23.5837 | 23.5837 | 23.5837
376 | 23.5904 | 23.5904 | 23.5904 | 23.5904 | 23.5904 | 23.5904 | 23.5904 | 23.5904 | 23.5904 | 23.5904 | 23.5904 | 23.5904 | 23.5904 | 23.5904 | 23.5904 | 23.5904 | 23.5904 | 23.5904 | 23.5904 | 23.5904 | 23.5904 | 23.5904 | 23.5904 | 23.5904 | 23.5904 | 23.5904 | 23.5904 | 23.5904 | 23.5904 | 23.5904 | 23.5904 | 23.5904 | 23.5904 | 23.5904 | 23.5904 | 23.5904 | 23.5904 | 23.5904 | 23.5904 | 23.5904 | 23.5904 | 23.5904 | 23.5904 | 23.5904 | 23.5904 | 23.5904 | 23.5904 | 23.5904 | 23.5904 | 23.5904 | 23.5904 | 23.5904 | 23.5904 | 23.5904 | 23.5904 | 23.5904 | 23.5904 | 23.5904 | 23.5904 | 23.5904
377 | 23.597 | 23.597 | 23.597 | 23.597 | 23.597 | 23.597 | 23.597 | 23.597 | 23.597 | 23.597 | 23.597 | 23.597 | 23.597 | 23.597 | 23.597 | 23.597 | 23.597 | 23.597 | 23.597 | 23.597 | 23.597 | 23.597 | 23.597 | 23.597 | 23.597 | 23.597 | 23.597 | 23.597 | 23.597 | 23.597 | 23.597 | 23.597 | 23.597 | 23.597 | 23.597 | 23.597 | 23.597 | 23.597 | 23.597 | 23.597 | 23.597 | 23.597 | 23.597 | 23.597 | 23.597 | 23.597 | 23.597 | 23.597 | 23.597 | 23.597 | 23.597 | 23.597 | 23.597 | 23.597 | 23.597 | 23.597 | 23.597 | 23.597 | 23.597 | 23.597
378 | 23.6036 | 23.6036 | 23.6036 | 23.6036 | 23.6036 | 23.6036 | 23.6036 | 23.6036 | 23.6036 | 23.6036 | 23.6036 | 23.6036 | 23.6036 | 23.6036 | 23.6036 | 23.6036 | 23.6036 | 23.6036 | 23.6036 | 23.6036 | 23.6036 | 23.6036 | 23.6036 | 23.6036 | 23.6036 | 23.6036 | 23.6036 | 23.6036 | 23.6036 | 23.6036 | 23.6036 | 23.6036 | 23.6036 | 23.6036 | 23.6036 | 23.6036 | 23.6036 | 23.6036 | 23.6036 | 23.6036 | 23.6036 | 23.6036 | 23.6036 | 23.6036 | 23.6036 | 23.6036 | 23.6036 | 23.6036 | 23.6036 | 23.6036 | 23.6036 | 23.6036 | 23.6036 | 23.6036 | 23.6036 | 23.6036 | 23.6036 | 23.6036 | 23.6036 | 23.6036
379 | 23.6102 | 23.6102 | 23.6102 | 23.6102 | 23.6102 | 23.6102 | 23.6102 | 23.6102 | 23.6102 | 23.6102 | 23.6102 | 23.6102 | 23.6102 | 23.6102 | 23.6102 | 23.6102 | 23.6102 | 23.6102 | 23.6102 | 23.6102 | 23.6102 | 23.6102 | 23.6102 | 23.6102 | 23.6102 | 23.6102 | 23.6102 | 23.6102 | 23.6102 | 23.6102 | 23.6102 | 23.6102 | 23.6102 | 23.6102 | 23.6102 | 23.6102 | 23.6102 | 23.6102 | 23.6102 | 23.6102 | 23.6102 | 23.6102 | 23.6102 | 23.6102 | 23.6102 | 23.6102 | 23.6102 | 23.6102 | 23.6102 | 23.6102 | 23.6102 | 23.6102 | 23.6102 | 23.6102 | 23.6102 | 23.6102 | 23.6102 | 23.6102 | 23.6102 | 23.6102
380 | 23.6168 | 23.6168 | 23.6168 | 23.6168 | 23.6168 | 23.6168 | 23.6168 | 23.6168 | 23.6168 | 23.6168 | 23.6168 | 23.6168 | 23.6168 | 23.6168 | 23.6168 | 23.6168 | 23.6168 | 23.6168 | 23.6168 | 23.6168 | 23.6168 | 23.6168 | 23.6168 | 23.6168 | 23.6168 | 23.6168 | 23.6168 | 23.6168 | 23.6168 | 23.6168 | 23.6168 | 23.6168 | 23.6168 | 23.6168 | 23.6168 | 23.6168 | 23.6168 | 23.6168 | 23.6168 | 23.6168 | 23.6168 | 23.6168 | 23.6168 | 23.6168 | 23.6168 | 23.6168 | 23.6168 | 23.6168 | 23.6168 | 23.6168 | 23.6168 | 23.6168 | 23.6168 | 23.6168 | 23.6168 | 23.6168 | 23.6168 | 23.6168 | 23.6168 | 23.6168
381 | 23.6234 | 23.6234 | 23.6234 | 23.6234 | 23.6234 | 23.6234 | 23.6234 | 23.6234 | 23.6234 | 23.6234 | 23.6234 | 23.6234 | 23.6234 | 23.6234 | 23.6234 | 23.6234 | 23.6234 | 23.6234 | 23.6234 | 23.6234 | 23.6234 | 23.6234 | 23.6234 | 23.6234 | 23.6234 | 23.6234 | 23.6234 | 23.6234 | 23.6234 | 23.6234 | 23.6234 | 23.6234 | 23.6234 | 23.6234 | 23.6234 | 23.6234 | 23.6234 | 23.6234 | 23.6234 | 23.6234 | 23.6234 | 23.6234 | 23.6234 | 23.6234 | 23.6234 | 23.6234 | 23.6234 | 23.6234 | 23.6234 | 23.6234 | 23.6234 | 23.6234 | 23.6234 | 23.6234 | 23.6234 | 23.6234 | 23.6234 | 23.6234 | 23.6234 | 23.6234
382 | 23.6299 | 23.6299 | 23.6299 | 23.6299 | 23.6299 | 23.6299 | 23.6299 | 23.6299 | 23.6299 | 23.6299 | 23.6299 | 23.6299 | 23.6299 | 23.6299 | 23.6299 | 23.6299 | 23.6299 | 23.6299 | 23.6299 | 23.6299 | 23.6299 | 23.6299 | 23.6299 | 23.6299 | 23.6299 | 23.6299 | 23.6299 | 23.6299 | 23.6299 | 23.6299 | 23.6299 | 23.6299 | 23.6299 | 23.6299 | 23.6299 | 23.6299 | 23.6299 | 23.6299 | 23.6299 | 23.6299 | 23.6299 | 23.6299 | 23.6299 | 23.6299 | 23.6299 | 23.6299 | 23.6299 | 23.6299 | 23.6299 | 23.6299 | 23.6299 | 23.6299 | 23.6299 | 23.6299 | 23.6299 | 23.6299 | 23.6299 | 23.6299 | 23.6299 | 23.6299
383 | 23.6365 | 23.6365 | 23.6365 | 23.6365 | 23.6365 | 23.6365 | 23.6365 | 23.6365 | 23.6365 | 23.6365 | 23.6365 | 23.6365 | 23.6365 | 23.6365 | 23.6365 | 23.6365 | 23.6365 | 23.6365 | 23.6365 | 23.6365 | 23.6365 | 23.6365 | 23.6365 | 23.6365 | 23.6365 | 23.6365 | 23.6365 | 23.6365 | 23.6365 | 23.6365 | 23.6365 | 23.6365 | 23.6365 | 23.6365 | 23.6365 | 23.6365 | 23.6365 | 23.6365 | 23.6365 | 23.6365 | 23.6365 | 23.6365 | 23.6365 | 23.6365 | 23.6365 | 23.6365 | 23.6365 | 23.6365 | 23.6365 | 23.6365 | 23.6365 | 23.6365 | 23.6365 | 23.6365 | 23.6365 | 23.6365 | 23.6365 | 23.6365 | 23.6365 | 23.6365
384 | 23.643 | 23.643 | 23.643 | 23.643 | 23.643 | 23.643 | 23.643 | 23.643 | 23.643 | 23.643 | 23.643 | 23.643 | 23.643 | 23.643 | 23.643 | 23.643 | 23.643 | 23.643 | 23.643 | 23.643 | 23.643 | 23.643 | 23.643 | 23.643 | 23.643 | 23.643 | 23.643 | 23.643 | 23.643 | 23.643 | 23.643 | 23.643 | 23.643 | 23.643 | 23.643 | 23.643 | 23.643 | 23.643 | 23.643 | 23.643 | 23.643 | 23.643 | 23.643 | 23.643 | 23.643 | 23.643 | 23.643 | 23.643 | 23.643 | 23.643 | 23.643 | 23.643 | 23.643 | 23.643 | 23.643 | 23.643 | 23.643 | 23.643 | 23.643 | 23.643
385 | 23.6495 | 23.6495 | 23.6495 | 23.6495 | 23.6495 | 23.6495 | 23.6495 | 23.6495 | 23.6495 | 23.6495 | 23.6495 | 23.6495 | 23.6495 | 23.6495 | 23.6495 | 23.6495 | 23.6495 | 23.6495 | 23.6495 | 23.6495 | 23.6495 | 23.6495 | 23.6495 | 23.6495 | 23.6495 | 23.6495 | 23.6495 | 23.6495 | 23.6495 | 23.6495 | 23.6495 | 23.6495 | 23.6495 | 23.6495 | 23.6495 | 23.6495 | 23.6495 | 23.6495 | 23.6495 | 23.6495 | 23.6495 | 23.6495 | 23.6495 | 23.6495 | 23.6495 | 23.6495 | 23.6495 | 23.6495 | 23.6495 | 23.6495 | 23.6495 | 23.6495 | 23.6495 | 23.6495 | 23.6495 | 23.6495 | 23.6495 | 23.6495 | 23.6495 | 23.6495
386 | 23.656 | 23.656 | 23.656 | 23.656 | 23.656 | 23.656 | 23.656 | 23.656 | 23.656 | 23.656 | 23.656 | 23.656 | 23.656 | 23.656 | 23.656 | 23.656 | 23.656 | 23.656 | 23.656 | 23.656 | 23.656 | 23.656 | 23.656 | 23.656 | 23.656 | 23.656 | 23.656 | 23.656 | 23.656 | 23.656 | 23.656 | 23.656 | 23.656 | 23.656 | 23.656 | 23.656 | 23.656 | 23.656 | 23.656 | 23.656 | 23.656 | 23.656 | 23.656 | 23.656 | 23.656 | 23.656 | 23.656 | 23.656 | 23.656 | 23.656 | 23.656 | 23.656 | 23.656 | 23.656 | 23.656 | 23.656 | 23.656 | 23.656 | 23.656 | 23.656
387 | 23.6625 | 23.6625 | 23.6625 | 23.6625 | 23.6625 | 23.6625 | 23.6625 | 23.6625 | 23.6625 | 23.6625 | 23.6625 | 23.6625 | 23.6625 | 23.6625 | 23.6625 | 23.6625 | 23.6625 | 23.6625 | 23.6625 | 23.6625 | 23.6625 | 23.6625 | 23.6625 | 23.6625 | 23.6625 | 23.6625 | 23.6625 | 23.6625 | 23.6625 | 23.6625 | 23.6625 | 23.6625 | 23.6625 | 23.6625 | 23.6625 | 23.6625 | 23.6625 | 23.6625 | 23.6625 | 23.6625 | 23.6625 | 23.6625 | 23.6625 | 23.6625 | 23.6625 | 23.6625 | 23.6625 | 23.6625 | 23.6625 | 23.6625 | 23.6625 | 23.6625 | 23.6625 | 23.6625 | 23.6625 | 23.6625 | 23.6625 | 23.6625 | 23.6625 | 23.6625
388 | 23.6689 | 23.6689 | 23.6689 | 23.6689 | 23.6689 | 23.6689 | 23.6689 | 23.6689 | 23.6689 | 23.6689 | 23.6689 | 23.6689 | 23.6689 | 23.6689 | 23.6689 | 23.6689 | 23.6689 | 23.6689 | 23.6689 | 23.6689 | 23.6689 | 23.6689 | 23.6689 | 23.6689 | 23.6689 | 23.6689 | 23.6689 | 23.6689 | 23.6689 | 23.6689 | 23.6689 | 23.6689 | 23.6689 | 23.6689 | 23.6689 | 23.6689 | 23.6689 | 23.6689 | 23.6689 | 23.6689 | 23.6689 | 23.6689 | 23.6689 | 23.6689 | 23.6689 | 23.6689 | 23.6689 | 23.6689 | 23.6689 | 23.6689 | 23.6689 | 23.6689 | 23.6689 | 23.6689 | 23.6689 | 23.6689 | 23.6689 | 23.6689 | 23.6689 | 23.6689
389 | 23.6753 | 23.6753 | 23.6753 | 23.6753 | 23.6753 | 23.6753 | 23.6753 | 23.6753 | 23.6753 | 23.6753 | 23.6753 | 23.6753 | 23.6753 | 23.6753 | 23.6753 | 23.6753 | 23.6753 | 23.6753 | 23.6753 | 23.6753 | 23.6753 | 23.6753 | 23.6753 | 23.6753 | 23.6753 | 23.6753 | 23.6753 | 23.6753 | 23.6753 | 23.6753 | 23.6753 | 23.6753 | 23.6753 | 23.6753 | 23.6753 | 23.6753 | 23.6753 | 23.6753 | 23.6753 | 23.6753 | 23.6753 | 23.6753 | 23.6753 | 23.6753 | 23.6753 | 23.6753 | 23.6753 | 23.6753 | 23.6753 | 23.6753 | 23.6753 | 23.6753 | 23.6753 | 23.6753 | 23.6753 | 23.6753 | 23.6753 | 23.6753 | 23.6753 | 23.6753
390 | 23.6818 | 23.6818 | 23.6818 | 23.6818 | 23.6818 | 23.6818 | 23.6818 | 23.6818 | 23.6818 | 23.6818 | 23.6818 | 23.6818 | 23.6818 | 23.6818 | 23.6818 | 23.6818 | 23.6818 | 23.6818 | 23.6818 | 23.6818 | 23.6818 | 23.6818 | 23.6818 | 23.6818 | 23.6818 | 23.6818 | 23.6818 | 23.6818 | 23.6818 | 23.6818 | 23.6818 | 23.6818 | 23.6818 | 23.6818 | 23.6818 | 23.6818 | 23.6818 | 23.6818 | 23.6818 | 23.6818 | 23.6818 | 23.6818 | 23.6818 | 23.6818 | 23.6818 | 23.6818 | 23.6818 | 23.6818 | 23.6818 | 23.6818 | 23.6818 | 23.6818 | 23.6818 | 23.6818 | 23.6818 | 23.6818 | 23.6818 | 23.6818 | 23.6818 | 23.6818
391 | 23.6882 | 23.6882 | 23.6882 | 23.6882 | 23.6882 | 23.6882 | 23.6882 | 23.6882 | 23.6882 | 23.6882 | 23.6882 | 23.6882 | 23.6882 | 23.6882 | 23.6882 | 23.6882 | 23.6882 | 23.6882 | 23.6882 | 23.6882 | 23.6882 | 23.6882 | 23.6882 | 23.6882 | 23.6882 | 23.6882 | 23.6882 | 23.6882 | 23.6882 | 23.6882 | 23.6882 | 23.6882 | 23.6882 | 23.6882 | 23.6882 | 23.6882 | 23.6882 | 23.6882 | 23.6882 | 23.6882 | 23.6882 | 23.6882 | 23.6882 | 23.6882 | 23.6882 | 23.6882 | 23.6882 | 23.6882 | 23.6882 | 23.6882 | 23.6882 | 23.6882 | 23.6882 | 23.6882 | 23.6882 | 23.6882 | 23.6882 | 23.6882 | 23.6882 | 23.6882
392 | 23.6945 | 23.6945 | 23.6945 | 23.6945 | 23.6945 | 23.6945 | 23.6945 | 23.6945 | 23.6945 | 23.6945 | 23.6945 | 23.6945 | 23.6945 | 23.6945 | 23.6945 | 23.6945 | 23.6945 | 23.6945 | 23.6945 | 23.6945 | 23.6945 | 23.6945 | 23.6945 | 23.6945 | 23.6945 | 23.6945 | 23.6945 | 23.6945 | 23.6945 | 23.6945 | 23.6945 | 23.6945 | 23.6945 | 23.6945 | 23.6945 | 23.6945 | 23.6945 | 23.6945 | 23.6945 | 23.6945 | 23.6945 | 23.6945 | 23.6945 | 23.6945 | 23.6945 | 23.6945 | 23.6945 | 23.6945 | 23.6945 | 23.6945 | 23.6945 | 23.6945 | 23.6945 | 23.6945 | 23.6945 | 23.6945 | 23.6945 | 23.6945 | 23.6945 | 23.6945
393 | 23.7009 | 23.7009 | 23.7009 | 23.7009 | 23.7009 | 23.7009 | 23.7009 | 23.7009 | 23.7009 | 23.7009 | 23.7009 | 23.7009 | 23.7009 | 23.7009 | 23.7009 | 23.7009 | 23.7009 | 23.7009 | 23.7009 | 23.7009 | 23.7009 | 23.7009 | 23.7009 | 23.7009 | 23.7009 | 23.7009 | 23.7009 | 23.7009 | 23.7009 | 23.7009 | 23.7009 | 23.7009 | 23.7009 | 23.7009 | 23.7009 | 23.7009 | 23.7009 | 23.7009 | 23.7009 | 23.7009 | 23.7009 | 23.7009 | 23.7009 | 23.7009 | 23.7009 | 23.7009 | 23.7009 | 23.7009 | 23.7009 | 23.7009 | 23.7009 | 23.7009 | 23.7009 | 23.7009 | 23.7009 | 23.7009 | 23.7009 | 23.7009 | 23.7009 | 23.7009
394 | 23.7073 | 23.7073 | 23.7073 | 23.7073 | 23.7073 | 23.7073 | 23.7073 | 23.7073 | 23.7073 | 23.7073 | 23.7073 | 23.7073 | 23.7073 | 23.7073 | 23.7073 | 23.7073 | 23.7073 | 23.7073 | 23.7073 | 23.7073 | 23.7073 | 23.7073 | 23.7073 | 23.7073 | 23.7073 | 23.7073 | 23.7073 | 23.7073 | 23.7073 | 23.7073 | 23.7073 | 23.7073 | 23.7073 | 23.7073 | 23.7073 | 23.7073 | 23.7073 | 23.7073 | 23.7073 | 23.7073 | 23.7073 | 23.7073 | 23.7073 | 23.7073 | 23.7073 | 23.7073 | 23.7073 | 23.7073 | 23.7073 | 23.7073 | 23.7073 | 23.7073 | 23.7073 | 23.7073 | 23.7073 | 23.7073 | 23.7073 | 23.7073 | 23.7073 | 23.7073
395 | 23.7136 | 23.7136 | 23.7136 | 23.7136 | 23.7136 | 23.7136 | 23.7136 | 23.7136 | 23.7136 | 23.7136 | 23.7136 | 23.7136 | 23.7136 | 23.7136 | 23.7136 | 23.7136 | 23.7136 | 23.7136 | 23.7136 | 23.7136 | 23.7136 | 23.7136 | 23.7136 | 23.7136 | 23.7136 | 23.7136 | 23.7136 | 23.7136 | 23.7136 | 23.7136 | 23.7136 | 23.7136 | 23.7136 | 23.7136 | 23.7136 | 23.7136 | 23.7136 | 23.7136 | 23.7136 | 23.7136 | 23.7136 | 23.7136 | 23.7136 | 23.7136 | 23.7136 | 23.7136 | 23.7136 | 23.7136 | 23.7136 | 23.7136 | 23.7136 | 23.7136 | 23.7136 | 23.7136 | 23.7136 | 23.7136 | 23.7136 | 23.7136 | 23.7136 | 23.7136
396 | 23.7199 | 23.7199 | 23.7199 | 23.7199 | 23.7199 | 23.7199 | 23.7199 | 23.7199 | 23.7199 | 23.7199 | 23.7199 | 23.7199 | 23.7199 | 23.7199 | 23.7199 | 23.7199 | 23.7199 | 23.7199 | 23.7199 | 23.7199 | 23.7199 | 23.7199 | 23.7199 | 23.7199 | 23.7199 | 23.7199 | 23.7199 | 23.7199 | 23.7199 | 23.7199 | 23.7199 | 23.7199 | 23.7199 | 23.7199 | 23.7199 | 23.7199 | 23.7199 | 23.7199 | 23.7199 | 23.7199 | 23.7199 | 23.7199 | 23.7199 | 23.7199 | 23.7199 | 23.7199 | 23.7199 | 23.7199 | 23.7199 | 23.7199 | 23.7199 | 23.7199 | 23.7199 | 23.7199 | 23.7199 | 23.7199 | 23.7199 | 23.7199 | 23.7199 | 23.7199
397 | 23.7262 | 23.7262 | 23.7262 | 23.7262 | 23.7262 | 23.7262 | 23.7262 | 23.7262 | 23.7262 | 23.7262 | 23.7262 | 23.7262 | 23.7262 | 23.7262 | 23.7262 | 23.7262 | 23.7262 | 23.7262 | 23.7262 | 23.7262 | 23.7262 | 23.7262 | 23.7262 | 23.7262 | 23.7262 | 23.7262 | 23.7262 | 23.7262 | 23.7262 | 23.7262 | 23.7262 | 23.7262 | 23.7262 | 23.7262 | 23.7262 | 23.7262 | 23.7262 | 23.7262 | 23.7262 | 23.7262 | 23.7262 | 23.7262 | 23.7262 | 23.7262 | 23.7262 | 23.7262 | 23.7262 | 23.7262 | 23.7262 | 23.7262 | 23.7262 | 23.7262 | 23.7262 | 23.7262 | 23.7262 | 23.7262 | 23.7262 | 23.7262 | 23.7262 | 23.7262
398 | 23.7325 | 23.7325 | 23.7325 | 23.7325 | 23.7325 | 23.7325 | 23.7325 | 23.7325 | 23.7325 | 23.7325 | 23.7325 | 23.7325 | 23.7325 | 23.7325 | 23.7325 | 23.7325 | 23.7325 | 23.7325 | 23.7325 | 23.7325 | 23.7325 | 23.7325 | 23.7325 | 23.7325 | 23.7325 | 23.7325 | 23.7325 | 23.7325 | 23.7325 | 23.7325 | 23.7325 | 23.7325 | 23.7325 | 23.7325 | 23.7325 | 23.7325 | 23.7325 | 23.7325 | 23.7325 | 23.7325 | 23.7325 | 23.7325 | 23.7325 | 23.7325 | 23.7325 | 23.7325 | 23.7325 | 23.7325 | 23.7325 | 23.7325 | 23.7325 | 23.7325 | 23.7325 | 23.7325 | 23.7325 | 23.7325 | 23.7325 | 23.7325 | 23.7325 | 23.7325
399 | 23.7388 | 23.7388 | 23.7388 | 23.7388 | 23.7388 | 23.7388 | 23.7388 | 23.7388 | 23.7388 | 23.7388 | 23.7388 | 23.7388 | 23.7388 | 23.7388 | 23.7388 | 23.7388 | 23.7388 | 23.7388 | 23.7388 | 23.7388 | 23.7388 | 23.7388 | 23.7388 | 23.7388 | 23.7388 | 23.7388 | 23.7388 | 23.7388 | 23.7388 | 23.7388 | 23.7388 | 23.7388 | 23.7388 | 23.7388 | 23.7388 | 23.7388 | 23.7388 | 23.7388 | 23.7388 | 23.7388 | 23.7388 | 23.7388 | 23.7388 | 23.7388 | 23.7388 | 23.7388 | 23.7388 | 23.7388 | 23.7388 | 23.7388 | 23.7388 | 23.7388 | 23.7388 | 23.7388 | 23.7388 | 23.7388 | 23.7388 | 23.7388 | 23.7388 | 23.7388
400 | 23.7451 | 23.7451 | 23.7451 | 23.7451 | 23.7451 | 23.7451 | 23.7451 | 23.7451 | 23.7451 | 23.7451 | 23.7451 | 23.7451 | 23.7451 | 23.7451 | 23.7451 | 23.7451 | 23.7451 | 23.7451 | 23.7451 | 23.7451 | 23.7451 | 23.7451 | 23.7451 | 23.7451 | 23.7451 | 23.7451 | 23.7451 | 23.7451 | 23.7451 | 23.7451 | 23.7451 | 23.7451 | 23.7451 | 23.7451 | 23.7451 | 23.7451 | 23.7451 | 23.7451 | 23.7451 | 23.7451 | 23.7451 | 23.7451 | 23.7451 | 23.7451 | 23.7451 | 23.7451 | 23.7451 | 23.7451 | 23.7451 | 23.7451 | 23.7451 | 23.7451 | 23.7451 | 23.7451 | 23.7451 | 23.7451 | 23.7451 | 23.7451 | 23.7451 | 23.7451
401 | 23.7513 | 23.7513 | 23.7513 | 23.7513 | 23.7513 | 23.7513 | 23.7513 | 23.7513 | 23.7513 | 23.7513 | 23.7513 | 23.7513 | 23.7513 | 23.7513 | 23.7513 | 23.7513 | 23.7513 | 23.7513 | 23.7513 | 23.7513 | 23.7513 | 23.7513 | 23.7513 | 23.7513 | 23.7513 | 23.7513 | 23.7513 | 23.7513 | 23.7513 | 23.7513 | 23.7513 | 23.7513 | 23.7513 | 23.7513 | 23.7513 | 23.7513 | 23.7513 | 23.7513 | 23.7513 | 23.7513 | 23.7513 | 23.7513 | 23.7513 | 23.7513 | 23.7513 | 23.7513 | 23.7513 | 23.7513 | 23.7513 | 23.7513 | 23.7513 | 23.7513 | 23.7513 | 23.7513 | 23.7513 | 23.7513 | 23.7513 | 23.7513 | 23.7513 | 23.7513
402 | 23.7575 | 23.7575 | 23.7575 | 23.7575 | 23.7575 | 23.7575 | 23.7575 | 23.7575 | 23.7575 | 23.7575 | 23.7575 | 23.7575 | 23.7575 | 23.7575 | 23.7575 | 23.7575 | 23.7575 | 23.7575 | 23.7575 | 23.7575 | 23.7575 | 23.7575 | 23.7575 | 23.7575 | 23.7575 | 23.7575 | 23.7575 | 23.7575 | 23.7575 | 23.7575 | 23.7575 | 23.7575 | 23.7575 | 23.7575 | 23.7575 | 23.7575 | 23.7575 | 23.7575 | 23.7575 | 23.7575 | 23.7575 | 23.7575 | 23.7575 | 23.7575 | 23.7575 | 23.7575 | 23.7575 | 23.7575 | 23.7575 | 23.7575 | 23.7575 | 23.7575 | 23.7575 | 23.7575 | 23.7575 | 23.7575 | 23.7575 | 23.7575 | 23.7575 | 23.7575
403 | 23.7637 | 23.7637 | 23.7637 | 23.7637 | 23.7637 | 23.7637 | 23.7637 | 23.7637 | 23.7637 | 23.7637 | 23.7637 | 23.7637 | 23.7637 | 23.7637 | 23.7637 | 23.7637 | 23.7637 | 23.7637 | 23.7637 | 23.7637 | 23.7637 | 23.7637 | 23.7637 | 23.7637 | 23.7637 | 23.7637 | 23.7637 | 23.7637 | 23.7637 | 23.7637 | 23.7637 | 23.7637 | 23.7637 | 23.7637 | 23.7637 | 23.7637 | 23.7637 | 23.7637 | 23.7637 | 23.7637 | 23.7637 | 23.7637 | 23.7637 | 23.7637 | 23.7637 | 23.7637 | 23.7637 | 23.7637 | 23.7637 | 23.7637 | 23.7637 | 23.7637 | 23.7637 | 23.7637 | 23.7637 | 23.7637 | 23.7637 | 23.7637 | 23.7637 | 23.7637
404 | 23.7699 | 23.7699 | 23.7699 | 23.7699 | 23.7699 | 23.7699 | 23.7699 | 23.7699 | 23.7699 | 23.7699 | 23.7699 | 23.7699 | 23.7699 | 23.7699 | 23.7699 | 23.7699 | 23.7699 | 23.7699 | 23.7699 | 23.7699 | 23.7699 | 23.7699 | 23.7699 | 23.7699 | 23.7699 | 23.7699 | 23.7699 | 23.7699 | 23.7699 | 23.7699 | 23.7699 | 23.7699 | 23.7699 | 23.7699 | 23.7699 | 23.7699 | 23.7699 | 23.7699 | 23.7699 | 23.7699 | 23.7699 | 23.7699 | 23.7699 | 23.7699 | 23.7699 | 23.7699 | 23.7699 | 23.7699 | 23.7699 | 23.7699 | 23.7699 | 23.7699 | 23.7699 | 23.7699 | 23.7699 | 23.7699 | 23.7699 | 23.7699 | 23.7699 | 23.7699
405 | 23.7761 | 23.7761 | 23.7761 | 23.7761 | 23.7761 | 23.7761 | 23.7761 | 23.7761 | 23.7761 | 23.7761 | 23.7761 | 23.7761 | 23.7761 | 23.7761 | 23.7761 | 23.7761 | 23.7761 | 23.7761 | 23.7761 | 23.7761 | 23.7761 | 23.7761 | 23.7761 | 23.7761 | 23.7761 | 23.7761 | 23.7761 | 23.7761 | 23.7761 | 23.7761 | 23.7761 | 23.7761 | 23.7761 | 23.7761 | 23.7761 | 23.7761 | 23.7761 | 23.7761 | 23.7761 | 23.7761 | 23.7761 | 23.7761 | 23.7761 | 23.7761 | 23.7761 | 23.7761 | 23.7761 | 23.7761 | 23.7761 | 23.7761 | 23.7761 | 23.7761 | 23.7761 | 23.7761 | 23.7761 | 23.7761 | 23.7761 | 23.7761 | 23.7761 | 23.7761
406 | 23.7823 | 23.7823 | 23.7823 | 23.7823 | 23.7823 | 23.7823 | 23.7823 | 23.7823 | 23.7823 | 23.7823 | 23.7823 | 23.7823 | 23.7823 | 23.7823 | 23.7823 | 23.7823 | 23.7823 | 23.7823 | 23.7823 | 23.7823 | 23.7823 | 23.7823 | 23.7823 | 23.7823 | 23.7823 | 23.7823 | 23.7823 | 23.7823 | 23.7823 | 23.7823 | 23.7823 | 23.7823 | 23.7823 | 23.7823 | 23.7823 | 23.7823 | 23.7823 | 23.7823 | 23.7823 | 23.7823 | 23.7823 | 23.7823 | 23.7823 | 23.7823 | 23.7823 | 23.7823 | 23.7823 | 23.7823 | 23.7823 | 23.7823 | 23.7823 | 23.7823 | 23.7823 | 23.7823 | 23.7823 | 23.7823 | 23.7823 | 23.7823 | 23.7823 | 23.7823
407 | 23.7884 | 23.7884 | 23.7884 | 23.7884 | 23.7884 | 23.7884 | 23.7884 | 23.7884 | 23.7884 | 23.7884 | 23.7884 | 23.7884 | 23.7884 | 23.7884 | 23.7884 | 23.7884 | 23.7884 | 23.7884 | 23.7884 | 23.7884 | 23.7884 | 23.7884 | 23.7884 | 23.7884 | 23.7884 | 23.7884 | 23.7884 | 23.7884 | 23.7884 | 23.7884 | 23.7884 | 23.7884 | 23.7884 | 23.7884 | 23.7884 | 23.7884 | 23.7884 | 23.7884 | 23.7884 | 23.7884 | 23.7884 | 23.7884 | 23.7884 | 23.7884 | 23.7884 | 23.7884 | 23.7884 | 23.7884 | 23.7884 | 23.7884 | 23.7884 | 23.7884 | 23.7884 | 23.7884 | 23.7884 | 23.7884 | 23.7884 | 23.7884 | 23.7884 | 23.7884
408 | 23.7946 | 23.7946 | 23.7946 | 23.7946 | 23.7946 | 23.7946 | 23.7946 | 23.7946 | 23.7946 | 23.7946 | 23.7946 | 23.7946 | 23.7946 | 23.7946 | 23.7946 | 23.7946 | 23.7946 | 23.7946 | 23.7946 | 23.7946 | 23.7946 | 23.7946 | 23.7946 | 23.7946 | 23.7946 | 23.7946 | 23.7946 | 23.7946 | 23.7946 | 23.7946 | 23.7946 | 23.7946 | 23.7946 | 23.7946 | 23.7946 | 23.7946 | 23.7946 | 23.7946 | 23.7946 | 23.7946 | 23.7946 | 23.7946 | 23.7946 | 23.7946 | 23.7946 | 23.7946 | 23.7946 | 23.7946 | 23.7946 | 23.7946 | 23.7946 | 23.7946 | 23.7946 | 23.7946 | 23.7946 | 23.7946 | 23.7946 | 23.7946 | 23.7946 | 23.7946
409 | 23.8007 | 23.8007 | 23.8007 | 23.8007 | 23.8007 | 23.8007 | 23.8007 | 23.8007 | 23.8007 | 23.8007 | 23.8007 | 23.8007 | 23.8007 | 23.8007 | 23.8007 | 23.8007 | 23.8007 | 23.8007 | 23.8007 | 23.8007 | 23.8007 | 23.8007 | 23.8007 | 23.8007 | 23.8007 | 23.8007 | 23.8007 | 23.8007 | 23.8007 | 23.8007 | 23.8007 | 23.8007 | 23.8007 | 23.8007 | 23.8007 | 23.8007 | 23.8007 | 23.8007 | 23.8007 | 23.8007 | 23.8007 | 23.8007 | 23.8007 | 23.8007 | 23.8007 | 23.8007 | 23.8007 | 23.8007 | 23.8007 | 23.8007 | 23.8007 | 23.8007 | 23.8007 | 23.8007 | 23.8007 | 23.8007 | 23.8007 | 23.8007 | 23.8007 | 23.8007
410 | 23.8068 | 23.8068 | 23.8068 | 23.8068 | 23.8068 | 23.8068 | 23.8068 | 23.8068 | 23.8068 | 23.8068 | 23.8068 | 23.8068 | 23.8068 | 23.8068 | 23.8068 | 23.8068 | 23.8068 | 23.8068 | 23.8068 | 23.8068 | 23.8068 | 23.8068 | 23.8068 | 23.8068 | 23.8068 | 23.8068 | 23.8068 | 23.8068 | 23.8068 | 23.8068 | 23.8068 | 23.8068 | 23.8068 | 23.8068 | 23.8068 | 23.8068 | 23.8068 | 23.8068 | 23.8068 | 23.8068 | 23.8068 | 23.8068 | 23.8068 | 23.8068 | 23.8068 | 23.8068 | 23.8068 | 23.8068 | 23.8068 | 23.8068 | 23.8068 | 23.8068 | 23.8068 | 23.8068 | 23.8068 | 23.8068 | 23.8068 | 23.8068 | 23.8068 | 23.8068
411 | 23.8129 | 23.8129 | 23.8129 | 23.8129 | 23.8129 | 23.8129 | 23.8129 | 23.8129 | 23.8129 | 23.8129 | 23.8129 | 23.8129 | 23.8129 | 23.8129 | 23.8129 | 23.8129 | 23.8129 | 23.8129 | 23.8129 | 23.8129 | 23.8129 | 23.8129 | 23.8129 | 23.8129 | 23.8129 | 23.8129 | 23.8129 | 23.8129 | 23.8129 | 23.8129 | 23.8129 | 23.8129 | 23.8129 | 23.8129 | 23.8129 | 23.8129 | 23.8129 | 23.8129 | 23.8129 | 23.8129 | 23.8129 | 23.8129 | 23.8129 | 23.8129 | 23.8129 | 23.8129 | 23.8129 | 23.8129 | 23.8129 | 23.8129 | 23.8129 | 23.8129 | 23.8129 | 23.8129 | 23.8129 | 23.8129 | 23.8129 | 23.8129 | 23.8129 | 23.8129
412 | 23.819 | 23.819 | 23.819 | 23.819 | 23.819 | 23.819 | 23.819 | 23.819 | 23.819 | 23.819 | 23.819 | 23.819 | 23.819 | 23.819 | 23.819 | 23.819 | 23.819 | 23.819 | 23.819 | 23.819 | 23.819 | 23.819 | 23.819 | 23.819 | 23.819 | 23.819 | 23.819 | 23.819 | 23.819 | 23.819 | 23.819 | 23.819 | 23.819 | 23.819 | 23.819 | 23.819 | 23.819 | 23.819 | 23.819 | 23.819 | 23.819 | 23.819 | 23.819 | 23.819 | 23.819 | 23.819 | 23.819 | 23.819 | 23.819 | 23.819 | 23.819 | 23.819 | 23.819 | 23.819 | 23.819 | 23.819 | 23.819 | 23.819 | 23.819 | 23.819
413 | 23.825 | 23.825 | 23.825 | 23.825 | 23.825 | 23.825 | 23.825 | 23.825 | 23.825 | 23.825 | 23.825 | 23.825 | 23.825 | 23.825 | 23.825 | 23.825 | 23.825 | 23.825 | 23.825 | 23.825 | 23.825 | 23.825 | 23.825 | 23.825 | 23.825 | 23.825 | 23.825 | 23.825 | 23.825 | 23.825 | 23.825 | 23.825 | 23.825 | 23.825 | 23.825 | 23.825 | 23.825 | 23.825 | 23.825 | 23.825 | 23.825 | 23.825 | 23.825 | 23.825 | 23.825 | 23.825 | 23.825 | 23.825 | 23.825 | 23.825 | 23.825 | 23.825 | 23.825 | 23.825 | 23.825 | 23.825 | 23.825 | 23.825 | 23.825 | 23.825
414 | 23.8311 | 23.8311 | 23.8311 | 23.8311 | 23.8311 | 23.8311 | 23.8311 | 23.8311 | 23.8311 | 23.8311 | 23.8311 | 23.8311 | 23.8311 | 23.8311 | 23.8311 | 23.8311 | 23.8311 | 23.8311 | 23.8311 | 23.8311 | 23.8311 | 23.8311 | 23.8311 | 23.8311 | 23.8311 | 23.8311 | 23.8311 | 23.8311 | 23.8311 | 23.8311 | 23.8311 | 23.8311 | 23.8311 | 23.8311 | 23.8311 | 23.8311 | 23.8311 | 23.8311 | 23.8311 | 23.8311 | 23.8311 | 23.8311 | 23.8311 | 23.8311 | 23.8311 | 23.8311 | 23.8311 | 23.8311 | 23.8311 | 23.8311 | 23.8311 | 23.8311 | 23.8311 | 23.8311 | 23.8311 | 23.8311 | 23.8311 | 23.8311 | 23.8311 | 23.8311
415 | 23.8371 | 23.8371 | 23.8371 | 23.8371 | 23.8371 | 23.8371 | 23.8371 | 23.8371 | 23.8371 | 23.8371 | 23.8371 | 23.8371 | 23.8371 | 23.8371 | 23.8371 | 23.8371 | 23.8371 | 23.8371 | 23.8371 | 23.8371 | 23.8371 | 23.8371 | 23.8371 | 23.8371 | 23.8371 | 23.8371 | 23.8371 | 23.8371 | 23.8371 | 23.8371 | 23.8371 | 23.8371 | 23.8371 | 23.8371 | 23.8371 | 23.8371 | 23.8371 | 23.8371 | 23.8371 | 23.8371 | 23.8371 | 23.8371 | 23.8371 | 23.8371 | 23.8371 | 23.8371 | 23.8371 | 23.8371 | 23.8371 | 23.8371 | 23.8371 | 23.8371 | 23.8371 | 23.8371 | 23.8371 | 23.8371 | 23.8371 | 23.8371 | 23.8371 | 23.8371
416 | 23.8431 | 23.8431 | 23.8431 | 23.8431 | 23.8431 | 23.8431 | 23.8431 | 23.8431 | 23.8431 | 23.8431 | 23.8431 | 23.8431 | 23.8431 | 23.8431 | 23.8431 | 23.8431 | 23.8431 | 23.8431 | 23.8431 | 23.8431 | 23.8431 | 23.8431 | 23.8431 | 23.8431 | 23.8431 | 23.8431 | 23.8431 | 23.8431 | 23.8431 | 23.8431 | 23.8431 | 23.8431 | 23.8431 | 23.8431 | 23.8431 | 23.8431 | 23.8431 | 23.8431 | 23.8431 | 23.8431 | 23.8431 | 23.8431 | 23.8431 | 23.8431 | 23.8431 | 23.8431 | 23.8431 | 23.8431 | 23.8431 | 23.8431 | 23.8431 | 23.8431 | 23.8431 | 23.8431 | 23.8431 | 23.8431 | 23.8431 | 23.8431 | 23.8431 | 23.8431
417 | 23.8491 | 23.8491 | 23.8491 | 23.8491 | 23.8491 | 23.8491 | 23.8491 | 23.8491 | 23.8491 | 23.8491 | 23.8491 | 23.8491 | 23.8491 | 23.8491 | 23.8491 | 23.8491 | 23.8491 | 23.8491 | 23.8491 | 23.8491 | 23.8491 | 23.8491 | 23.8491 | 23.8491 | 23.8491 | 23.8491 | 23.8491 | 23.8491 | 23.8491 | 23.8491 | 23.8491 | 23.8491 | 23.8491 | 23.8491 | 23.8491 | 23.8491 | 23.8491 | 23.8491 | 23.8491 | 23.8491 | 23.8491 | 23.8491 | 23.8491 | 23.8491 | 23.8491 | 23.8491 | 23.8491 | 23.8491 | 23.8491 | 23.8491 | 23.8491 | 23.8491 | 23.8491 | 23.8491 | 23.8491 | 23.8491 | 23.8491 | 23.8491 | 23.8491 | 23.8491
418 | 23.8551 | 23.8551 | 23.8551 | 23.8551 | 23.8551 | 23.8551 | 23.8551 | 23.8551 | 23.8551 | 23.8551 | 23.8551 | 23.8551 | 23.8551 | 23.8551 | 23.8551 | 23.8551 | 23.8551 | 23.8551 | 23.8551 | 23.8551 | 23.8551 | 23.8551 | 23.8551 | 23.8551 | 23.8551 | 23.8551 | 23.8551 | 23.8551 | 23.8551 | 23.8551 | 23.8551 | 23.8551 | 23.8551 | 23.8551 | 23.8551 | 23.8551 | 23.8551 | 23.8551 | 23.8551 | 23.8551 | 23.8551 | 23.8551 | 23.8551 | 23.8551 | 23.8551 | 23.8551 | 23.8551 | 23.8551 | 23.8551 | 23.8551 | 23.8551 | 23.8551 | 23.8551 | 23.8551 | 23.8551 | 23.8551 | 23.8551 | 23.8551 | 23.8551 | 23.8551
419 | 23.8611 | 23.8611 | 23.8611 | 23.8611 | 23.8611 | 23.8611 | 23.8611 | 23.8611 | 23.8611 | 23.8611 | 23.8611 | 23.8611 | 23.8611 | 23.8611 | 23.8611 | 23.8611 | 23.8611 | 23.8611 | 23.8611 | 23.8611 | 23.8611 | 23.8611 | 23.8611 | 23.8611 | 23.8611 | 23.8611 | 23.8611 | 23.8611 | 23.8611 | 23.8611 | 23.8611 | 23.8611 | 23.8611 | 23.8611 | 23.8611 | 23.8611 | 23.8611 | 23.8611 | 23.8611 | 23.8611 | 23.8611 | 23.8611 | 23.8611 | 23.8611 | 23.8611 | 23.8611 | 23.8611 | 23.8611 | 23.8611 | 23.8611 | 23.8611 | 23.8611 | 23.8611 | 23.8611 | 23.8611 | 23.8611 | 23.8611 | 23.8611 | 23.8611 | 23.8611
420 | 23.867 | 23.867 | 23.867 | 23.867 | 23.867 | 23.867 | 23.867 | 23.867 | 23.867 | 23.867 | 23.867 | 23.867 | 23.867 | 23.867 | 23.867 | 23.867 | 23.867 | 23.867 | 23.867 | 23.867 | 23.867 | 23.867 | 23.867 | 23.867 | 23.867 | 23.867 | 23.867 | 23.867 | 23.867 | 23.867 | 23.867 | 23.867 | 23.867 | 23.867 | 23.867 | 23.867 | 23.867 | 23.867 | 23.867 | 23.867 | 23.867 | 23.867 | 23.867 | 23.867 | 23.867 | 23.867 | 23.867 | 23.867 | 23.867 | 23.867 | 23.867 | 23.867 | 23.867 | 23.867 | 23.867 | 23.867 | 23.867 | 23.867 | 23.867 | 23.867
421 | 23.873 | 23.873 | 23.873 | 23.873 | 23.873 | 23.873 | 23.873 | 23.873 | 23.873 | 23.873 | 23.873 | 23.873 | 23.873 | 23.873 | 23.873 | 23.873 | 23.873 | 23.873 | 23.873 | 23.873 | 23.873 | 23.873 | 23.873 | 23.873 | 23.873 | 23.873 | 23.873 | 23.873 | 23.873 | 23.873 | 23.873 | 23.873 | 23.873 | 23.873 | 23.873 | 23.873 | 23.873 | 23.873 | 23.873 | 23.873 | 23.873 | 23.873 | 23.873 | 23.873 | 23.873 | 23.873 | 23.873 | 23.873 | 23.873 | 23.873 | 23.873 | 23.873 | 23.873 | 23.873 | 23.873 | 23.873 | 23.873 | 23.873 | 23.873 | 23.873
422 | 23.8789 | 23.8789 | 23.8789 | 23.8789 | 23.8789 | 23.8789 | 23.8789 | 23.8789 | 23.8789 | 23.8789 | 23.8789 | 23.8789 | 23.8789 | 23.8789 | 23.8789 | 23.8789 | 23.8789 | 23.8789 | 23.8789 | 23.8789 | 23.8789 | 23.8789 | 23.8789 | 23.8789 | 23.8789 | 23.8789 | 23.8789 | 23.8789 | 23.8789 | 23.8789 | 23.8789 | 23.8789 | 23.8789 | 23.8789 | 23.8789 | 23.8789 | 23.8789 | 23.8789 | 23.8789 | 23.8789 | 23.8789 | 23.8789 | 23.8789 | 23.8789 | 23.8789 | 23.8789 | 23.8789 | 23.8789 | 23.8789 | 23.8789 | 23.8789 | 23.8789 | 23.8789 | 23.8789 | 23.8789 | 23.8789 | 23.8789 | 23.8789 | 23.8789 | 23.8789
423 | 23.8848 | 23.8848 | 23.8848 | 23.8848 | 23.8848 | 23.8848 | 23.8848 | 23.8848 | 23.8848 | 23.8848 | 23.8848 | 23.8848 | 23.8848 | 23.8848 | 23.8848 | 23.8848 | 23.8848 | 23.8848 | 23.8848 | 23.8848 | 23.8848 | 23.8848 | 23.8848 | 23.8848 | 23.8848 | 23.8848 | 23.8848 | 23.8848 | 23.8848 | 23.8848 | 23.8848 | 23.8848 | 23.8848 | 23.8848 | 23.8848 | 23.8848 | 23.8848 | 23.8848 | 23.8848 | 23.8848 | 23.8848 | 23.8848 | 23.8848 | 23.8848 | 23.8848 | 23.8848 | 23.8848 | 23.8848 | 23.8848 | 23.8848 | 23.8848 | 23.8848 | 23.8848 | 23.8848 | 23.8848 | 23.8848 | 23.8848 | 23.8848 | 23.8848 | 23.8848
424 | 23.8907 | 23.8907 | 23.8907 | 23.8907 | 23.8907 | 23.8907 | 23.8907 | 23.8907 | 23.8907 | 23.8907 | 23.8907 | 23.8907 | 23.8907 | 23.8907 | 23.8907 | 23.8907 | 23.8907 | 23.8907 | 23.8907 | 23.8907 | 23.8907 | 23.8907 | 23.8907 | 23.8907 | 23.8907 | 23.8907 | 23.8907 | 23.8907 | 23.8907 | 23.8907 | 23.8907 | 23.8907 | 23.8907 | 23.8907 | 23.8907 | 23.8907 | 23.8907 | 23.8907 | 23.8907 | 23.8907 | 23.8907 | 23.8907 | 23.8907 | 23.8907 | 23.8907 | 23.8907 | 23.8907 | 23.8907 | 23.8907 | 23.8907 | 23.8907 | 23.8907 | 23.8907 | 23.8907 | 23.8907 | 23.8907 | 23.8907 | 23.8907 | 23.8907 | 23.8907
425 | 23.8966 | 23.8966 | 23.8966 | 23.8966 | 23.8966 | 23.8966 | 23.8966 | 23.8966 | 23.8966 | 23.8966 | 23.8966 | 23.8966 | 23.8966 | 23.8966 | 23.8966 | 23.8966 | 23.8966 | 23.8966 | 23.8966 | 23.8966 | 23.8966 | 23.8966 | 23.8966 | 23.8966 | 23.8966 | 23.8966 | 23.8966 | 23.8966 | 23.8966 | 23.8966 | 23.8966 | 23.8966 | 23.8966 | 23.8966 | 23.8966 | 23.8966 | 23.8966 | 23.8966 | 23.8966 | 23.8966 | 23.8966 | 23.8966 | 23.8966 | 23.8966 | 23.8966 | 23.8966 | 23.8966 | 23.8966 | 23.8966 | 23.8966 | 23.8966 | 23.8966 | 23.8966 | 23.8966 | 23.8966 | 23.8966 | 23.8966 | 23.8966 | 23.8966 | 23.8966
426 | 23.9025 | 23.9025 | 23.9025 | 23.9025 | 23.9025 | 23.9025 | 23.9025 | 23.9025 | 23.9025 | 23.9025 | 23.9025 | 23.9025 | 23.9025 | 23.9025 | 23.9025 | 23.9025 | 23.9025 | 23.9025 | 23.9025 | 23.9025 | 23.9025 | 23.9025 | 23.9025 | 23.9025 | 23.9025 | 23.9025 | 23.9025 | 23.9025 | 23.9025 | 23.9025 | 23.9025 | 23.9025 | 23.9025 | 23.9025 | 23.9025 | 23.9025 | 23.9025 | 23.9025 | 23.9025 | 23.9025 | 23.9025 | 23.9025 | 23.9025 | 23.9025 | 23.9025 | 23.9025 | 23.9025 | 23.9025 | 23.9025 | 23.9025 | 23.9025 | 23.9025 | 23.9025 | 23.9025 | 23.9025 | 23.9025 | 23.9025 | 23.9025 | 23.9025 | 23.9025
427 | 23.9084 | 23.9084 | 23.9084 | 23.9084 | 23.9084 | 23.9084 | 23.9084 | 23.9084 | 23.9084 | 23.9084 | 23.9084 | 23.9084 | 23.9084 | 23.9084 | 23.9084 | 23.9084 | 23.9084 | 23.9084 | 23.9084 | 23.9084 | 23.9084 | 23.9084 | 23.9084 | 23.9084 | 23.9084 | 23.9084 | 23.9084 | 23.9084 | 23.9084 | 23.9084 | 23.9084 | 23.9084 | 23.9084 | 23.9084 | 23.9084 | 23.9084 | 23.9084 | 23.9084 | 23.9084 | 23.9084 | 23.9084 | 23.9084 | 23.9084 | 23.9084 | 23.9084 | 23.9084 | 23.9084 | 23.9084 | 23.9084 | 23.9084 | 23.9084 | 23.9084 | 23.9084 | 23.9084 | 23.9084 | 23.9084 | 23.9084 | 23.9084 | 23.9084 | 23.9084
428 | 23.9142 | 23.9142 | 23.9142 | 23.9142 | 23.9142 | 23.9142 | 23.9142 | 23.9142 | 23.9142 | 23.9142 | 23.9142 | 23.9142 | 23.9142 | 23.9142 | 23.9142 | 23.9142 | 23.9142 | 23.9142 | 23.9142 | 23.9142 | 23.9142 | 23.9142 | 23.9142 | 23.9142 | 23.9142 | 23.9142 | 23.9142 | 23.9142 | 23.9142 | 23.9142 | 23.9142 | 23.9142 | 23.9142 | 23.9142 | 23.9142 | 23.9142 | 23.9142 | 23.9142 | 23.9142 | 23.9142 | 23.9142 | 23.9142 | 23.9142 | 23.9142 | 23.9142 | 23.9142 | 23.9142 | 23.9142 | 23.9142 | 23.9142 | 23.9142 | 23.9142 | 23.9142 | 23.9142 | 23.9142 | 23.9142 | 23.9142 | 23.9142 | 23.9142 | 23.9142
429 | 23.92 | 23.92 | 23.92 | 23.92 | 23.92 | 23.92 | 23.92 | 23.92 | 23.92 | 23.92 | 23.92 | 23.92 | 23.92 | 23.92 | 23.92 | 23.92 | 23.92 | 23.92 | 23.92 | 23.92 | 23.92 | 23.92 | 23.92 | 23.92 | 23.92 | 23.92 | 23.92 | 23.92 | 23.92 | 23.92 | 23.92 | 23.92 | 23.92 | 23.92 | 23.92 | 23.92 | 23.92 | 23.92 | 23.92 | 23.92 | 23.92 | 23.92 | 23.92 | 23.92 | 23.92 | 23.92 | 23.92 | 23.92 | 23.92 | 23.92 | 23.92 | 23.92 | 23.92 | 23.92 | 23.92 | 23.92 | 23.92 | 23.92 | 23.92 | 23.92
430 | 23.9259 | 23.9259 | 23.9259 | 23.9259 | 23.9259 | 23.9259 | 23.9259 | 23.9259 | 23.9259 | 23.9259 | 23.9259 | 23.9259 | 23.9259 | 23.9259 | 23.9259 | 23.9259 | 23.9259 | 23.9259 | 23.9259 | 23.9259 | 23.9259 | 23.9259 | 23.9259 | 23.9259 | 23.9259 | 23.9259 | 23.9259 | 23.9259 | 23.9259 | 23.9259 | 23.9259 | 23.9259 | 23.9259 | 23.9259 | 23.9259 | 23.9259 | 23.9259 | 23.9259 | 23.9259 | 23.9259 | 23.9259 | 23.9259 | 23.9259 | 23.9259 | 23.9259 | 23.9259 | 23.9259 | 23.9259 | 23.9259 | 23.9259 | 23.9259 | 23.9259 | 23.9259 | 23.9259 | 23.9259 | 23.9259 | 23.9259 | 23.9259 | 23.9259 | 23.9259
431 | 23.9317 | 23.9317 | 23.9317 | 23.9317 | 23.9317 | 23.9317 | 23.9317 | 23.9317 | 23.9317 | 23.9317 | 23.9317 | 23.9317 | 23.9317 | 23.9317 | 23.9317 | 23.9317 | 23.9317 | 23.9317 | 23.9317 | 23.9317 | 23.9317 | 23.9317 | 23.9317 | 23.9317 | 23.9317 | 23.9317 | 23.9317 | 23.9317 | 23.9317 | 23.9317 | 23.9317 | 23.9317 | 23.9317 | 23.9317 | 23.9317 | 23.9317 | 23.9317 | 23.9317 | 23.9317 | 23.9317 | 23.9317 | 23.9317 | 23.9317 | 23.9317 | 23.9317 | 23.9317 | 23.9317 | 23.9317 | 23.9317 | 23.9317 | 23.9317 | 23.9317 | 23.9317 | 23.9317 | 23.9317 | 23.9317 | 23.9317 | 23.9317 | 23.9317 | 23.9317
432 | 23.9375 | 23.9375 | 23.9375 | 23.9375 | 23.9375 | 23.9375 | 23.9375 | 23.9375 | 23.9375 | 23.9375 | 23.9375 | 23.9375 | 23.9375 | 23.9375 | 23.9375 | 23.9375 | 23.9375 | 23.9375 | 23.9375 | 23.9375 | 23.9375 | 23.9375 | 23.9375 | 23.9375 | 23.9375 | 23.9375 | 23.9375 | 23.9375 | 23.9375 | 23.9375 | 23.9375 | 23.9375 | 23.9375 | 23.9375 | 23.9375 | 23.9375 | 23.9375 | 23.9375 | 23.9375 | 23.9375 | 23.9375 | 23.9375 | 23.9375 | 23.9375 | 23.9375 | 23.9375 | 23.9375 | 23.9375 | 23.9375 | 23.9375 | 23.9375 | 23.9375 | 23.9375 | 23.9375 | 23.9375 | 23.9375 | 23.9375 | 23.9375 | 23.9375 | 23.9375
433 | 23.9432 | 23.9432 | 23.9432 | 23.9432 | 23.9432 | 23.9432 | 23.9432 | 23.9432 | 23.9432 | 23.9432 | 23.9432 | 23.9432 | 23.9432 | 23.9432 | 23.9432 | 23.9432 | 23.9432 | 23.9432 | 23.9432 | 23.9432 | 23.9432 | 23.9432 | 23.9432 | 23.9432 | 23.9432 | 23.9432 | 23.9432 | 23.9432 | 23.9432 | 23.9432 | 23.9432 | 23.9432 | 23.9432 | 23.9432 | 23.9432 | 23.9432 | 23.9432 | 23.9432 | 23.9432 | 23.9432 | 23.9432 | 23.9432 | 23.9432 | 23.9432 | 23.9432 | 23.9432 | 23.9432 | 23.9432 | 23.9432 | 23.9432 | 23.9432 | 23.9432 | 23.9432 | 23.9432 | 23.9432 | 23.9432 | 23.9432 | 23.9432 | 23.9432 | 23.9432
434 | 23.949 | 23.949 | 23.949 | 23.949 | 23.949 | 23.949 | 23.949 | 23.949 | 23.949 | 23.949 | 23.949 | 23.949 | 23.949 | 23.949 | 23.949 | 23.949 | 23.949 | 23.949 | 23.949 | 23.949 | 23.949 | 23.949 | 23.949 | 23.949 | 23.949 | 23.949 | 23.949 | 23.949 | 23.949 | 23.949 | 23.949 | 23.949 | 23.949 | 23.949 | 23.949 | 23.949 | 23.949 | 23.949 | 23.949 | 23.949 | 23.949 | 23.949 | 23.949 | 23.949 | 23.949 | 23.949 | 23.949 | 23.949 | 23.949 | 23.949 | 23.949 | 23.949 | 23.949 | 23.949 | 23.949 | 23.949 | 23.949 | 23.949 | 23.949 | 23.949
435 | 23.9548 | 23.9548 | 23.9548 | 23.9548 | 23.9548 | 23.9548 | 23.9548 | 23.9548 | 23.9548 | 23.9548 | 23.9548 | 23.9548 | 23.9548 | 23.9548 | 23.9548 | 23.9548 | 23.9548 | 23.9548 | 23.9548 | 23.9548 | 23.9548 | 23.9548 | 23.9548 | 23.9548 | 23.9548 | 23.9548 | 23.9548 | 23.9548 | 23.9548 | 23.9548 | 23.9548 | 23.9548 | 23.9548 | 23.9548 | 23.9548 | 23.9548 | 23.9548 | 23.9548 | 23.9548 | 23.9548 | 23.9548 | 23.9548 | 23.9548 | 23.9548 | 23.9548 | 23.9548 | 23.9548 | 23.9548 | 23.9548 | 23.9548 | 23.9548 | 23.9548 | 23.9548 | 23.9548 | 23.9548 | 23.9548 | 23.9548 | 23.9548 | 23.9548 | 23.9548
436 | 23.9605 | 23.9605 | 23.9605 | 23.9605 | 23.9605 | 23.9605 | 23.9605 | 23.9605 | 23.9605 | 23.9605 | 23.9605 | 23.9605 | 23.9605 | 23.9605 | 23.9605 | 23.9605 | 23.9605 | 23.9605 | 23.9605 | 23.9605 | 23.9605 | 23.9605 | 23.9605 | 23.9605 | 23.9605 | 23.9605 | 23.9605 | 23.9605 | 23.9605 | 23.9605 | 23.9605 | 23.9605 | 23.9605 | 23.9605 | 23.9605 | 23.9605 | 23.9605 | 23.9605 | 23.9605 | 23.9605 | 23.9605 | 23.9605 | 23.9605 | 23.9605 | 23.9605 | 23.9605 | 23.9605 | 23.9605 | 23.9605 | 23.9605 | 23.9605 | 23.9605 | 23.9605 | 23.9605 | 23.9605 | 23.9605 | 23.9605 | 23.9605 | 23.9605 | 23.9605
437 | 23.9662 | 23.9662 | 23.9662 | 23.9662 | 23.9662 | 23.9662 | 23.9662 | 23.9662 | 23.9662 | 23.9662 | 23.9662 | 23.9662 | 23.9662 | 23.9662 | 23.9662 | 23.9662 | 23.9662 | 23.9662 | 23.9662 | 23.9662 | 23.9662 | 23.9662 | 23.9662 | 23.9662 | 23.9662 | 23.9662 | 23.9662 | 23.9662 | 23.9662 | 23.9662 | 23.9662 | 23.9662 | 23.9662 | 23.9662 | 23.9662 | 23.9662 | 23.9662 | 23.9662 | 23.9662 | 23.9662 | 23.9662 | 23.9662 | 23.9662 | 23.9662 | 23.9662 | 23.9662 | 23.9662 | 23.9662 | 23.9662 | 23.9662 | 23.9662 | 23.9662 | 23.9662 | 23.9662 | 23.9662 | 23.9662 | 23.9662 | 23.9662 | 23.9662 | 23.9662
438 | 23.9719 | 23.9719 | 23.9719 | 23.9719 | 23.9719 | 23.9719 | 23.9719 | 23.9719 | 23.9719 | 23.9719 | 23.9719 | 23.9719 | 23.9719 | 23.9719 | 23.9719 | 23.9719 | 23.9719 | 23.9719 | 23.9719 | 23.9719 | 23.9719 | 23.9719 | 23.9719 | 23.9719 | 23.9719 | 23.9719 | 23.9719 | 23.9719 | 23.9719 | 23.9719 | 23.9719 | 23.9719 | 23.9719 | 23.9719 | 23.9719 | 23.9719 | 23.9719 | 23.9719 | 23.9719 | 23.9719 | 23.9719 | 23.9719 | 23.9719 | 23.9719 | 23.9719 | 23.9719 | 23.9719 | 23.9719 | 23.9719 | 23.9719 | 23.9719 | 23.9719 | 23.9719 | 23.9719 | 23.9719 | 23.9719 | 23.9719 | 23.9719 | 23.9719 | 23.9719
439 | 23.9776 | 23.9776 | 23.9776 | 23.9776 | 23.9776 | 23.9776 | 23.9776 | 23.9776 | 23.9776 | 23.9776 | 23.9776 | 23.9776 | 23.9776 | 23.9776 | 23.9776 | 23.9776 | 23.9776 | 23.9776 | 23.9776 | 23.9776 | 23.9776 | 23.9776 | 23.9776 | 23.9776 | 23.9776 | 23.9776 | 23.9776 | 23.9776 | 23.9776 | 23.9776 | 23.9776 | 23.9776 | 23.9776 | 23.9776 | 23.9776 | 23.9776 | 23.9776 | 23.9776 | 23.9776 | 23.9776 | 23.9776 | 23.9776 | 23.9776 | 23.9776 | 23.9776 | 23.9776 | 23.9776 | 23.9776 | 23.9776 | 23.9776 | 23.9776 | 23.9776 | 23.9776 | 23.9776 | 23.9776 | 23.9776 | 23.9776 | 23.9776 | 23.9776 | 23.9776
440 | 23.9833 | 23.9833 | 23.9833 | 23.9833 | 23.9833 | 23.9833 | 23.9833 | 23.9833 | 23.9833 | 23.9833 | 23.9833 | 23.9833 | 23.9833 | 23.9833 | 23.9833 | 23.9833 | 23.9833 | 23.9833 | 23.9833 | 23.9833 | 23.9833 | 23.9833 | 23.9833 | 23.9833 | 23.9833 | 23.9833 | 23.9833 | 23.9833 | 23.9833 | 23.9833 | 23.9833 | 23.9833 | 23.9833 | 23.9833 | 23.9833 | 23.9833 | 23.9833 | 23.9833 | 23.9833 | 23.9833 | 23.9833 | 23.9833 | 23.9833 | 23.9833 | 23.9833 | 23.9833 | 23.9833 | 23.9833 | 23.9833 | 23.9833 | 23.9833 | 23.9833 | 23.9833 | 23.9833 | 23.9833 | 23.9833 | 23.9833 | 23.9833 | 23.9833 | 23.9833
441 | 23.989 | 23.989 | 23.989 | 23.989 | 23.989 | 23.989 | 23.989 | 23.989 | 23.989 | 23.989 | 23.989 | 23.989 | 23.989 | 23.989 | 23.989 | 23.989 | 23.989 | 23.989 | 23.989 | 23.989 | 23.989 | 23.989 | 23.989 | 23.989 | 23.989 | 23.989 | 23.989 | 23.989 | 23.989 | 23.989 | 23.989 | 23.989 | 23.989 | 23.989 | 23.989 | 23.989 | 23.989 | 23.989 | 23.989 | 23.989 | 23.989 | 23.989 | 23.989 | 23.989 | 23.989 | 23.989 | 23.989 | 23.989 | 23.989 | 23.989 | 23.989 | 23.989 | 23.989 | 23.989 | 23.989 | 23.989 | 23.989 | 23.989 | 23.989 | 23.989
442 | 23.9947 | 23.9947 | 23.9947 | 23.9947 | 23.9947 | 23.9947 | 23.9947 | 23.9947 | 23.9947 | 23.9947 | 23.9947 | 23.9947 | 23.9947 | 23.9947 | 23.9947 | 23.9947 | 23.9947 | 23.9947 | 23.9947 | 23.9947 | 23.9947 | 23.9947 | 23.9947 | 23.9947 | 23.9947 | 23.9947 | 23.9947 | 23.9947 | 23.9947 | 23.9947 | 23.9947 | 23.9947 | 23.9947 | 23.9947 | 23.9947 | 23.9947 | 23.9947 | 23.9947 | 23.9947 | 23.9947 | 23.9947 | 23.9947 | 23.9947 | 23.9947 | 23.9947 | 23.9947 | 23.9947 | 23.9947 | 23.9947 | 23.9947 | 23.9947 | 23.9947 | 23.9947 | 23.9947 | 23.9947 | 23.9947 | 23.9947 | 23.9947 | 23.9947 | 23.9947
443 | 24.0003 | 24.0003 | 24.0003 | 24.0003 | 24.0003 | 24.0003 | 24.0003 | 24.0003 | 24.0003 | 24.0003 | 24.0003 | 24.0003 | 24.0003 | 24.0003 | 24.0003 | 24.0003 | 24.0003 | 24.0003 | 24.0003 | 24.0003 | 24.0003 | 24.0003 | 24.0003 | 24.0003 | 24.0003 | 24.0003 | 24.0003 | 24.0003 | 24.0003 | 24.0003 | 24.0003 | 24.0003 | 24.0003 | 24.0003 | 24.0003 | 24.0003 | 24.0003 | 24.0003 | 24.0003 | 24.0003 | 24.0003 | 24.0003 | 24.0003 | 24.0003 | 24.0003 | 24.0003 | 24.0003 | 24.0003 | 24.0003 | 24.0003 | 24.0003 | 24.0003 | 24.0003 | 24.0003 | 24.0003 | 24.0003 | 24.0003 | 24.0003 | 24.0003 | 24.0003
444 | 24.006 | 24.006 | 24.006 | 24.006 | 24.006 | 24.006 | 24.006 | 24.006 | 24.006 | 24.006 | 24.006 | 24.006 | 24.006 | 24.006 | 24.006 | 24.006 | 24.006 | 24.006 | 24.006 | 24.006 | 24.006 | 24.006 | 24.006 | 24.006 | 24.006 | 24.006 | 24.006 | 24.006 | 24.006 | 24.006 | 24.006 | 24.006 | 24.006 | 24.006 | 24.006 | 24.006 | 24.006 | 24.006 | 24.006 | 24.006 | 24.006 | 24.006 | 24.006 | 24.006 | 24.006 | 24.006 | 24.006 | 24.006 | 24.006 | 24.006 | 24.006 | 24.006 | 24.006 | 24.006 | 24.006 | 24.006 | 24.006 | 24.006 | 24.006 | 24.006
445 | 24.0116 | 24.0116 | 24.0116 | 24.0116 | 24.0116 | 24.0116 | 24.0116 | 24.0116 | 24.0116 | 24.0116 | 24.0116 | 24.0116 | 24.0116 | 24.0116 | 24.0116 | 24.0116 | 24.0116 | 24.0116 | 24.0116 | 24.0116 | 24.0116 | 24.0116 | 24.0116 | 24.0116 | 24.0116 | 24.0116 | 24.0116 | 24.0116 | 24.0116 | 24.0116 | 24.0116 | 24.0116 | 24.0116 | 24.0116 | 24.0116 | 24.0116 | 24.0116 | 24.0116 | 24.0116 | 24.0116 | 24.0116 | 24.0116 | 24.0116 | 24.0116 | 24.0116 | 24.0116 | 24.0116 | 24.0116 | 24.0116 | 24.0116 | 24.0116 | 24.0116 | 24.0116 | 24.0116 | 24.0116 | 24.0116 | 24.0116 | 24.0116 | 24.0116 | 24.0116
446 | 24.0172 | 24.0172 | 24.0172 | 24.0172 | 24.0172 | 24.0172 | 24.0172 | 24.0172 | 24.0172 | 24.0172 | 24.0172 | 24.0172 | 24.0172 | 24.0172 | 24.0172 | 24.0172 | 24.0172 | 24.0172 | 24.0172 | 24.0172 | 24.0172 | 24.0172 | 24.0172 | 24.0172 | 24.0172 | 24.0172 | 24.0172 | 24.0172 | 24.0172 | 24.0172 | 24.0172 | 24.0172 | 24.0172 | 24.0172 | 24.0172 | 24.0172 | 24.0172 | 24.0172 | 24.0172 | 24.0172 | 24.0172 | 24.0172 | 24.0172 | 24.0172 | 24.0172 | 24.0172 | 24.0172 | 24.0172 | 24.0172 | 24.0172 | 24.0172 | 24.0172 | 24.0172 | 24.0172 | 24.0172 | 24.0172 | 24.0172 | 24.0172 | 24.0172 | 24.0172
447 | 24.0228 | 24.0228 | 24.0228 | 24.0228 | 24.0228 | 24.0228 | 24.0228 | 24.0228 | 24.0228 | 24.0228 | 24.0228 | 24.0228 | 24.0228 | 24.0228 | 24.0228 | 24.0228 | 24.0228 | 24.0228 | 24.0228 | 24.0228 | 24.0228 | 24.0228 | 24.0228 | 24.0228 | 24.0228 | 24.0228 | 24.0228 | 24.0228 | 24.0228 | 24.0228 | 24.0228 | 24.0228 | 24.0228 | 24.0228 | 24.0228 | 24.0228 | 24.0228 | 24.0228 | 24.0228 | 24.0228 | 24.0228 | 24.0228 | 24.0228 | 24.0228 | 24.0228 | 24.0228 | 24.0228 | 24.0228 | 24.0228 | 24.0228 | 24.0228 | 24.0228 | 24.0228 | 24.0228 | 24.0228 | 24.0228 | 24.0228 | 24.0228 | 24.0228 | 24.0228
448 | 24.0284 | 24.0284 | 24.0284 | 24.0284 | 24.0284 | 24.0284 | 24.0284 | 24.0284 | 24.0284 | 24.0284 | 24.0284 | 24.0284 | 24.0284 | 24.0284 | 24.0284 | 24.0284 | 24.0284 | 24.0284 | 24.0284 | 24.0284 | 24.0284 | 24.0284 | 24.0284 | 24.0284 | 24.0284 | 24.0284 | 24.0284 | 24.0284 | 24.0284 | 24.0284 | 24.0284 | 24.0284 | 24.0284 | 24.0284 | 24.0284 | 24.0284 | 24.0284 | 24.0284 | 24.0284 | 24.0284 | 24.0284 | 24.0284 | 24.0284 | 24.0284 | 24.0284 | 24.0284 | 24.0284 | 24.0284 | 24.0284 | 24.0284 | 24.0284 | 24.0284 | 24.0284 | 24.0284 | 24.0284 | 24.0284 | 24.0284 | 24.0284 | 24.0284 | 24.0284
449 | 24.034 | 24.034 | 24.034 | 24.034 | 24.034 | 24.034 | 24.034 | 24.034 | 24.034 | 24.034 | 24.034 | 24.034 | 24.034 | 24.034 | 24.034 | 24.034 | 24.034 | 24.034 | 24.034 | 24.034 | 24.034 | 24.034 | 24.034 | 24.034 | 24.034 | 24.034 | 24.034 | 24.034 | 24.034 | 24.034 | 24.034 | 24.034 | 24.034 | 24.034 | 24.034 | 24.034 | 24.034 | 24.034 | 24.034 | 24.034 | 24.034 | 24.034 | 24.034 | 24.034 | 24.034 | 24.034 | 24.034 | 24.034 | 24.034 | 24.034 | 24.034 | 24.034 | 24.034 | 24.034 | 24.034 | 24.034 | 24.034 | 24.034 | 24.034 | 24.034
450 | 24.0395 | 24.0395 | 24.0395 | 24.0395 | 24.0395 | 24.0395 | 24.0395 | 24.0395 | 24.0395 | 24.0395 | 24.0395 | 24.0395 | 24.0395 | 24.0395 | 24.0395 | 24.0395 | 24.0395 | 24.0395 | 24.0395 | 24.0395 | 24.0395 | 24.0395 | 24.0395 | 24.0395 | 24.0395 | 24.0395 | 24.0395 | 24.0395 | 24.0395 | 24.0395 | 24.0395 | 24.0395 | 24.0395 | 24.0395 | 24.0395 | 24.0395 | 24.0395 | 24.0395 | 24.0395 | 24.0395 | 24.0395 | 24.0395 | 24.0395 | 24.0395 | 24.0395 | 24.0395 | 24.0395 | 24.0395 | 24.0395 | 24.0395 | 24.0395 | 24.0395 | 24.0395 | 24.0395 | 24.0395 | 24.0395 | 24.0395 | 24.0395 | 24.0395 | 24.0395
451 | 24.0451 | 24.0451 | 24.0451 | 24.0451 | 24.0451 | 24.0451 | 24.0451 | 24.0451 | 24.0451 | 24.0451 | 24.0451 | 24.0451 | 24.0451 | 24.0451 | 24.0451 | 24.0451 | 24.0451 | 24.0451 | 24.0451 | 24.0451 | 24.0451 | 24.0451 | 24.0451 | 24.0451 | 24.0451 | 24.0451 | 24.0451 | 24.0451 | 24.0451 | 24.0451 | 24.0451 | 24.0451 | 24.0451 | 24.0451 | 24.0451 | 24.0451 | 24.0451 | 24.0451 | 24.0451 | 24.0451 | 24.0451 | 24.0451 | 24.0451 | 24.0451 | 24.0451 | 24.0451 | 24.0451 | 24.0451 | 24.0451 | 24.0451 | 24.0451 | 24.0451 | 24.0451 | 24.0451 | 24.0451 | 24.0451 | 24.0451 | 24.0451 | 24.0451 | 24.0451
452 | 24.0506 | 24.0506 | 24.0506 | 24.0506 | 24.0506 | 24.0506 | 24.0506 | 24.0506 | 24.0506 | 24.0506 | 24.0506 | 24.0506 | 24.0506 | 24.0506 | 24.0506 | 24.0506 | 24.0506 | 24.0506 | 24.0506 | 24.0506 | 24.0506 | 24.0506 | 24.0506 | 24.0506 | 24.0506 | 24.0506 | 24.0506 | 24.0506 | 24.0506 | 24.0506 | 24.0506 | 24.0506 | 24.0506 | 24.0506 | 24.0506 | 24.0506 | 24.0506 | 24.0506 | 24.0506 | 24.0506 | 24.0506 | 24.0506 | 24.0506 | 24.0506 | 24.0506 | 24.0506 | 24.0506 | 24.0506 | 24.0506 | 24.0506 | 24.0506 | 24.0506 | 24.0506 | 24.0506 | 24.0506 | 24.0506 | 24.0506 | 24.0506 | 24.0506 | 24.0506
453 | 24.0561 | 24.0561 | 24.0561 | 24.0561 | 24.0561 | 24.0561 | 24.0561 | 24.0561 | 24.0561 | 24.0561 | 24.0561 | 24.0561 | 24.0561 | 24.0561 | 24.0561 | 24.0561 | 24.0561 | 24.0561 | 24.0561 | 24.0561 | 24.0561 | 24.0561 | 24.0561 | 24.0561 | 24.0561 | 24.0561 | 24.0561 | 24.0561 | 24.0561 | 24.0561 | 24.0561 | 24.0561 | 24.0561 | 24.0561 | 24.0561 | 24.0561 | 24.0561 | 24.0561 | 24.0561 | 24.0561 | 24.0561 | 24.0561 | 24.0561 | 24.0561 | 24.0561 | 24.0561 | 24.0561 | 24.0561 | 24.0561 | 24.0561 | 24.0561 | 24.0561 | 24.0561 | 24.0561 | 24.0561 | 24.0561 | 24.0561 | 24.0561 | 24.0561 | 24.0561
454 | 24.0616 | 24.0616 | 24.0616 | 24.0616 | 24.0616 | 24.0616 | 24.0616 | 24.0616 | 24.0616 | 24.0616 | 24.0616 | 24.0616 | 24.0616 | 24.0616 | 24.0616 | 24.0616 | 24.0616 | 24.0616 | 24.0616 | 24.0616 | 24.0616 | 24.0616 | 24.0616 | 24.0616 | 24.0616 | 24.0616 | 24.0616 | 24.0616 | 24.0616 | 24.0616 | 24.0616 | 24.0616 | 24.0616 | 24.0616 | 24.0616 | 24.0616 | 24.0616 | 24.0616 | 24.0616 | 24.0616 | 24.0616 | 24.0616 | 24.0616 | 24.0616 | 24.0616 | 24.0616 | 24.0616 | 24.0616 | 24.0616 | 24.0616 | 24.0616 | 24.0616 | 24.0616 | 24.0616 | 24.0616 | 24.0616 | 24.0616 | 24.0616 | 24.0616 | 24.0616
455 | 24.0671 | 24.0671 | 24.0671 | 24.0671 | 24.0671 | 24.0671 | 24.0671 | 24.0671 | 24.0671 | 24.0671 | 24.0671 | 24.0671 | 24.0671 | 24.0671 | 24.0671 | 24.0671 | 24.0671 | 24.0671 | 24.0671 | 24.0671 | 24.0671 | 24.0671 | 24.0671 | 24.0671 | 24.0671 | 24.0671 | 24.0671 | 24.0671 | 24.0671 | 24.0671 | 24.0671 | 24.0671 | 24.0671 | 24.0671 | 24.0671 | 24.0671 | 24.0671 | 24.0671 | 24.0671 | 24.0671 | 24.0671 | 24.0671 | 24.0671 | 24.0671 | 24.0671 | 24.0671 | 24.0671 | 24.0671 | 24.0671 | 24.0671 | 24.0671 | 24.0671 | 24.0671 | 24.0671 | 24.0671 | 24.0671 | 24.0671 | 24.0671 | 24.0671 | 24.0671
456 | 24.0726 | 24.0726 | 24.0726 | 24.0726 | 24.0726 | 24.0726 | 24.0726 | 24.0726 | 24.0726 | 24.0726 | 24.0726 | 24.0726 | 24.0726 | 24.0726 | 24.0726 | 24.0726 | 24.0726 | 24.0726 | 24.0726 | 24.0726 | 24.0726 | 24.0726 | 24.0726 | 24.0726 | 24.0726 | 24.0726 | 24.0726 | 24.0726 | 24.0726 | 24.0726 | 24.0726 | 24.0726 | 24.0726 | 24.0726 | 24.0726 | 24.0726 | 24.0726 | 24.0726 | 24.0726 | 24.0726 | 24.0726 | 24.0726 | 24.0726 | 24.0726 | 24.0726 | 24.0726 | 24.0726 | 24.0726 | 24.0726 | 24.0726 | 24.0726 | 24.0726 | 24.0726 | 24.0726 | 24.0726 | 24.0726 | 24.0726 | 24.0726 | 24.0726 | 24.0726
457 | 24.0781 | 24.0781 | 24.0781 | 24.0781 | 24.0781 | 24.0781 | 24.0781 | 24.0781 | 24.0781 | 24.0781 | 24.0781 | 24.0781 | 24.0781 | 24.0781 | 24.0781 | 24.0781 | 24.0781 | 24.0781 | 24.0781 | 24.0781 | 24.0781 | 24.0781 | 24.0781 | 24.0781 | 24.0781 | 24.0781 | 24.0781 | 24.0781 | 24.0781 | 24.0781 | 24.0781 | 24.0781 | 24.0781 | 24.0781 | 24.0781 | 24.0781 | 24.0781 | 24.0781 | 24.0781 | 24.0781 | 24.0781 | 24.0781 | 24.0781 | 24.0781 | 24.0781 | 24.0781 | 24.0781 | 24.0781 | 24.0781 | 24.0781 | 24.0781 | 24.0781 | 24.0781 | 24.0781 | 24.0781 | 24.0781 | 24.0781 | 24.0781 | 24.0781 | 24.0781
458 | 24.0836 | 24.0836 | 24.0836 | 24.0836 | 24.0836 | 24.0836 | 24.0836 | 24.0836 | 24.0836 | 24.0836 | 24.0836 | 24.0836 | 24.0836 | 24.0836 | 24.0836 | 24.0836 | 24.0836 | 24.0836 | 24.0836 | 24.0836 | 24.0836 | 24.0836 | 24.0836 | 24.0836 | 24.0836 | 24.0836 | 24.0836 | 24.0836 | 24.0836 | 24.0836 | 24.0836 | 24.0836 | 24.0836 | 24.0836 | 24.0836 | 24.0836 | 24.0836 | 24.0836 | 24.0836 | 24.0836 | 24.0836 | 24.0836 | 24.0836 | 24.0836 | 24.0836 | 24.0836 | 24.0836 | 24.0836 | 24.0836 | 24.0836 | 24.0836 | 24.0836 | 24.0836 | 24.0836 | 24.0836 | 24.0836 | 24.0836 | 24.0836 | 24.0836 | 24.0836
459 | 24.089 | 24.089 | 24.089 | 24.089 | 24.089 | 24.089 | 24.089 | 24.089 | 24.089 | 24.089 | 24.089 | 24.089 | 24.089 | 24.089 | 24.089 | 24.089 | 24.089 | 24.089 | 24.089 | 24.089 | 24.089 | 24.089 | 24.089 | 24.089 | 24.089 | 24.089 | 24.089 | 24.089 | 24.089 | 24.089 | 24.089 | 24.089 | 24.089 | 24.089 | 24.089 | 24.089 | 24.089 | 24.089 | 24.089 | 24.089 | 24.089 | 24.089 | 24.089 | 24.089 | 24.089 | 24.089 | 24.089 | 24.089 | 24.089 | 24.089 | 24.089 | 24.089 | 24.089 | 24.089 | 24.089 | 24.089 | 24.089 | 24.089 | 24.089 | 24.089
460 | 24.0945 | 24.0945 | 24.0945 | 24.0945 | 24.0945 | 24.0945 | 24.0945 | 24.0945 | 24.0945 | 24.0945 | 24.0945 | 24.0945 | 24.0945 | 24.0945 | 24.0945 | 24.0945 | 24.0945 | 24.0945 | 24.0945 | 24.0945 | 24.0945 | 24.0945 | 24.0945 | 24.0945 | 24.0945 | 24.0945 | 24.0945 | 24.0945 | 24.0945 | 24.0945 | 24.0945 | 24.0945 | 24.0945 | 24.0945 | 24.0945 | 24.0945 | 24.0945 | 24.0945 | 24.0945 | 24.0945 | 24.0945 | 24.0945 | 24.0945 | 24.0945 | 24.0945 | 24.0945 | 24.0945 | 24.0945 | 24.0945 | 24.0945 | 24.0945 | 24.0945 | 24.0945 | 24.0945 | 24.0945 | 24.0945 | 24.0945 | 24.0945 | 24.0945 | 24.0945
461 | 24.0999 | 24.0999 | 24.0999 | 24.0999 | 24.0999 | 24.0999 | 24.0999 | 24.0999 | 24.0999 | 24.0999 | 24.0999 | 24.0999 | 24.0999 | 24.0999 | 24.0999 | 24.0999 | 24.0999 | 24.0999 | 24.0999 | 24.0999 | 24.0999 | 24.0999 | 24.0999 | 24.0999 | 24.0999 | 24.0999 | 24.0999 | 24.0999 | 24.0999 | 24.0999 | 24.0999 | 24.0999 | 24.0999 | 24.0999 | 24.0999 | 24.0999 | 24.0999 | 24.0999 | 24.0999 | 24.0999 | 24.0999 | 24.0999 | 24.0999 | 24.0999 | 24.0999 | 24.0999 | 24.0999 | 24.0999 | 24.0999 | 24.0999 | 24.0999 | 24.0999 | 24.0999 | 24.0999 | 24.0999 | 24.0999 | 24.0999 | 24.0999 | 24.0999 | 24.0999
462 | 24.1053 | 24.1053 | 24.1053 | 24.1053 | 24.1053 | 24.1053 | 24.1053 | 24.1053 | 24.1053 | 24.1053 | 24.1053 | 24.1053 | 24.1053 | 24.1053 | 24.1053 | 24.1053 | 24.1053 | 24.1053 | 24.1053 | 24.1053 | 24.1053 | 24.1053 | 24.1053 | 24.1053 | 24.1053 | 24.1053 | 24.1053 | 24.1053 | 24.1053 | 24.1053 | 24.1053 | 24.1053 | 24.1053 | 24.1053 | 24.1053 | 24.1053 | 24.1053 | 24.1053 | 24.1053 | 24.1053 | 24.1053 | 24.1053 | 24.1053 | 24.1053 | 24.1053 | 24.1053 | 24.1053 | 24.1053 | 24.1053 | 24.1053 | 24.1053 | 24.1053 | 24.1053 | 24.1053 | 24.1053 | 24.1053 | 24.1053 | 24.1053 | 24.1053 | 24.1053
463 | 24.1107 | 24.1107 | 24.1107 | 24.1107 | 24.1107 | 24.1107 | 24.1107 | 24.1107 | 24.1107 | 24.1107 | 24.1107 | 24.1107 | 24.1107 | 24.1107 | 24.1107 | 24.1107 | 24.1107 | 24.1107 | 24.1107 | 24.1107 | 24.1107 | 24.1107 | 24.1107 | 24.1107 | 24.1107 | 24.1107 | 24.1107 | 24.1107 | 24.1107 | 24.1107 | 24.1107 | 24.1107 | 24.1107 | 24.1107 | 24.1107 | 24.1107 | 24.1107 | 24.1107 | 24.1107 | 24.1107 | 24.1107 | 24.1107 | 24.1107 | 24.1107 | 24.1107 | 24.1107 | 24.1107 | 24.1107 | 24.1107 | 24.1107 | 24.1107 | 24.1107 | 24.1107 | 24.1107 | 24.1107 | 24.1107 | 24.1107 | 24.1107 | 24.1107 | 24.1107
464 | 24.1161 | 24.1161 | 24.1161 | 24.1161 | 24.1161 | 24.1161 | 24.1161 | 24.1161 | 24.1161 | 24.1161 | 24.1161 | 24.1161 | 24.1161 | 24.1161 | 24.1161 | 24.1161 | 24.1161 | 24.1161 | 24.1161 | 24.1161 | 24.1161 | 24.1161 | 24.1161 | 24.1161 | 24.1161 | 24.1161 | 24.1161 | 24.1161 | 24.1161 | 24.1161 | 24.1161 | 24.1161 | 24.1161 | 24.1161 | 24.1161 | 24.1161 | 24.1161 | 24.1161 | 24.1161 | 24.1161 | 24.1161 | 24.1161 | 24.1161 | 24.1161 | 24.1161 | 24.1161 | 24.1161 | 24.1161 | 24.1161 | 24.1161 | 24.1161 | 24.1161 | 24.1161 | 24.1161 | 24.1161 | 24.1161 | 24.1161 | 24.1161 | 24.1161 | 24.1161
465 | 24.1215 | 24.1215 | 24.1215 | 24.1215 | 24.1215 | 24.1215 | 24.1215 | 24.1215 | 24.1215 | 24.1215 | 24.1215 | 24.1215 | 24.1215 | 24.1215 | 24.1215 | 24.1215 | 24.1215 | 24.1215 | 24.1215 | 24.1215 | 24.1215 | 24.1215 | 24.1215 | 24.1215 | 24.1215 | 24.1215 | 24.1215 | 24.1215 | 24.1215 | 24.1215 | 24.1215 | 24.1215 | 24.1215 | 24.1215 | 24.1215 | 24.1215 | 24.1215 | 24.1215 | 24.1215 | 24.1215 | 24.1215 | 24.1215 | 24.1215 | 24.1215 | 24.1215 | 24.1215 | 24.1215 | 24.1215 | 24.1215 | 24.1215 | 24.1215 | 24.1215 | 24.1215 | 24.1215 | 24.1215 | 24.1215 | 24.1215 | 24.1215 | 24.1215 | 24.1215
466 | 24.1269 | 24.1269 | 24.1269 | 24.1269 | 24.1269 | 24.1269 | 24.1269 | 24.1269 | 24.1269 | 24.1269 | 24.1269 | 24.1269 | 24.1269 | 24.1269 | 24.1269 | 24.1269 | 24.1269 | 24.1269 | 24.1269 | 24.1269 | 24.1269 | 24.1269 | 24.1269 | 24.1269 | 24.1269 | 24.1269 | 24.1269 | 24.1269 | 24.1269 | 24.1269 | 24.1269 | 24.1269 | 24.1269 | 24.1269 | 24.1269 | 24.1269 | 24.1269 | 24.1269 | 24.1269 | 24.1269 | 24.1269 | 24.1269 | 24.1269 | 24.1269 | 24.1269 | 24.1269 | 24.1269 | 24.1269 | 24.1269 | 24.1269 | 24.1269 | 24.1269 | 24.1269 | 24.1269 | 24.1269 | 24.1269 | 24.1269 | 24.1269 | 24.1269 | 24.1269
467 | 24.1322 | 24.1322 | 24.1322 | 24.1322 | 24.1322 | 24.1322 | 24.1322 | 24.1322 | 24.1322 | 24.1322 | 24.1322 | 24.1322 | 24.1322 | 24.1322 | 24.1322 | 24.1322 | 24.1322 | 24.1322 | 24.1322 | 24.1322 | 24.1322 | 24.1322 | 24.1322 | 24.1322 | 24.1322 | 24.1322 | 24.1322 | 24.1322 | 24.1322 | 24.1322 | 24.1322 | 24.1322 | 24.1322 | 24.1322 | 24.1322 | 24.1322 | 24.1322 | 24.1322 | 24.1322 | 24.1322 | 24.1322 | 24.1322 | 24.1322 | 24.1322 | 24.1322 | 24.1322 | 24.1322 | 24.1322 | 24.1322 | 24.1322 | 24.1322 | 24.1322 | 24.1322 | 24.1322 | 24.1322 | 24.1322 | 24.1322 | 24.1322 | 24.1322 | 24.1322
468 | 24.1376 | 24.1376 | 24.1376 | 24.1376 | 24.1376 | 24.1376 | 24.1376 | 24.1376 | 24.1376 | 24.1376 | 24.1376 | 24.1376 | 24.1376 | 24.1376 | 24.1376 | 24.1376 | 24.1376 | 24.1376 | 24.1376 | 24.1376 | 24.1376 | 24.1376 | 24.1376 | 24.1376 | 24.1376 | 24.1376 | 24.1376 | 24.1376 | 24.1376 | 24.1376 | 24.1376 | 24.1376 | 24.1376 | 24.1376 | 24.1376 | 24.1376 | 24.1376 | 24.1376 | 24.1376 | 24.1376 | 24.1376 | 24.1376 | 24.1376 | 24.1376 | 24.1376 | 24.1376 | 24.1376 | 24.1376 | 24.1376 | 24.1376 | 24.1376 | 24.1376 | 24.1376 | 24.1376 | 24.1376 | 24.1376 | 24.1376 | 24.1376 | 24.1376 | 24.1376
469 | 24.1429 | 24.1429 | 24.1429 | 24.1429 | 24.1429 | 24.1429 | 24.1429 | 24.1429 | 24.1429 | 24.1429 | 24.1429 | 24.1429 | 24.1429 | 24.1429 | 24.1429 | 24.1429 | 24.1429 | 24.1429 | 24.1429 | 24.1429 | 24.1429 | 24.1429 | 24.1429 | 24.1429 | 24.1429 | 24.1429 | 24.1429 | 24.1429 | 24.1429 | 24.1429 | 24.1429 | 24.1429 | 24.1429 | 24.1429 | 24.1429 | 24.1429 | 24.1429 | 24.1429 | 24.1429 | 24.1429 | 24.1429 | 24.1429 | 24.1429 | 24.1429 | 24.1429 | 24.1429 | 24.1429 | 24.1429 | 24.1429 | 24.1429 | 24.1429 | 24.1429 | 24.1429 | 24.1429 | 24.1429 | 24.1429 | 24.1429 | 24.1429 | 24.1429 | 24.1429
470 | 24.1482 | 24.1482 | 24.1482 | 24.1482 | 24.1482 | 24.1482 | 24.1482 | 24.1482 | 24.1482 | 24.1482 | 24.1482 | 24.1482 | 24.1482 | 24.1482 | 24.1482 | 24.1482 | 24.1482 | 24.1482 | 24.1482 | 24.1482 | 24.1482 | 24.1482 | 24.1482 | 24.1482 | 24.1482 | 24.1482 | 24.1482 | 24.1482 | 24.1482 | 24.1482 | 24.1482 | 24.1482 | 24.1482 | 24.1482 | 24.1482 | 24.1482 | 24.1482 | 24.1482 | 24.1482 | 24.1482 | 24.1482 | 24.1482 | 24.1482 | 24.1482 | 24.1482 | 24.1482 | 24.1482 | 24.1482 | 24.1482 | 24.1482 | 24.1482 | 24.1482 | 24.1482 | 24.1482 | 24.1482 | 24.1482 | 24.1482 | 24.1482 | 24.1482 | 24.1482
471 | 24.1535 | 24.1535 | 24.1535 | 24.1535 | 24.1535 | 24.1535 | 24.1535 | 24.1535 | 24.1535 | 24.1535 | 24.1535 | 24.1535 | 24.1535 | 24.1535 | 24.1535 | 24.1535 | 24.1535 | 24.1535 | 24.1535 | 24.1535 | 24.1535 | 24.1535 | 24.1535 | 24.1535 | 24.1535 | 24.1535 | 24.1535 | 24.1535 | 24.1535 | 24.1535 | 24.1535 | 24.1535 | 24.1535 | 24.1535 | 24.1535 | 24.1535 | 24.1535 | 24.1535 | 24.1535 | 24.1535 | 24.1535 | 24.1535 | 24.1535 | 24.1535 | 24.1535 | 24.1535 | 24.1535 | 24.1535 | 24.1535 | 24.1535 | 24.1535 | 24.1535 | 24.1535 | 24.1535 | 24.1535 | 24.1535 | 24.1535 | 24.1535 | 24.1535 | 24.1535
472 | 24.1588 | 24.1588 | 24.1588 | 24.1588 | 24.1588 | 24.1588 | 24.1588 | 24.1588 | 24.1588 | 24.1588 | 24.1588 | 24.1588 | 24.1588 | 24.1588 | 24.1588 | 24.1588 | 24.1588 | 24.1588 | 24.1588 | 24.1588 | 24.1588 | 24.1588 | 24.1588 | 24.1588 | 24.1588 | 24.1588 | 24.1588 | 24.1588 | 24.1588 | 24.1588 | 24.1588 | 24.1588 | 24.1588 | 24.1588 | 24.1588 | 24.1588 | 24.1588 | 24.1588 | 24.1588 | 24.1588 | 24.1588 | 24.1588 | 24.1588 | 24.1588 | 24.1588 | 24.1588 | 24.1588 | 24.1588 | 24.1588 | 24.1588 | 24.1588 | 24.1588 | 24.1588 | 24.1588 | 24.1588 | 24.1588 | 24.1588 | 24.1588 | 24.1588 | 24.1588
473 | 24.1641 | 24.1641 | 24.1641 | 24.1641 | 24.1641 | 24.1641 | 24.1641 | 24.1641 | 24.1641 | 24.1641 | 24.1641 | 24.1641 | 24.1641 | 24.1641 | 24.1641 | 24.1641 | 24.1641 | 24.1641 | 24.1641 | 24.1641 | 24.1641 | 24.1641 | 24.1641 | 24.1641 | 24.1641 | 24.1641 | 24.1641 | 24.1641 | 24.1641 | 24.1641 | 24.1641 | 24.1641 | 24.1641 | 24.1641 | 24.1641 | 24.1641 | 24.1641 | 24.1641 | 24.1641 | 24.1641 | 24.1641 | 24.1641 | 24.1641 | 24.1641 | 24.1641 | 24.1641 | 24.1641 | 24.1641 | 24.1641 | 24.1641 | 24.1641 | 24.1641 | 24.1641 | 24.1641 | 24.1641 | 24.1641 | 24.1641 | 24.1641 | 24.1641 | 24.1641
474 | 24.1694 | 24.1694 | 24.1694 | 24.1694 | 24.1694 | 24.1694 | 24.1694 | 24.1694 | 24.1694 | 24.1694 | 24.1694 | 24.1694 | 24.1694 | 24.1694 | 24.1694 | 24.1694 | 24.1694 | 24.1694 | 24.1694 | 24.1694 | 24.1694 | 24.1694 | 24.1694 | 24.1694 | 24.1694 | 24.1694 | 24.1694 | 24.1694 | 24.1694 | 24.1694 | 24.1694 | 24.1694 | 24.1694 | 24.1694 | 24.1694 | 24.1694 | 24.1694 | 24.1694 | 24.1694 | 24.1694 | 24.1694 | 24.1694 | 24.1694 | 24.1694 | 24.1694 | 24.1694 | 24.1694 | 24.1694 | 24.1694 | 24.1694 | 24.1694 | 24.1694 | 24.1694 | 24.1694 | 24.1694 | 24.1694 | 24.1694 | 24.1694 | 24.1694 | 24.1694
475 | 24.1747 | 24.1747 | 24.1747 | 24.1747 | 24.1747 | 24.1747 | 24.1747 | 24.1747 | 24.1747 | 24.1747 | 24.1747 | 24.1747 | 24.1747 | 24.1747 | 24.1747 | 24.1747 | 24.1747 | 24.1747 | 24.1747 | 24.1747 | 24.1747 | 24.1747 | 24.1747 | 24.1747 | 24.1747 | 24.1747 | 24.1747 | 24.1747 | 24.1747 | 24.1747 | 24.1747 | 24.1747 | 24.1747 | 24.1747 | 24.1747 | 24.1747 | 24.1747 | 24.1747 | 24.1747 | 24.1747 | 24.1747 | 24.1747 | 24.1747 | 24.1747 | 24.1747 | 24.1747 | 24.1747 | 24.1747 | 24.1747 | 24.1747 | 24.1747 | 24.1747 | 24.1747 | 24.1747 | 24.1747 | 24.1747 | 24.1747 | 24.1747 | 24.1747 | 24.1747
476 | 24.1799 | 24.1799 | 24.1799 | 24.1799 | 24.1799 | 24.1799 | 24.1799 | 24.1799 | 24.1799 | 24.1799 | 24.1799 | 24.1799 | 24.1799 | 24.1799 | 24.1799 | 24.1799 | 24.1799 | 24.1799 | 24.1799 | 24.1799 | 24.1799 | 24.1799 | 24.1799 | 24.1799 | 24.1799 | 24.1799 | 24.1799 | 24.1799 | 24.1799 | 24.1799 | 24.1799 | 24.1799 | 24.1799 | 24.1799 | 24.1799 | 24.1799 | 24.1799 | 24.1799 | 24.1799 | 24.1799 | 24.1799 | 24.1799 | 24.1799 | 24.1799 | 24.1799 | 24.1799 | 24.1799 | 24.1799 | 24.1799 | 24.1799 | 24.1799 | 24.1799 | 24.1799 | 24.1799 | 24.1799 | 24.1799 | 24.1799 | 24.1799 | 24.1799 | 24.1799
477 | 24.1852 | 24.1852 | 24.1852 | 24.1852 | 24.1852 | 24.1852 | 24.1852 | 24.1852 | 24.1852 | 24.1852 | 24.1852 | 24.1852 | 24.1852 | 24.1852 | 24.1852 | 24.1852 | 24.1852 | 24.1852 | 24.1852 | 24.1852 | 24.1852 | 24.1852 | 24.1852 | 24.1852 | 24.1852 | 24.1852 | 24.1852 | 24.1852 | 24.1852 | 24.1852 | 24.1852 | 24.1852 | 24.1852 | 24.1852 | 24.1852 | 24.1852 | 24.1852 | 24.1852 | 24.1852 | 24.1852 | 24.1852 | 24.1852 | 24.1852 | 24.1852 | 24.1852 | 24.1852 | 24.1852 | 24.1852 | 24.1852 | 24.1852 | 24.1852 | 24.1852 | 24.1852 | 24.1852 | 24.1852 | 24.1852 | 24.1852 | 24.1852 | 24.1852 | 24.1852
478 | 24.1904 | 24.1904 | 24.1904 | 24.1904 | 24.1904 | 24.1904 | 24.1904 | 24.1904 | 24.1904 | 24.1904 | 24.1904 | 24.1904 | 24.1904 | 24.1904 | 24.1904 | 24.1904 | 24.1904 | 24.1904 | 24.1904 | 24.1904 | 24.1904 | 24.1904 | 24.1904 | 24.1904 | 24.1904 | 24.1904 | 24.1904 | 24.1904 | 24.1904 | 24.1904 | 24.1904 | 24.1904 | 24.1904 | 24.1904 | 24.1904 | 24.1904 | 24.1904 | 24.1904 | 24.1904 | 24.1904 | 24.1904 | 24.1904 | 24.1904 | 24.1904 | 24.1904 | 24.1904 | 24.1904 | 24.1904 | 24.1904 | 24.1904 | 24.1904 | 24.1904 | 24.1904 | 24.1904 | 24.1904 | 24.1904 | 24.1904 | 24.1904 | 24.1904 | 24.1904
479 | 24.1956 | 24.1956 | 24.1956 | 24.1956 | 24.1956 | 24.1956 | 24.1956 | 24.1956 | 24.1956 | 24.1956 | 24.1956 | 24.1956 | 24.1956 | 24.1956 | 24.1956 | 24.1956 | 24.1956 | 24.1956 | 24.1956 | 24.1956 | 24.1956 | 24.1956 | 24.1956 | 24.1956 | 24.1956 | 24.1956 | 24.1956 | 24.1956 | 24.1956 | 24.1956 | 24.1956 | 24.1956 | 24.1956 | 24.1956 | 24.1956 | 24.1956 | 24.1956 | 24.1956 | 24.1956 | 24.1956 | 24.1956 | 24.1956 | 24.1956 | 24.1956 | 24.1956 | 24.1956 | 24.1956 | 24.1956 | 24.1956 | 24.1956 | 24.1956 | 24.1956 | 24.1956 | 24.1956 | 24.1956 | 24.1956 | 24.1956 | 24.1956 | 24.1956 | 24.1956
480 | 24.2009 | 24.2009 | 24.2009 | 24.2009 | 24.2009 | 24.2009 | 24.2009 | 24.2009 | 24.2009 | 24.2009 | 24.2009 | 24.2009 | 24.2009 | 24.2009 | 24.2009 | 24.2009 | 24.2009 | 24.2009 | 24.2009 | 24.2009 | 24.2009 | 24.2009 | 24.2009 | 24.2009 | 24.2009 | 24.2009 | 24.2009 | 24.2009 | 24.2009 | 24.2009 | 24.2009 | 24.2009 | 24.2009 | 24.2009 | 24.2009 | 24.2009 | 24.2009 | 24.2009 | 24.2009 | 24.2009 | 24.2009 | 24.2009 | 24.2009 | 24.2009 | 24.2009 | 24.2009 | 24.2009 | 24.2009 | 24.2009 | 24.2009 | 24.2009 | 24.2009 | 24.2009 | 24.2009 | 24.2009 | 24.2009 | 24.2009 | 24.2009 | 24.2009 | 24.2009
481 | 24.2061 | 24.2061 | 24.2061 | 24.2061 | 24.2061 | 24.2061 | 24.2061 | 24.2061 | 24.2061 | 24.2061 | 24.2061 | 24.2061 | 24.2061 | 24.2061 | 24.2061 | 24.2061 | 24.2061 | 24.2061 | 24.2061 | 24.2061 | 24.2061 | 24.2061 | 24.2061 | 24.2061 | 24.2061 | 24.2061 | 24.2061 | 24.2061 | 24.2061 | 24.2061 | 24.2061 | 24.2061 | 24.2061 | 24.2061 | 24.2061 | 24.2061 | 24.2061 | 24.2061 | 24.2061 | 24.2061 | 24.2061 | 24.2061 | 24.2061 | 24.2061 | 24.2061 | 24.2061 | 24.2061 | 24.2061 | 24.2061 | 24.2061 | 24.2061 | 24.2061 | 24.2061 | 24.2061 | 24.2061 | 24.2061 | 24.2061 | 24.2061 | 24.2061 | 24.2061
482 | 24.2113 | 24.2113 | 24.2113 | 24.2113 | 24.2113 | 24.2113 | 24.2113 | 24.2113 | 24.2113 | 24.2113 | 24.2113 | 24.2113 | 24.2113 | 24.2113 | 24.2113 | 24.2113 | 24.2113 | 24.2113 | 24.2113 | 24.2113 | 24.2113 | 24.2113 | 24.2113 | 24.2113 | 24.2113 | 24.2113 | 24.2113 | 24.2113 | 24.2113 | 24.2113 | 24.2113 | 24.2113 | 24.2113 | 24.2113 | 24.2113 | 24.2113 | 24.2113 | 24.2113 | 24.2113 | 24.2113 | 24.2113 | 24.2113 | 24.2113 | 24.2113 | 24.2113 | 24.2113 | 24.2113 | 24.2113 | 24.2113 | 24.2113 | 24.2113 | 24.2113 | 24.2113 | 24.2113 | 24.2113 | 24.2113 | 24.2113 | 24.2113 | 24.2113 | 24.2113
483 | 24.2164 | 24.2164 | 24.2164 | 24.2164 | 24.2164 | 24.2164 | 24.2164 | 24.2164 | 24.2164 | 24.2164 | 24.2164 | 24.2164 | 24.2164 | 24.2164 | 24.2164 | 24.2164 | 24.2164 | 24.2164 | 24.2164 | 24.2164 | 24.2164 | 24.2164 | 24.2164 | 24.2164 | 24.2164 | 24.2164 | 24.2164 | 24.2164 | 24.2164 | 24.2164 | 24.2164 | 24.2164 | 24.2164 | 24.2164 | 24.2164 | 24.2164 | 24.2164 | 24.2164 | 24.2164 | 24.2164 | 24.2164 | 24.2164 | 24.2164 | 24.2164 | 24.2164 | 24.2164 | 24.2164 | 24.2164 | 24.2164 | 24.2164 | 24.2164 | 24.2164 | 24.2164 | 24.2164 | 24.2164 | 24.2164 | 24.2164 | 24.2164 | 24.2164 | 24.2164
484 | 24.2216 | 24.2216 | 24.2216 | 24.2216 | 24.2216 | 24.2216 | 24.2216 | 24.2216 | 24.2216 | 24.2216 | 24.2216 | 24.2216 | 24.2216 | 24.2216 | 24.2216 | 24.2216 | 24.2216 | 24.2216 | 24.2216 | 24.2216 | 24.2216 | 24.2216 | 24.2216 | 24.2216 | 24.2216 | 24.2216 | 24.2216 | 24.2216 | 24.2216 | 24.2216 | 24.2216 | 24.2216 | 24.2216 | 24.2216 | 24.2216 | 24.2216 | 24.2216 | 24.2216 | 24.2216 | 24.2216 | 24.2216 | 24.2216 | 24.2216 | 24.2216 | 24.2216 | 24.2216 | 24.2216 | 24.2216 | 24.2216 | 24.2216 | 24.2216 | 24.2216 | 24.2216 | 24.2216 | 24.2216 | 24.2216 | 24.2216 | 24.2216 | 24.2216 | 24.2216
485 | 24.2268 | 24.2268 | 24.2268 | 24.2268 | 24.2268 | 24.2268 | 24.2268 | 24.2268 | 24.2268 | 24.2268 | 24.2268 | 24.2268 | 24.2268 | 24.2268 | 24.2268 | 24.2268 | 24.2268 | 24.2268 | 24.2268 | 24.2268 | 24.2268 | 24.2268 | 24.2268 | 24.2268 | 24.2268 | 24.2268 | 24.2268 | 24.2268 | 24.2268 | 24.2268 | 24.2268 | 24.2268 | 24.2268 | 24.2268 | 24.2268 | 24.2268 | 24.2268 | 24.2268 | 24.2268 | 24.2268 | 24.2268 | 24.2268 | 24.2268 | 24.2268 | 24.2268 | 24.2268 | 24.2268 | 24.2268 | 24.2268 | 24.2268 | 24.2268 | 24.2268 | 24.2268 | 24.2268 | 24.2268 | 24.2268 | 24.2268 | 24.2268 | 24.2268 | 24.2268
486 | 24.2319 | 24.2319 | 24.2319 | 24.2319 | 24.2319 | 24.2319 | 24.2319 | 24.2319 | 24.2319 | 24.2319 | 24.2319 | 24.2319 | 24.2319 | 24.2319 | 24.2319 | 24.2319 | 24.2319 | 24.2319 | 24.2319 | 24.2319 | 24.2319 | 24.2319 | 24.2319 | 24.2319 | 24.2319 | 24.2319 | 24.2319 | 24.2319 | 24.2319 | 24.2319 | 24.2319 | 24.2319 | 24.2319 | 24.2319 | 24.2319 | 24.2319 | 24.2319 | 24.2319 | 24.2319 | 24.2319 | 24.2319 | 24.2319 | 24.2319 | 24.2319 | 24.2319 | 24.2319 | 24.2319 | 24.2319 | 24.2319 | 24.2319 | 24.2319 | 24.2319 | 24.2319 | 24.2319 | 24.2319 | 24.2319 | 24.2319 | 24.2319 | 24.2319 | 24.2319
487 | 24.2371 | 24.2371 | 24.2371 | 24.2371 | 24.2371 | 24.2371 | 24.2371 | 24.2371 | 24.2371 | 24.2371 | 24.2371 | 24.2371 | 24.2371 | 24.2371 | 24.2371 | 24.2371 | 24.2371 | 24.2371 | 24.2371 | 24.2371 | 24.2371 | 24.2371 | 24.2371 | 24.2371 | 24.2371 | 24.2371 | 24.2371 | 24.2371 | 24.2371 | 24.2371 | 24.2371 | 24.2371 | 24.2371 | 24.2371 | 24.2371 | 24.2371 | 24.2371 | 24.2371 | 24.2371 | 24.2371 | 24.2371 | 24.2371 | 24.2371 | 24.2371 | 24.2371 | 24.2371 | 24.2371 | 24.2371 | 24.2371 | 24.2371 | 24.2371 | 24.2371 | 24.2371 | 24.2371 | 24.2371 | 24.2371 | 24.2371 | 24.2371 | 24.2371 | 24.2371
488 | 24.2422 | 24.2422 | 24.2422 | 24.2422 | 24.2422 | 24.2422 | 24.2422 | 24.2422 | 24.2422 | 24.2422 | 24.2422 | 24.2422 | 24.2422 | 24.2422 | 24.2422 | 24.2422 | 24.2422 | 24.2422 | 24.2422 | 24.2422 | 24.2422 | 24.2422 | 24.2422 | 24.2422 | 24.2422 | 24.2422 | 24.2422 | 24.2422 | 24.2422 | 24.2422 | 24.2422 | 24.2422 | 24.2422 | 24.2422 | 24.2422 | 24.2422 | 24.2422 | 24.2422 | 24.2422 | 24.2422 | 24.2422 | 24.2422 | 24.2422 | 24.2422 | 24.2422 | 24.2422 | 24.2422 | 24.2422 | 24.2422 | 24.2422 | 24.2422 | 24.2422 | 24.2422 | 24.2422 | 24.2422 | 24.2422 | 24.2422 | 24.2422 | 24.2422 | 24.2422
489 | 24.2473 | 24.2473 | 24.2473 | 24.2473 | 24.2473 | 24.2473 | 24.2473 | 24.2473 | 24.2473 | 24.2473 | 24.2473 | 24.2473 | 24.2473 | 24.2473 | 24.2473 | 24.2473 | 24.2473 | 24.2473 | 24.2473 | 24.2473 | 24.2473 | 24.2473 | 24.2473 | 24.2473 | 24.2473 | 24.2473 | 24.2473 | 24.2473 | 24.2473 | 24.2473 | 24.2473 | 24.2473 | 24.2473 | 24.2473 | 24.2473 | 24.2473 | 24.2473 | 24.2473 | 24.2473 | 24.2473 | 24.2473 | 24.2473 | 24.2473 | 24.2473 | 24.2473 | 24.2473 | 24.2473 | 24.2473 | 24.2473 | 24.2473 | 24.2473 | 24.2473 | 24.2473 | 24.2473 | 24.2473 | 24.2473 | 24.2473 | 24.2473 | 24.2473 | 24.2473
490 | 24.2524 | 24.2524 | 24.2524 | 24.2524 | 24.2524 | 24.2524 | 24.2524 | 24.2524 | 24.2524 | 24.2524 | 24.2524 | 24.2524 | 24.2524 | 24.2524 | 24.2524 | 24.2524 | 24.2524 | 24.2524 | 24.2524 | 24.2524 | 24.2524 | 24.2524 | 24.2524 | 24.2524 | 24.2524 | 24.2524 | 24.2524 | 24.2524 | 24.2524 | 24.2524 | 24.2524 | 24.2524 | 24.2524 | 24.2524 | 24.2524 | 24.2524 | 24.2524 | 24.2524 | 24.2524 | 24.2524 | 24.2524 | 24.2524 | 24.2524 | 24.2524 | 24.2524 | 24.2524 | 24.2524 | 24.2524 | 24.2524 | 24.2524 | 24.2524 | 24.2524 | 24.2524 | 24.2524 | 24.2524 | 24.2524 | 24.2524 | 24.2524 | 24.2524 | 24.2524
491 | 24.2575 | 24.2575 | 24.2575 | 24.2575 | 24.2575 | 24.2575 | 24.2575 | 24.2575 | 24.2575 | 24.2575 | 24.2575 | 24.2575 | 24.2575 | 24.2575 | 24.2575 | 24.2575 | 24.2575 | 24.2575 | 24.2575 | 24.2575 | 24.2575 | 24.2575 | 24.2575 | 24.2575 | 24.2575 | 24.2575 | 24.2575 | 24.2575 | 24.2575 | 24.2575 | 24.2575 | 24.2575 | 24.2575 | 24.2575 | 24.2575 | 24.2575 | 24.2575 | 24.2575 | 24.2575 | 24.2575 | 24.2575 | 24.2575 | 24.2575 | 24.2575 | 24.2575 | 24.2575 | 24.2575 | 24.2575 | 24.2575 | 24.2575 | 24.2575 | 24.2575 | 24.2575 | 24.2575 | 24.2575 | 24.2575 | 24.2575 | 24.2575 | 24.2575 | 24.2575
492 | 24.2626 | 24.2626 | 24.2626 | 24.2626 | 24.2626 | 24.2626 | 24.2626 | 24.2626 | 24.2626 | 24.2626 | 24.2626 | 24.2626 | 24.2626 | 24.2626 | 24.2626 | 24.2626 | 24.2626 | 24.2626 | 24.2626 | 24.2626 | 24.2626 | 24.2626 | 24.2626 | 24.2626 | 24.2626 | 24.2626 | 24.2626 | 24.2626 | 24.2626 | 24.2626 | 24.2626 | 24.2626 | 24.2626 | 24.2626 | 24.2626 | 24.2626 | 24.2626 | 24.2626 | 24.2626 | 24.2626 | 24.2626 | 24.2626 | 24.2626 | 24.2626 | 24.2626 | 24.2626 | 24.2626 | 24.2626 | 24.2626 | 24.2626 | 24.2626 | 24.2626 | 24.2626 | 24.2626 | 24.2626 | 24.2626 | 24.2626 | 24.2626 | 24.2626 | 24.2626
493 | 24.2677 | 24.2677 | 24.2677 | 24.2677 | 24.2677 | 24.2677 | 24.2677 | 24.2677 | 24.2677 | 24.2677 | 24.2677 | 24.2677 | 24.2677 | 24.2677 | 24.2677 | 24.2677 | 24.2677 | 24.2677 | 24.2677 | 24.2677 | 24.2677 | 24.2677 | 24.2677 | 24.2677 | 24.2677 | 24.2677 | 24.2677 | 24.2677 | 24.2677 | 24.2677 | 24.2677 | 24.2677 | 24.2677 | 24.2677 | 24.2677 | 24.2677 | 24.2677 | 24.2677 | 24.2677 | 24.2677 | 24.2677 | 24.2677 | 24.2677 | 24.2677 | 24.2677 | 24.2677 | 24.2677 | 24.2677 | 24.2677 | 24.2677 | 24.2677 | 24.2677 | 24.2677 | 24.2677 | 24.2677 | 24.2677 | 24.2677 | 24.2677 | 24.2677 | 24.2677
494 | 24.2727 | 24.2727 | 24.2727 | 24.2727 | 24.2727 | 24.2727 | 24.2727 | 24.2727 | 24.2727 | 24.2727 | 24.2727 | 24.2727 | 24.2727 | 24.2727 | 24.2727 | 24.2727 | 24.2727 | 24.2727 | 24.2727 | 24.2727 | 24.2727 | 24.2727 | 24.2727 | 24.2727 | 24.2727 | 24.2727 | 24.2727 | 24.2727 | 24.2727 | 24.2727 | 24.2727 | 24.2727 | 24.2727 | 24.2727 | 24.2727 | 24.2727 | 24.2727 | 24.2727 | 24.2727 | 24.2727 | 24.2727 | 24.2727 | 24.2727 | 24.2727 | 24.2727 | 24.2727 | 24.2727 | 24.2727 | 24.2727 | 24.2727 | 24.2727 | 24.2727 | 24.2727 | 24.2727 | 24.2727 | 24.2727 | 24.2727 | 24.2727 | 24.2727 | 24.2727
495 | 24.2778 | 24.2778 | 24.2778 | 24.2778 | 24.2778 | 24.2778 | 24.2778 | 24.2778 | 24.2778 | 24.2778 | 24.2778 | 24.2778 | 24.2778 | 24.2778 | 24.2778 | 24.2778 | 24.2778 | 24.2778 | 24.2778 | 24.2778 | 24.2778 | 24.2778 | 24.2778 | 24.2778 | 24.2778 | 24.2778 | 24.2778 | 24.2778 | 24.2778 | 24.2778 | 24.2778 | 24.2778 | 24.2778 | 24.2778 | 24.2778 | 24.2778 | 24.2778 | 24.2778 | 24.2778 | 24.2778 | 24.2778 | 24.2778 | 24.2778 | 24.2778 | 24.2778 | 24.2778 | 24.2778 | 24.2778 | 24.2778 | 24.2778 | 24.2778 | 24.2778 | 24.2778 | 24.2778 | 24.2778 | 24.2778 | 24.2778 | 24.2778 | 24.2778 | 24.2778
496 | 24.2828 | 24.2828 | 24.2828 | 24.2828 | 24.2828 | 24.2828 | 24.2828 | 24.2828 | 24.2828 | 24.2828 | 24.2828 | 24.2828 | 24.2828 | 24.2828 | 24.2828 | 24.2828 | 24.2828 | 24.2828 | 24.2828 | 24.2828 | 24.2828 | 24.2828 | 24.2828 | 24.2828 | 24.2828 | 24.2828 | 24.2828 | 24.2828 | 24.2828 | 24.2828 | 24.2828 | 24.2828 | 24.2828 | 24.2828 | 24.2828 | 24.2828 | 24.2828 | 24.2828 | 24.2828 | 24.2828 | 24.2828 | 24.2828 | 24.2828 | 24.2828 | 24.2828 | 24.2828 | 24.2828 | 24.2828 | 24.2828 | 24.2828 | 24.2828 | 24.2828 | 24.2828 | 24.2828 | 24.2828 | 24.2828 | 24.2828 | 24.2828 | 24.2828 | 24.2828
497 | 24.2879 | 24.2879 | 24.2879 | 24.2879 | 24.2879 | 24.2879 | 24.2879 | 24.2879 | 24.2879 | 24.2879 | 24.2879 | 24.2879 | 24.2879 | 24.2879 | 24.2879 | 24.2879 | 24.2879 | 24.2879 | 24.2879 | 24.2879 | 24.2879 | 24.2879 | 24.2879 | 24.2879 | 24.2879 | 24.2879 | 24.2879 | 24.2879 | 24.2879 | 24.2879 | 24.2879 | 24.2879 | 24.2879 | 24.2879 | 24.2879 | 24.2879 | 24.2879 | 24.2879 | 24.2879 | 24.2879 | 24.2879 | 24.2879 | 24.2879 | 24.2879 | 24.2879 | 24.2879 | 24.2879 | 24.2879 | 24.2879 | 24.2879 | 24.2879 | 24.2879 | 24.2879 | 24.2879 | 24.2879 | 24.2879 | 24.2879 | 24.2879 | 24.2879 | 24.2879
498 | 24.2929 | 24.2929 | 24.2929 | 24.2929 | 24.2929 | 24.2929 | 24.2929 | 24.2929 | 24.2929 | 24.2929 | 24.2929 | 24.2929 | 24.2929 | 24.2929 | 24.2929 | 24.2929 | 24.2929 | 24.2929 | 24.2929 | 24.2929 | 24.2929 | 24.2929 | 24.2929 | 24.2929 | 24.2929 | 24.2929 | 24.2929 | 24.2929 | 24.2929 | 24.2929 | 24.2929 | 24.2929 | 24.2929 | 24.2929 | 24.2929 | 24.2929 | 24.2929 | 24.2929 | 24.2929 | 24.2929 | 24.2929 | 24.2929 | 24.2929 | 24.2929 | 24.2929 | 24.2929 | 24.2929 | 24.2929 | 24.2929 | 24.2929 | 24.2929 | 24.2929 | 24.2929 | 24.2929 | 24.2929 | 24.2929 | 24.2929 | 24.2929 | 24.2929 | 24.2929
499 | 24.2979 | 24.2979 | 24.2979 | 24.2979 | 24.2979 | 24.2979 | 24.2979 | 24.2979 | 24.2979 | 24.2979 | 24.2979 | 24.2979 | 24.2979 | 24.2979 | 24.2979 | 24.2979 | 24.2979 | 24.2979 | 24.2979 | 24.2979 | 24.2979 | 24.2979 | 24.2979 | 24.2979 | 24.2979 | 24.2979 | 24.2979 | 24.2979 | 24.2979 | 24.2979 | 24.2979 | 24.2979 | 24.2979 | 24.2979 | 24.2979 | 24.2979 | 24.2979 | 24.2979 | 24.2979 | 24.2979 | 24.2979 | 24.2979 | 24.2979 | 24.2979 | 24.2979 | 24.2979 | 24.2979 | 24.2979 | 24.2979 | 24.2979 | 24.2979 | 24.2979 | 24.2979 | 24.2979 | 24.2979 | 24.2979 | 24.2979 | 24.2979 | 24.2979 | 24.2979
500 | 24.3029 | 24.3029 | 24.3029 | 24.3029 | 24.3029 | 24.3029 | 24.3029 | 24.3029 | 24.3029 | 24.3029 | 24.3029 | 24.3029 | 24.3029 | 24.3029 | 24.3029 | 24.3029 | 24.3029 | 24.3029 | 24.3029 | 24.3029 | 24.3029 | 24.3029 | 24.3029 | 24.3029 | 24.3029 | 24.3029 | 24.3029 | 24.3029 | 24.3029 | 24.3029 | 24.3029 | 24.3029 | 24.3029 | 24.3029 | 24.3029 | 24.3029 | 24.3029 | 24.3029 | 24.3029 | 24.3029 | 24.3029 | 24.3029 | 24.3029 | 24.3029 | 24.3029 | 24.3029 | 24.3029 | 24.3029 | 24.3029 | 24.3029 | 24.3029 | 24.3029 | 24.3029 | 24.3029 | 24.3029 | 24.3029 | 24.3029 | 24.3029 | 24.3029 | 24.3029
501 | 24.3079 | 24.3079 | 24.3079 | 24.3079 | 24.3079 | 24.3079 | 24.3079 | 24.3079 | 24.3079 | 24.3079 | 24.3079 | 24.3079 | 24.3079 | 24.3079 | 24.3079 | 24.3079 | 24.3079 | 24.3079 | 24.3079 | 24.3079 | 24.3079 | 24.3079 | 24.3079 | 24.3079 | 24.3079 | 24.3079 | 24.3079 | 24.3079 | 24.3079 | 24.3079 | 24.3079 | 24.3079 | 24.3079 | 24.3079 | 24.3079 | 24.3079 | 24.3079 | 24.3079 | 24.3079 | 24.3079 | 24.3079 | 24.3079 | 24.3079 | 24.3079 | 24.3079 | 24.3079 | 24.3079 | 24.3079 | 24.3079 | 24.3079 | 24.3079 | 24.3079 | 24.3079 | 24.3079 | 24.3079 | 24.3079 | 24.3079 | 24.3079 | 24.3079 | 24.3079
502 | 24.3129 | 24.3129 | 24.3129 | 24.3129 | 24.3129 | 24.3129 | 24.3129 | 24.3129 | 24.3129 | 24.3129 | 24.3129 | 24.3129 | 24.3129 | 24.3129 | 24.3129 | 24.3129 | 24.3129 | 24.3129 | 24.3129 | 24.3129 | 24.3129 | 24.3129 | 24.3129 | 24.3129 | 24.3129 | 24.3129 | 24.3129 | 24.3129 | 24.3129 | 24.3129 | 24.3129 | 24.3129 | 24.3129 | 24.3129 | 24.3129 | 24.3129 | 24.3129 | 24.3129 | 24.3129 | 24.3129 | 24.3129 | 24.3129 | 24.3129 | 24.3129 | 24.3129 | 24.3129 | 24.3129 | 24.3129 | 24.3129 | 24.3129 | 24.3129 | 24.3129 | 24.3129 | 24.3129 | 24.3129 | 24.3129 | 24.3129 | 24.3129 | 24.3129 | 24.3129
503 | 24.3179 | 24.3179 | 24.3179 | 24.3179 | 24.3179 | 24.3179 | 24.3179 | 24.3179 | 24.3179 | 24.3179 | 24.3179 | 24.3179 | 24.3179 | 24.3179 | 24.3179 | 24.3179 | 24.3179 | 24.3179 | 24.3179 | 24.3179 | 24.3179 | 24.3179 | 24.3179 | 24.3179 | 24.3179 | 24.3179 | 24.3179 | 24.3179 | 24.3179 | 24.3179 | 24.3179 | 24.3179 | 24.3179 | 24.3179 | 24.3179 | 24.3179 | 24.3179 | 24.3179 | 24.3179 | 24.3179 | 24.3179 | 24.3179 | 24.3179 | 24.3179 | 24.3179 | 24.3179 | 24.3179 | 24.3179 | 24.3179 | 24.3179 | 24.3179 | 24.3179 | 24.3179 | 24.3179 | 24.3179 | 24.3179 | 24.3179 | 24.3179 | 24.3179 | 24.3179
504 | 24.3228 | 24.3228 | 24.3228 | 24.3228 | 24.3228 | 24.3228 | 24.3228 | 24.3228 | 24.3228 | 24.3228 | 24.3228 | 24.3228 | 24.3228 | 24.3228 | 24.3228 | 24.3228 | 24.3228 | 24.3228 | 24.3228 | 24.3228 | 24.3228 | 24.3228 | 24.3228 | 24.3228 | 24.3228 | 24.3228 | 24.3228 | 24.3228 | 24.3228 | 24.3228 | 24.3228 | 24.3228 | 24.3228 | 24.3228 | 24.3228 | 24.3228 | 24.3228 | 24.3228 | 24.3228 | 24.3228 | 24.3228 | 24.3228 | 24.3228 | 24.3228 | 24.3228 | 24.3228 | 24.3228 | 24.3228 | 24.3228 | 24.3228 | 24.3228 | 24.3228 | 24.3228 | 24.3228 | 24.3228 | 24.3228 | 24.3228 | 24.3228 | 24.3228 | 24.3228
505 | 24.3278 | 24.3278 | 24.3278 | 24.3278 | 24.3278 | 24.3278 | 24.3278 | 24.3278 | 24.3278 | 24.3278 | 24.3278 | 24.3278 | 24.3278 | 24.3278 | 24.3278 | 24.3278 | 24.3278 | 24.3278 | 24.3278 | 24.3278 | 24.3278 | 24.3278 | 24.3278 | 24.3278 | 24.3278 | 24.3278 | 24.3278 | 24.3278 | 24.3278 | 24.3278 | 24.3278 | 24.3278 | 24.3278 | 24.3278 | 24.3278 | 24.3278 | 24.3278 | 24.3278 | 24.3278 | 24.3278 | 24.3278 | 24.3278 | 24.3278 | 24.3278 | 24.3278 | 24.3278 | 24.3278 | 24.3278 | 24.3278 | 24.3278 | 24.3278 | 24.3278 | 24.3278 | 24.3278 | 24.3278 | 24.3278 | 24.3278 | 24.3278 | 24.3278 | 24.3278
506 | 24.3327 | 24.3327 | 24.3327 | 24.3327 | 24.3327 | 24.3327 | 24.3327 | 24.3327 | 24.3327 | 24.3327 | 24.3327 | 24.3327 | 24.3327 | 24.3327 | 24.3327 | 24.3327 | 24.3327 | 24.3327 | 24.3327 | 24.3327 | 24.3327 | 24.3327 | 24.3327 | 24.3327 | 24.3327 | 24.3327 | 24.3327 | 24.3327 | 24.3327 | 24.3327 | 24.3327 | 24.3327 | 24.3327 | 24.3327 | 24.3327 | 24.3327 | 24.3327 | 24.3327 | 24.3327 | 24.3327 | 24.3327 | 24.3327 | 24.3327 | 24.3327 | 24.3327 | 24.3327 | 24.3327 | 24.3327 | 24.3327 | 24.3327 | 24.3327 | 24.3327 | 24.3327 | 24.3327 | 24.3327 | 24.3327 | 24.3327 | 24.3327 | 24.3327 | 24.3327
507 | 24.3377 | 24.3377 | 24.3377 | 24.3377 | 24.3377 | 24.3377 | 24.3377 | 24.3377 | 24.3377 | 24.3377 | 24.3377 | 24.3377 | 24.3377 | 24.3377 | 24.3377 | 24.3377 | 24.3377 | 24.3377 | 24.3377 | 24.3377 | 24.3377 | 24.3377 | 24.3377 | 24.3377 | 24.3377 | 24.3377 | 24.3377 | 24.3377 | 24.3377 | 24.3377 | 24.3377 | 24.3377 | 24.3377 | 24.3377 | 24.3377 | 24.3377 | 24.3377 | 24.3377 | 24.3377 | 24.3377 | 24.3377 | 24.3377 | 24.3377 | 24.3377 | 24.3377 | 24.3377 | 24.3377 | 24.3377 | 24.3377 | 24.3377 | 24.3377 | 24.3377 | 24.3377 | 24.3377 | 24.3377 | 24.3377 | 24.3377 | 24.3377 | 24.3377 | 24.3377
508 | 24.3426 | 24.3426 | 24.3426 | 24.3426 | 24.3426 | 24.3426 | 24.3426 | 24.3426 | 24.3426 | 24.3426 | 24.3426 | 24.3426 | 24.3426 | 24.3426 | 24.3426 | 24.3426 | 24.3426 | 24.3426 | 24.3426 | 24.3426 | 24.3426 | 24.3426 | 24.3426 | 24.3426 | 24.3426 | 24.3426 | 24.3426 | 24.3426 | 24.3426 | 24.3426 | 24.3426 | 24.3426 | 24.3426 | 24.3426 | 24.3426 | 24.3426 | 24.3426 | 24.3426 | 24.3426 | 24.3426 | 24.3426 | 24.3426 | 24.3426 | 24.3426 | 24.3426 | 24.3426 | 24.3426 | 24.3426 | 24.3426 | 24.3426 | 24.3426 | 24.3426 | 24.3426 | 24.3426 | 24.3426 | 24.3426 | 24.3426 | 24.3426 | 24.3426 | 24.3426
509 | 24.3475 | 24.3475 | 24.3475 | 24.3475 | 24.3475 | 24.3475 | 24.3475 | 24.3475 | 24.3475 | 24.3475 | 24.3475 | 24.3475 | 24.3475 | 24.3475 | 24.3475 | 24.3475 | 24.3475 | 24.3475 | 24.3475 | 24.3475 | 24.3475 | 24.3475 | 24.3475 | 24.3475 | 24.3475 | 24.3475 | 24.3475 | 24.3475 | 24.3475 | 24.3475 | 24.3475 | 24.3475 | 24.3475 | 24.3475 | 24.3475 | 24.3475 | 24.3475 | 24.3475 | 24.3475 | 24.3475 | 24.3475 | 24.3475 | 24.3475 | 24.3475 | 24.3475 | 24.3475 | 24.3475 | 24.3475 | 24.3475 | 24.3475 | 24.3475 | 24.3475 | 24.3475 | 24.3475 | 24.3475 | 24.3475 | 24.3475 | 24.3475 | 24.3475 | 24.3475
510 | 24.3524 | 24.3524 | 24.3524 | 24.3524 | 24.3524 | 24.3524 | 24.3524 | 24.3524 | 24.3524 | 24.3524 | 24.3524 | 24.3524 | 24.3524 | 24.3524 | 24.3524 | 24.3524 | 24.3524 | 24.3524 | 24.3524 | 24.3524 | 24.3524 | 24.3524 | 24.3524 | 24.3524 | 24.3524 | 24.3524 | 24.3524 | 24.3524 | 24.3524 | 24.3524 | 24.3524 | 24.3524 | 24.3524 | 24.3524 | 24.3524 | 24.3524 | 24.3524 | 24.3524 | 24.3524 | 24.3524 | 24.3524 | 24.3524 | 24.3524 | 24.3524 | 24.3524 | 24.3524 | 24.3524 | 24.3524 | 24.3524 | 24.3524 | 24.3524 | 24.3524 | 24.3524 | 24.3524 | 24.3524 | 24.3524 | 24.3524 | 24.3524 | 24.3524 | 24.3524
511 | 24.3573 | 24.3573 | 24.3573 | 24.3573 | 24.3573 | 24.3573 | 24.3573 | 24.3573 | 24.3573 | 24.3573 | 24.3573 | 24.3573 | 24.3573 | 24.3573 | 24.3573 | 24.3573 | 24.3573 | 24.3573 | 24.3573 | 24.3573 | 24.3573 | 24.3573 | 24.3573 | 24.3573 | 24.3573 | 24.3573 | 24.3573 | 24.3573 | 24.3573 | 24.3573 | 24.3573 | 24.3573 | 24.3573 | 24.3573 | 24.3573 | 24.3573 | 24.3573 | 24.3573 | 24.3573 | 24.3573 | 24.3573 | 24.3573 | 24.3573 | 24.3573 | 24.3573 | 24.3573 | 24.3573 | 24.3573 | 24.3573 | 24.3573 | 24.3573 | 24.3573 | 24.3573 | 24.3573 | 24.3573 | 24.3573 | 24.3573 | 24.3573 | 24.3573 | 24.3573
512 | 24.3622 | 24.3622 | 24.3622 | 24.3622 | 24.3622 | 24.3622 | 24.3622 | 24.3622 | 24.3622 | 24.3622 | 24.3622 | 24.3622 | 24.3622 | 24.3622 | 24.3622 | 24.3622 | 24.3622 | 24.3622 | 24.3622 | 24.3622 | 24.3622 | 24.3622 | 24.3622 | 24.3622 | 24.3622 | 24.3622 | 24.3622 | 24.3622 | 24.3622 | 24.3622 | 24.3622 | 24.3622 | 24.3622 | 24.3622 | 24.3622 | 24.3622 | 24.3622 | 24.3622 | 24.3622 | 24.3622 | 24.3622 | 24.3622 | 24.3622 | 24.3622 | 24.3622 | 24.3622 | 24.3622 | 24.3622 | 24.3622 | 24.3622 | 24.3622 | 24.3622 | 24.3622 | 24.3622 | 24.3622 | 24.3622 | 24.3622 | 24.3622 | 24.3622 | 24.3622
513 | 24.3671 | 24.3671 | 24.3671 | 24.3671 | 24.3671 | 24.3671 | 24.3671 | 24.3671 | 24.3671 | 24.3671 | 24.3671 | 24.3671 | 24.3671 | 24.3671 | 24.3671 | 24.3671 | 24.3671 | 24.3671 | 24.3671 | 24.3671 | 24.3671 | 24.3671 | 24.3671 | 24.3671 | 24.3671 | 24.3671 | 24.3671 | 24.3671 | 24.3671 | 24.3671 | 24.3671 | 24.3671 | 24.3671 | 24.3671 | 24.3671 | 24.3671 | 24.3671 | 24.3671 | 24.3671 | 24.3671 | 24.3671 | 24.3671 | 24.3671 | 24.3671 | 24.3671 | 24.3671 | 24.3671 | 24.3671 | 24.3671 | 24.3671 | 24.3671 | 24.3671 | 24.3671 | 24.3671 | 24.3671 | 24.3671 | 24.3671 | 24.3671 | 24.3671 | 24.3671
514 | 24.372 | 24.372 | 24.372 | 24.372 | 24.372 | 24.372 | 24.372 | 24.372 | 24.372 | 24.372 | 24.372 | 24.372 | 24.372 | 24.372 | 24.372 | 24.372 | 24.372 | 24.372 | 24.372 | 24.372 | 24.372 | 24.372 | 24.372 | 24.372 | 24.372 | 24.372 | 24.372 | 24.372 | 24.372 | 24.372 | 24.372 | 24.372 | 24.372 | 24.372 | 24.372 | 24.372 | 24.372 | 24.372 | 24.372 | 24.372 | 24.372 | 24.372 | 24.372 | 24.372 | 24.372 | 24.372 | 24.372 | 24.372 | 24.372 | 24.372 | 24.372 | 24.372 | 24.372 | 24.372 | 24.372 | 24.372 | 24.372 | 24.372 | 24.372 | 24.372
515 | 24.3768 | 24.3768 | 24.3768 | 24.3768 | 24.3768 | 24.3768 | 24.3768 | 24.3768 | 24.3768 | 24.3768 | 24.3768 | 24.3768 | 24.3768 | 24.3768 | 24.3768 | 24.3768 | 24.3768 | 24.3768 | 24.3768 | 24.3768 | 24.3768 | 24.3768 | 24.3768 | 24.3768 | 24.3768 | 24.3768 | 24.3768 | 24.3768 | 24.3768 | 24.3768 | 24.3768 | 24.3768 | 24.3768 | 24.3768 | 24.3768 | 24.3768 | 24.3768 | 24.3768 | 24.3768 | 24.3768 | 24.3768 | 24.3768 | 24.3768 | 24.3768 | 24.3768 | 24.3768 | 24.3768 | 24.3768 | 24.3768 | 24.3768 | 24.3768 | 24.3768 | 24.3768 | 24.3768 | 24.3768 | 24.3768 | 24.3768 | 24.3768 | 24.3768 | 24.3768
516 | 24.3817 | 24.3817 | 24.3817 | 24.3817 | 24.3817 | 24.3817 | 24.3817 | 24.3817 | 24.3817 | 24.3817 | 24.3817 | 24.3817 | 24.3817 | 24.3817 | 24.3817 | 24.3817 | 24.3817 | 24.3817 | 24.3817 | 24.3817 | 24.3817 | 24.3817 | 24.3817 | 24.3817 | 24.3817 | 24.3817 | 24.3817 | 24.3817 | 24.3817 | 24.3817 | 24.3817 | 24.3817 | 24.3817 | 24.3817 | 24.3817 | 24.3817 | 24.3817 | 24.3817 | 24.3817 | 24.3817 | 24.3817 | 24.3817 | 24.3817 | 24.3817 | 24.3817 | 24.3817 | 24.3817 | 24.3817 | 24.3817 | 24.3817 | 24.3817 | 24.3817 | 24.3817 | 24.3817 | 24.3817 | 24.3817 | 24.3817 | 24.3817 | 24.3817 | 24.3817
517 | 24.3865 | 24.3865 | 24.3865 | 24.3865 | 24.3865 | 24.3865 | 24.3865 | 24.3865 | 24.3865 | 24.3865 | 24.3865 | 24.3865 | 24.3865 | 24.3865 | 24.3865 | 24.3865 | 24.3865 | 24.3865 | 24.3865 | 24.3865 | 24.3865 | 24.3865 | 24.3865 | 24.3865 | 24.3865 | 24.3865 | 24.3865 | 24.3865 | 24.3865 | 24.3865 | 24.3865 | 24.3865 | 24.3865 | 24.3865 | 24.3865 | 24.3865 | 24.3865 | 24.3865 | 24.3865 | 24.3865 | 24.3865 | 24.3865 | 24.3865 | 24.3865 | 24.3865 | 24.3865 | 24.3865 | 24.3865 | 24.3865 | 24.3865 | 24.3865 | 24.3865 | 24.3865 | 24.3865 | 24.3865 | 24.3865 | 24.3865 | 24.3865 | 24.3865 | 24.3865
518 | 24.3913 | 24.3913 | 24.3913 | 24.3913 | 24.3913 | 24.3913 | 24.3913 | 24.3913 | 24.3913 | 24.3913 | 24.3913 | 24.3913 | 24.3913 | 24.3913 | 24.3913 | 24.3913 | 24.3913 | 24.3913 | 24.3913 | 24.3913 | 24.3913 | 24.3913 | 24.3913 | 24.3913 | 24.3913 | 24.3913 | 24.3913 | 24.3913 | 24.3913 | 24.3913 | 24.3913 | 24.3913 | 24.3913 | 24.3913 | 24.3913 | 24.3913 | 24.3913 | 24.3913 | 24.3913 | 24.3913 | 24.3913 | 24.3913 | 24.3913 | 24.3913 | 24.3913 | 24.3913 | 24.3913 | 24.3913 | 24.3913 | 24.3913 | 24.3913 | 24.3913 | 24.3913 | 24.3913 | 24.3913 | 24.3913 | 24.3913 | 24.3913 | 24.3913 | 24.3913
519 | 24.3962 | 24.3962 | 24.3962 | 24.3962 | 24.3962 | 24.3962 | 24.3962 | 24.3962 | 24.3962 | 24.3962 | 24.3962 | 24.3962 | 24.3962 | 24.3962 | 24.3962 | 24.3962 | 24.3962 | 24.3962 | 24.3962 | 24.3962 | 24.3962 | 24.3962 | 24.3962 | 24.3962 | 24.3962 | 24.3962 | 24.3962 | 24.3962 | 24.3962 | 24.3962 | 24.3962 | 24.3962 | 24.3962 | 24.3962 | 24.3962 | 24.3962 | 24.3962 | 24.3962 | 24.3962 | 24.3962 | 24.3962 | 24.3962 | 24.3962 | 24.3962 | 24.3962 | 24.3962 | 24.3962 | 24.3962 | 24.3962 | 24.3962 | 24.3962 | 24.3962 | 24.3962 | 24.3962 | 24.3962 | 24.3962 | 24.3962 | 24.3962 | 24.3962 | 24.3962
520 | 24.401 | 24.401 | 24.401 | 24.401 | 24.401 | 24.401 | 24.401 | 24.401 | 24.401 | 24.401 | 24.401 | 24.401 | 24.401 | 24.401 | 24.401 | 24.401 | 24.401 | 24.401 | 24.401 | 24.401 | 24.401 | 24.401 | 24.401 | 24.401 | 24.401 | 24.401 | 24.401 | 24.401 | 24.401 | 24.401 | 24.401 | 24.401 | 24.401 | 24.401 | 24.401 | 24.401 | 24.401 | 24.401 | 24.401 | 24.401 | 24.401 | 24.401 | 24.401 | 24.401 | 24.401 | 24.401 | 24.401 | 24.401 | 24.401 | 24.401 | 24.401 | 24.401 | 24.401 | 24.401 | 24.401 | 24.401 | 24.401 | 24.401 | 24.401 | 24.401
521 | 24.4058 | 24.4058 | 24.4058 | 24.4058 | 24.4058 | 24.4058 | 24.4058 | 24.4058 | 24.4058 | 24.4058 | 24.4058 | 24.4058 | 24.4058 | 24.4058 | 24.4058 | 24.4058 | 24.4058 | 24.4058 | 24.4058 | 24.4058 | 24.4058 | 24.4058 | 24.4058 | 24.4058 | 24.4058 | 24.4058 | 24.4058 | 24.4058 | 24.4058 | 24.4058 | 24.4058 | 24.4058 | 24.4058 | 24.4058 | 24.4058 | 24.4058 | 24.4058 | 24.4058 | 24.4058 | 24.4058 | 24.4058 | 24.4058 | 24.4058 | 24.4058 | 24.4058 | 24.4058 | 24.4058 | 24.4058 | 24.4058 | 24.4058 | 24.4058 | 24.4058 | 24.4058 | 24.4058 | 24.4058 | 24.4058 | 24.4058 | 24.4058 | 24.4058 | 24.4058
522 | 24.4106 | 24.4106 | 24.4106 | 24.4106 | 24.4106 | 24.4106 | 24.4106 | 24.4106 | 24.4106 | 24.4106 | 24.4106 | 24.4106 | 24.4106 | 24.4106 | 24.4106 | 24.4106 | 24.4106 | 24.4106 | 24.4106 | 24.4106 | 24.4106 | 24.4106 | 24.4106 | 24.4106 | 24.4106 | 24.4106 | 24.4106 | 24.4106 | 24.4106 | 24.4106 | 24.4106 | 24.4106 | 24.4106 | 24.4106 | 24.4106 | 24.4106 | 24.4106 | 24.4106 | 24.4106 | 24.4106 | 24.4106 | 24.4106 | 24.4106 | 24.4106 | 24.4106 | 24.4106 | 24.4106 | 24.4106 | 24.4106 | 24.4106 | 24.4106 | 24.4106 | 24.4106 | 24.4106 | 24.4106 | 24.4106 | 24.4106 | 24.4106 | 24.4106 | 24.4106
523 | 24.4153 | 24.4153 | 24.4153 | 24.4153 | 24.4153 | 24.4153 | 24.4153 | 24.4153 | 24.4153 | 24.4153 | 24.4153 | 24.4153 | 24.4153 | 24.4153 | 24.4153 | 24.4153 | 24.4153 | 24.4153 | 24.4153 | 24.4153 | 24.4153 | 24.4153 | 24.4153 | 24.4153 | 24.4153 | 24.4153 | 24.4153 | 24.4153 | 24.4153 | 24.4153 | 24.4153 | 24.4153 | 24.4153 | 24.4153 | 24.4153 | 24.4153 | 24.4153 | 24.4153 | 24.4153 | 24.4153 | 24.4153 | 24.4153 | 24.4153 | 24.4153 | 24.4153 | 24.4153 | 24.4153 | 24.4153 | 24.4153 | 24.4153 | 24.4153 | 24.4153 | 24.4153 | 24.4153 | 24.4153 | 24.4153 | 24.4153 | 24.4153 | 24.4153 | 24.4153
524 | 24.4201 | 24.4201 | 24.4201 | 24.4201 | 24.4201 | 24.4201 | 24.4201 | 24.4201 | 24.4201 | 24.4201 | 24.4201 | 24.4201 | 24.4201 | 24.4201 | 24.4201 | 24.4201 | 24.4201 | 24.4201 | 24.4201 | 24.4201 | 24.4201 | 24.4201 | 24.4201 | 24.4201 | 24.4201 | 24.4201 | 24.4201 | 24.4201 | 24.4201 | 24.4201 | 24.4201 | 24.4201 | 24.4201 | 24.4201 | 24.4201 | 24.4201 | 24.4201 | 24.4201 | 24.4201 | 24.4201 | 24.4201 | 24.4201 | 24.4201 | 24.4201 | 24.4201 | 24.4201 | 24.4201 | 24.4201 | 24.4201 | 24.4201 | 24.4201 | 24.4201 | 24.4201 | 24.4201 | 24.4201 | 24.4201 | 24.4201 | 24.4201 | 24.4201 | 24.4201
525 | 24.4249 | 24.4249 | 24.4249 | 24.4249 | 24.4249 | 24.4249 | 24.4249 | 24.4249 | 24.4249 | 24.4249 | 24.4249 | 24.4249 | 24.4249 | 24.4249 | 24.4249 | 24.4249 | 24.4249 | 24.4249 | 24.4249 | 24.4249 | 24.4249 | 24.4249 | 24.4249 | 24.4249 | 24.4249 | 24.4249 | 24.4249 | 24.4249 | 24.4249 | 24.4249 | 24.4249 | 24.4249 | 24.4249 | 24.4249 | 24.4249 | 24.4249 | 24.4249 | 24.4249 | 24.4249 | 24.4249 | 24.4249 | 24.4249 | 24.4249 | 24.4249 | 24.4249 | 24.4249 | 24.4249 | 24.4249 | 24.4249 | 24.4249 | 24.4249 | 24.4249 | 24.4249 | 24.4249 | 24.4249 | 24.4249 | 24.4249 | 24.4249 | 24.4249 | 24.4249
526 | 24.4296 | 24.4296 | 24.4296 | 24.4296 | 24.4296 | 24.4296 | 24.4296 | 24.4296 | 24.4296 | 24.4296 | 24.4296 | 24.4296 | 24.4296 | 24.4296 | 24.4296 | 24.4296 | 24.4296 | 24.4296 | 24.4296 | 24.4296 | 24.4296 | 24.4296 | 24.4296 | 24.4296 | 24.4296 | 24.4296 | 24.4296 | 24.4296 | 24.4296 | 24.4296 | 24.4296 | 24.4296 | 24.4296 | 24.4296 | 24.4296 | 24.4296 | 24.4296 | 24.4296 | 24.4296 | 24.4296 | 24.4296 | 24.4296 | 24.4296 | 24.4296 | 24.4296 | 24.4296 | 24.4296 | 24.4296 | 24.4296 | 24.4296 | 24.4296 | 24.4296 | 24.4296 | 24.4296 | 24.4296 | 24.4296 | 24.4296 | 24.4296 | 24.4296 | 24.4296
527 | 24.4344 | 24.4344 | 24.4344 | 24.4344 | 24.4344 | 24.4344 | 24.4344 | 24.4344 | 24.4344 | 24.4344 | 24.4344 | 24.4344 | 24.4344 | 24.4344 | 24.4344 | 24.4344 | 24.4344 | 24.4344 | 24.4344 | 24.4344 | 24.4344 | 24.4344 | 24.4344 | 24.4344 | 24.4344 | 24.4344 | 24.4344 | 24.4344 | 24.4344 | 24.4344 | 24.4344 | 24.4344 | 24.4344 | 24.4344 | 24.4344 | 24.4344 | 24.4344 | 24.4344 | 24.4344 | 24.4344 | 24.4344 | 24.4344 | 24.4344 | 24.4344 | 24.4344 | 24.4344 | 24.4344 | 24.4344 | 24.4344 | 24.4344 | 24.4344 | 24.4344 | 24.4344 | 24.4344 | 24.4344 | 24.4344 | 24.4344 | 24.4344 | 24.4344 | 24.4344
528 | 24.4391 | 24.4391 | 24.4391 | 24.4391 | 24.4391 | 24.4391 | 24.4391 | 24.4391 | 24.4391 | 24.4391 | 24.4391 | 24.4391 | 24.4391 | 24.4391 | 24.4391 | 24.4391 | 24.4391 | 24.4391 | 24.4391 | 24.4391 | 24.4391 | 24.4391 | 24.4391 | 24.4391 | 24.4391 | 24.4391 | 24.4391 | 24.4391 | 24.4391 | 24.4391 | 24.4391 | 24.4391 | 24.4391 | 24.4391 | 24.4391 | 24.4391 | 24.4391 | 24.4391 | 24.4391 | 24.4391 | 24.4391 | 24.4391 | 24.4391 | 24.4391 | 24.4391 | 24.4391 | 24.4391 | 24.4391 | 24.4391 | 24.4391 | 24.4391 | 24.4391 | 24.4391 | 24.4391 | 24.4391 | 24.4391 | 24.4391 | 24.4391 | 24.4391 | 24.4391
529 | 24.4439 | 24.4439 | 24.4439 | 24.4439 | 24.4439 | 24.4439 | 24.4439 | 24.4439 | 24.4439 | 24.4439 | 24.4439 | 24.4439 | 24.4439 | 24.4439 | 24.4439 | 24.4439 | 24.4439 | 24.4439 | 24.4439 | 24.4439 | 24.4439 | 24.4439 | 24.4439 | 24.4439 | 24.4439 | 24.4439 | 24.4439 | 24.4439 | 24.4439 | 24.4439 | 24.4439 | 24.4439 | 24.4439 | 24.4439 | 24.4439 | 24.4439 | 24.4439 | 24.4439 | 24.4439 | 24.4439 | 24.4439 | 24.4439 | 24.4439 | 24.4439 | 24.4439 | 24.4439 | 24.4439 | 24.4439 | 24.4439 | 24.4439 | 24.4439 | 24.4439 | 24.4439 | 24.4439 | 24.4439 | 24.4439 | 24.4439 | 24.4439 | 24.4439 | 24.4439
530 | 24.4486 | 24.4486 | 24.4486 | 24.4486 | 24.4486 | 24.4486 | 24.4486 | 24.4486 | 24.4486 | 24.4486 | 24.4486 | 24.4486 | 24.4486 | 24.4486 | 24.4486 | 24.4486 | 24.4486 | 24.4486 | 24.4486 | 24.4486 | 24.4486 | 24.4486 | 24.4486 | 24.4486 | 24.4486 | 24.4486 | 24.4486 | 24.4486 | 24.4486 | 24.4486 | 24.4486 | 24.4486 | 24.4486 | 24.4486 | 24.4486 | 24.4486 | 24.4486 | 24.4486 | 24.4486 | 24.4486 | 24.4486 | 24.4486 | 24.4486 | 24.4486 | 24.4486 | 24.4486 | 24.4486 | 24.4486 | 24.4486 | 24.4486 | 24.4486 | 24.4486 | 24.4486 | 24.4486 | 24.4486 | 24.4486 | 24.4486 | 24.4486 | 24.4486 | 24.4486
531 | 24.4533 | 24.4533 | 24.4533 | 24.4533 | 24.4533 | 24.4533 | 24.4533 | 24.4533 | 24.4533 | 24.4533 | 24.4533 | 24.4533 | 24.4533 | 24.4533 | 24.4533 | 24.4533 | 24.4533 | 24.4533 | 24.4533 | 24.4533 | 24.4533 | 24.4533 | 24.4533 | 24.4533 | 24.4533 | 24.4533 | 24.4533 | 24.4533 | 24.4533 | 24.4533 | 24.4533 | 24.4533 | 24.4533 | 24.4533 | 24.4533 | 24.4533 | 24.4533 | 24.4533 | 24.4533 | 24.4533 | 24.4533 | 24.4533 | 24.4533 | 24.4533 | 24.4533 | 24.4533 | 24.4533 | 24.4533 | 24.4533 | 24.4533 | 24.4533 | 24.4533 | 24.4533 | 24.4533 | 24.4533 | 24.4533 | 24.4533 | 24.4533 | 24.4533 | 24.4533
532 | 24.458 | 24.458 | 24.458 | 24.458 | 24.458 | 24.458 | 24.458 | 24.458 | 24.458 | 24.458 | 24.458 | 24.458 | 24.458 | 24.458 | 24.458 | 24.458 | 24.458 | 24.458 | 24.458 | 24.458 | 24.458 | 24.458 | 24.458 | 24.458 | 24.458 | 24.458 | 24.458 | 24.458 | 24.458 | 24.458 | 24.458 | 24.458 | 24.458 | 24.458 | 24.458 | 24.458 | 24.458 | 24.458 | 24.458 | 24.458 | 24.458 | 24.458 | 24.458 | 24.458 | 24.458 | 24.458 | 24.458 | 24.458 | 24.458 | 24.458 | 24.458 | 24.458 | 24.458 | 24.458 | 24.458 | 24.458 | 24.458 | 24.458 | 24.458 | 24.458
533 | 24.4627 | 24.4627 | 24.4627 | 24.4627 | 24.4627 | 24.4627 | 24.4627 | 24.4627 | 24.4627 | 24.4627 | 24.4627 | 24.4627 | 24.4627 | 24.4627 | 24.4627 | 24.4627 | 24.4627 | 24.4627 | 24.4627 | 24.4627 | 24.4627 | 24.4627 | 24.4627 | 24.4627 | 24.4627 | 24.4627 | 24.4627 | 24.4627 | 24.4627 | 24.4627 | 24.4627 | 24.4627 | 24.4627 | 24.4627 | 24.4627 | 24.4627 | 24.4627 | 24.4627 | 24.4627 | 24.4627 | 24.4627 | 24.4627 | 24.4627 | 24.4627 | 24.4627 | 24.4627 | 24.4627 | 24.4627 | 24.4627 | 24.4627 | 24.4627 | 24.4627 | 24.4627 | 24.4627 | 24.4627 | 24.4627 | 24.4627 | 24.4627 | 24.4627 | 24.4627
534 | 24.4674 | 24.4674 | 24.4674 | 24.4674 | 24.4674 | 24.4674 | 24.4674 | 24.4674 | 24.4674 | 24.4674 | 24.4674 | 24.4674 | 24.4674 | 24.4674 | 24.4674 | 24.4674 | 24.4674 | 24.4674 | 24.4674 | 24.4674 | 24.4674 | 24.4674 | 24.4674 | 24.4674 | 24.4674 | 24.4674 | 24.4674 | 24.4674 | 24.4674 | 24.4674 | 24.4674 | 24.4674 | 24.4674 | 24.4674 | 24.4674 | 24.4674 | 24.4674 | 24.4674 | 24.4674 | 24.4674 | 24.4674 | 24.4674 | 24.4674 | 24.4674 | 24.4674 | 24.4674 | 24.4674 | 24.4674 | 24.4674 | 24.4674 | 24.4674 | 24.4674 | 24.4674 | 24.4674 | 24.4674 | 24.4674 | 24.4674 | 24.4674 | 24.4674 | 24.4674
535 | 24.4721 | 24.4721 | 24.4721 | 24.4721 | 24.4721 | 24.4721 | 24.4721 | 24.4721 | 24.4721 | 24.4721 | 24.4721 | 24.4721 | 24.4721 | 24.4721 | 24.4721 | 24.4721 | 24.4721 | 24.4721 | 24.4721 | 24.4721 | 24.4721 | 24.4721 | 24.4721 | 24.4721 | 24.4721 | 24.4721 | 24.4721 | 24.4721 | 24.4721 | 24.4721 | 24.4721 | 24.4721 | 24.4721 | 24.4721 | 24.4721 | 24.4721 | 24.4721 | 24.4721 | 24.4721 | 24.4721 | 24.4721 | 24.4721 | 24.4721 | 24.4721 | 24.4721 | 24.4721 | 24.4721 | 24.4721 | 24.4721 | 24.4721 | 24.4721 | 24.4721 | 24.4721 | 24.4721 | 24.4721 | 24.4721 | 24.4721 | 24.4721 | 24.4721 | 24.4721
536 | 24.4767 | 24.4767 | 24.4767 | 24.4767 | 24.4767 | 24.4767 | 24.4767 | 24.4767 | 24.4767 | 24.4767 | 24.4767 | 24.4767 | 24.4767 | 24.4767 | 24.4767 | 24.4767 | 24.4767 | 24.4767 | 24.4767 | 24.4767 | 24.4767 | 24.4767 | 24.4767 | 24.4767 | 24.4767 | 24.4767 | 24.4767 | 24.4767 | 24.4767 | 24.4767 | 24.4767 | 24.4767 | 24.4767 | 24.4767 | 24.4767 | 24.4767 | 24.4767 | 24.4767 | 24.4767 | 24.4767 | 24.4767 | 24.4767 | 24.4767 | 24.4767 | 24.4767 | 24.4767 | 24.4767 | 24.4767 | 24.4767 | 24.4767 | 24.4767 | 24.4767 | 24.4767 | 24.4767 | 24.4767 | 24.4767 | 24.4767 | 24.4767 | 24.4767 | 24.4767
537 | 24.4814 | 24.4814 | 24.4814 | 24.4814 | 24.4814 | 24.4814 | 24.4814 | 24.4814 | 24.4814 | 24.4814 | 24.4814 | 24.4814 | 24.4814 | 24.4814 | 24.4814 | 24.4814 | 24.4814 | 24.4814 | 24.4814 | 24.4814 | 24.4814 | 24.4814 | 24.4814 | 24.4814 | 24.4814 | 24.4814 | 24.4814 | 24.4814 | 24.4814 | 24.4814 | 24.4814 | 24.4814 | 24.4814 | 24.4814 | 24.4814 | 24.4814 | 24.4814 | 24.4814 | 24.4814 | 24.4814 | 24.4814 | 24.4814 | 24.4814 | 24.4814 | 24.4814 | 24.4814 | 24.4814 | 24.4814 | 24.4814 | 24.4814 | 24.4814 | 24.4814 | 24.4814 | 24.4814 | 24.4814 | 24.4814 | 24.4814 | 24.4814 | 24.4814 | 24.4814
538 | 24.486 | 24.486 | 24.486 | 24.486 | 24.486 | 24.486 | 24.486 | 24.486 | 24.486 | 24.486 | 24.486 | 24.486 | 24.486 | 24.486 | 24.486 | 24.486 | 24.486 | 24.486 | 24.486 | 24.486 | 24.486 | 24.486 | 24.486 | 24.486 | 24.486 | 24.486 | 24.486 | 24.486 | 24.486 | 24.486 | 24.486 | 24.486 | 24.486 | 24.486 | 24.486 | 24.486 | 24.486 | 24.486 | 24.486 | 24.486 | 24.486 | 24.486 | 24.486 | 24.486 | 24.486 | 24.486 | 24.486 | 24.486 | 24.486 | 24.486 | 24.486 | 24.486 | 24.486 | 24.486 | 24.486 | 24.486 | 24.486 | 24.486 | 24.486 | 24.486
539 | 24.4907 | 24.4907 | 24.4907 | 24.4907 | 24.4907 | 24.4907 | 24.4907 | 24.4907 | 24.4907 | 24.4907 | 24.4907 | 24.4907 | 24.4907 | 24.4907 | 24.4907 | 24.4907 | 24.4907 | 24.4907 | 24.4907 | 24.4907 | 24.4907 | 24.4907 | 24.4907 | 24.4907 | 24.4907 | 24.4907 | 24.4907 | 24.4907 | 24.4907 | 24.4907 | 24.4907 | 24.4907 | 24.4907 | 24.4907 | 24.4907 | 24.4907 | 24.4907 | 24.4907 | 24.4907 | 24.4907 | 24.4907 | 24.4907 | 24.4907 | 24.4907 | 24.4907 | 24.4907 | 24.4907 | 24.4907 | 24.4907 | 24.4907 | 24.4907 | 24.4907 | 24.4907 | 24.4907 | 24.4907 | 24.4907 | 24.4907 | 24.4907 | 24.4907 | 24.4907
540 | 24.4953 | 24.4953 | 24.4953 | 24.4953 | 24.4953 | 24.4953 | 24.4953 | 24.4953 | 24.4953 | 24.4953 | 24.4953 | 24.4953 | 24.4953 | 24.4953 | 24.4953 | 24.4953 | 24.4953 | 24.4953 | 24.4953 | 24.4953 | 24.4953 | 24.4953 | 24.4953 | 24.4953 | 24.4953 | 24.4953 | 24.4953 | 24.4953 | 24.4953 | 24.4953 | 24.4953 | 24.4953 | 24.4953 | 24.4953 | 24.4953 | 24.4953 | 24.4953 | 24.4953 | 24.4953 | 24.4953 | 24.4953 | 24.4953 | 24.4953 | 24.4953 | 24.4953 | 24.4953 | 24.4953 | 24.4953 | 24.4953 | 24.4953 | 24.4953 | 24.4953 | 24.4953 | 24.4953 | 24.4953 | 24.4953 | 24.4953 | 24.4953 | 24.4953 | 24.4953
541 | 24.4999 | 24.4999 | 24.4999 | 24.4999 | 24.4999 | 24.4999 | 24.4999 | 24.4999 | 24.4999 | 24.4999 | 24.4999 | 24.4999 | 24.4999 | 24.4999 | 24.4999 | 24.4999 | 24.4999 | 24.4999 | 24.4999 | 24.4999 | 24.4999 | 24.4999 | 24.4999 | 24.4999 | 24.4999 | 24.4999 | 24.4999 | 24.4999 | 24.4999 | 24.4999 | 24.4999 | 24.4999 | 24.4999 | 24.4999 | 24.4999 | 24.4999 | 24.4999 | 24.4999 | 24.4999 | 24.4999 | 24.4999 | 24.4999 | 24.4999 | 24.4999 | 24.4999 | 24.4999 | 24.4999 | 24.4999 | 24.4999 | 24.4999 | 24.4999 | 24.4999 | 24.4999 | 24.4999 | 24.4999 | 24.4999 | 24.4999 | 24.4999 | 24.4999 | 24.4999
542 | 24.5046 | 24.5046 | 24.5046 | 24.5046 | 24.5046 | 24.5046 | 24.5046 | 24.5046 | 24.5046 | 24.5046 | 24.5046 | 24.5046 | 24.5046 | 24.5046 | 24.5046 | 24.5046 | 24.5046 | 24.5046 | 24.5046 | 24.5046 | 24.5046 | 24.5046 | 24.5046 | 24.5046 | 24.5046 | 24.5046 | 24.5046 | 24.5046 | 24.5046 | 24.5046 | 24.5046 | 24.5046 | 24.5046 | 24.5046 | 24.5046 | 24.5046 | 24.5046 | 24.5046 | 24.5046 | 24.5046 | 24.5046 | 24.5046 | 24.5046 | 24.5046 | 24.5046 | 24.5046 | 24.5046 | 24.5046 | 24.5046 | 24.5046 | 24.5046 | 24.5046 | 24.5046 | 24.5046 | 24.5046 | 24.5046 | 24.5046 | 24.5046 | 24.5046 | 24.5046
543 | 24.5092 | 24.5092 | 24.5092 | 24.5092 | 24.5092 | 24.5092 | 24.5092 | 24.5092 | 24.5092 | 24.5092 | 24.5092 | 24.5092 | 24.5092 | 24.5092 | 24.5092 | 24.5092 | 24.5092 | 24.5092 | 24.5092 | 24.5092 | 24.5092 | 24.5092 | 24.5092 | 24.5092 | 24.5092 | 24.5092 | 24.5092 | 24.5092 | 24.5092 | 24.5092 | 24.5092 | 24.5092 | 24.5092 | 24.5092 | 24.5092 | 24.5092 | 24.5092 | 24.5092 | 24.5092 | 24.5092 | 24.5092 | 24.5092 | 24.5092 | 24.5092 | 24.5092 | 24.5092 | 24.5092 | 24.5092 | 24.5092 | 24.5092 | 24.5092 | 24.5092 | 24.5092 | 24.5092 | 24.5092 | 24.5092 | 24.5092 | 24.5092 | 24.5092 | 24.5092
544 | 24.5138 | 24.5138 | 24.5138 | 24.5138 | 24.5138 | 24.5138 | 24.5138 | 24.5138 | 24.5138 | 24.5138 | 24.5138 | 24.5138 | 24.5138 | 24.5138 | 24.5138 | 24.5138 | 24.5138 | 24.5138 | 24.5138 | 24.5138 | 24.5138 | 24.5138 | 24.5138 | 24.5138 | 24.5138 | 24.5138 | 24.5138 | 24.5138 | 24.5138 | 24.5138 | 24.5138 | 24.5138 | 24.5138 | 24.5138 | 24.5138 | 24.5138 | 24.5138 | 24.5138 | 24.5138 | 24.5138 | 24.5138 | 24.5138 | 24.5138 | 24.5138 | 24.5138 | 24.5138 | 24.5138 | 24.5138 | 24.5138 | 24.5138 | 24.5138 | 24.5138 | 24.5138 | 24.5138 | 24.5138 | 24.5138 | 24.5138 | 24.5138 | 24.5138 | 24.5138
545 | 24.5184 | 24.5184 | 24.5184 | 24.5184 | 24.5184 | 24.5184 | 24.5184 | 24.5184 | 24.5184 | 24.5184 | 24.5184 | 24.5184 | 24.5184 | 24.5184 | 24.5184 | 24.5184 | 24.5184 | 24.5184 | 24.5184 | 24.5184 | 24.5184 | 24.5184 | 24.5184 | 24.5184 | 24.5184 | 24.5184 | 24.5184 | 24.5184 | 24.5184 | 24.5184 | 24.5184 | 24.5184 | 24.5184 | 24.5184 | 24.5184 | 24.5184 | 24.5184 | 24.5184 | 24.5184 | 24.5184 | 24.5184 | 24.5184 | 24.5184 | 24.5184 | 24.5184 | 24.5184 | 24.5184 | 24.5184 | 24.5184 | 24.5184 | 24.5184 | 24.5184 | 24.5184 | 24.5184 | 24.5184 | 24.5184 | 24.5184 | 24.5184 | 24.5184 | 24.5184
546 | 24.5229 | 24.5229 | 24.5229 | 24.5229 | 24.5229 | 24.5229 | 24.5229 | 24.5229 | 24.5229 | 24.5229 | 24.5229 | 24.5229 | 24.5229 | 24.5229 | 24.5229 | 24.5229 | 24.5229 | 24.5229 | 24.5229 | 24.5229 | 24.5229 | 24.5229 | 24.5229 | 24.5229 | 24.5229 | 24.5229 | 24.5229 | 24.5229 | 24.5229 | 24.5229 | 24.5229 | 24.5229 | 24.5229 | 24.5229 | 24.5229 | 24.5229 | 24.5229 | 24.5229 | 24.5229 | 24.5229 | 24.5229 | 24.5229 | 24.5229 | 24.5229 | 24.5229 | 24.5229 | 24.5229 | 24.5229 | 24.5229 | 24.5229 | 24.5229 | 24.5229 | 24.5229 | 24.5229 | 24.5229 | 24.5229 | 24.5229 | 24.5229 | 24.5229 | 24.5229
547 | 24.5275 | 24.5275 | 24.5275 | 24.5275 | 24.5275 | 24.5275 | 24.5275 | 24.5275 | 24.5275 | 24.5275 | 24.5275 | 24.5275 | 24.5275 | 24.5275 | 24.5275 | 24.5275 | 24.5275 | 24.5275 | 24.5275 | 24.5275 | 24.5275 | 24.5275 | 24.5275 | 24.5275 | 24.5275 | 24.5275 | 24.5275 | 24.5275 | 24.5275 | 24.5275 | 24.5275 | 24.5275 | 24.5275 | 24.5275 | 24.5275 | 24.5275 | 24.5275 | 24.5275 | 24.5275 | 24.5275 | 24.5275 | 24.5275 | 24.5275 | 24.5275 | 24.5275 | 24.5275 | 24.5275 | 24.5275 | 24.5275 | 24.5275 | 24.5275 | 24.5275 | 24.5275 | 24.5275 | 24.5275 | 24.5275 | 24.5275 | 24.5275 | 24.5275 | 24.5275
548 | 24.5321 | 24.5321 | 24.5321 | 24.5321 | 24.5321 | 24.5321 | 24.5321 | 24.5321 | 24.5321 | 24.5321 | 24.5321 | 24.5321 | 24.5321 | 24.5321 | 24.5321 | 24.5321 | 24.5321 | 24.5321 | 24.5321 | 24.5321 | 24.5321 | 24.5321 | 24.5321 | 24.5321 | 24.5321 | 24.5321 | 24.5321 | 24.5321 | 24.5321 | 24.5321 | 24.5321 | 24.5321 | 24.5321 | 24.5321 | 24.5321 | 24.5321 | 24.5321 | 24.5321 | 24.5321 | 24.5321 | 24.5321 | 24.5321 | 24.5321 | 24.5321 | 24.5321 | 24.5321 | 24.5321 | 24.5321 | 24.5321 | 24.5321 | 24.5321 | 24.5321 | 24.5321 | 24.5321 | 24.5321 | 24.5321 | 24.5321 | 24.5321 | 24.5321 | 24.5321
549 | 24.5366 | 24.5366 | 24.5366 | 24.5366 | 24.5366 | 24.5366 | 24.5366 | 24.5366 | 24.5366 | 24.5366 | 24.5366 | 24.5366 | 24.5366 | 24.5366 | 24.5366 | 24.5366 | 24.5366 | 24.5366 | 24.5366 | 24.5366 | 24.5366 | 24.5366 | 24.5366 | 24.5366 | 24.5366 | 24.5366 | 24.5366 | 24.5366 | 24.5366 | 24.5366 | 24.5366 | 24.5366 | 24.5366 | 24.5366 | 24.5366 | 24.5366 | 24.5366 | 24.5366 | 24.5366 | 24.5366 | 24.5366 | 24.5366 | 24.5366 | 24.5366 | 24.5366 | 24.5366 | 24.5366 | 24.5366 | 24.5366 | 24.5366 | 24.5366 | 24.5366 | 24.5366 | 24.5366 | 24.5366 | 24.5366 | 24.5366 | 24.5366 | 24.5366 | 24.5366
550 | 24.5412 | 24.5412 | 24.5412 | 24.5412 | 24.5412 | 24.5412 | 24.5412 | 24.5412 | 24.5412 | 24.5412 | 24.5412 | 24.5412 | 24.5412 | 24.5412 | 24.5412 | 24.5412 | 24.5412 | 24.5412 | 24.5412 | 24.5412 | 24.5412 | 24.5412 | 24.5412 | 24.5412 | 24.5412 | 24.5412 | 24.5412 | 24.5412 | 24.5412 | 24.5412 | 24.5412 | 24.5412 | 24.5412 | 24.5412 | 24.5412 | 24.5412 | 24.5412 | 24.5412 | 24.5412 | 24.5412 | 24.5412 | 24.5412 | 24.5412 | 24.5412 | 24.5412 | 24.5412 | 24.5412 | 24.5412 | 24.5412 | 24.5412 | 24.5412 | 24.5412 | 24.5412 | 24.5412 | 24.5412 | 24.5412 | 24.5412 | 24.5412 | 24.5412 | 24.5412
551 | 24.5457 | 24.5457 | 24.5457 | 24.5457 | 24.5457 | 24.5457 | 24.5457 | 24.5457 | 24.5457 | 24.5457 | 24.5457 | 24.5457 | 24.5457 | 24.5457 | 24.5457 | 24.5457 | 24.5457 | 24.5457 | 24.5457 | 24.5457 | 24.5457 | 24.5457 | 24.5457 | 24.5457 | 24.5457 | 24.5457 | 24.5457 | 24.5457 | 24.5457 | 24.5457 | 24.5457 | 24.5457 | 24.5457 | 24.5457 | 24.5457 | 24.5457 | 24.5457 | 24.5457 | 24.5457 | 24.5457 | 24.5457 | 24.5457 | 24.5457 | 24.5457 | 24.5457 | 24.5457 | 24.5457 | 24.5457 | 24.5457 | 24.5457 | 24.5457 | 24.5457 | 24.5457 | 24.5457 | 24.5457 | 24.5457 | 24.5457 | 24.5457 | 24.5457 | 24.5457
552 | 24.5503 | 24.5503 | 24.5503 | 24.5503 | 24.5503 | 24.5503 | 24.5503 | 24.5503 | 24.5503 | 24.5503 | 24.5503 | 24.5503 | 24.5503 | 24.5503 | 24.5503 | 24.5503 | 24.5503 | 24.5503 | 24.5503 | 24.5503 | 24.5503 | 24.5503 | 24.5503 | 24.5503 | 24.5503 | 24.5503 | 24.5503 | 24.5503 | 24.5503 | 24.5503 | 24.5503 | 24.5503 | 24.5503 | 24.5503 | 24.5503 | 24.5503 | 24.5503 | 24.5503 | 24.5503 | 24.5503 | 24.5503 | 24.5503 | 24.5503 | 24.5503 | 24.5503 | 24.5503 | 24.5503 | 24.5503 | 24.5503 | 24.5503 | 24.5503 | 24.5503 | 24.5503 | 24.5503 | 24.5503 | 24.5503 | 24.5503 | 24.5503 | 24.5503 | 24.5503
553 | 24.5548 | 24.5548 | 24.5548 | 24.5548 | 24.5548 | 24.5548 | 24.5548 | 24.5548 | 24.5548 | 24.5548 | 24.5548 | 24.5548 | 24.5548 | 24.5548 | 24.5548 | 24.5548 | 24.5548 | 24.5548 | 24.5548 | 24.5548 | 24.5548 | 24.5548 | 24.5548 | 24.5548 | 24.5548 | 24.5548 | 24.5548 | 24.5548 | 24.5548 | 24.5548 | 24.5548 | 24.5548 | 24.5548 | 24.5548 | 24.5548 | 24.5548 | 24.5548 | 24.5548 | 24.5548 | 24.5548 | 24.5548 | 24.5548 | 24.5548 | 24.5548 | 24.5548 | 24.5548 | 24.5548 | 24.5548 | 24.5548 | 24.5548 | 24.5548 | 24.5548 | 24.5548 | 24.5548 | 24.5548 | 24.5548 | 24.5548 | 24.5548 | 24.5548 | 24.5548
554 | 24.5593 | 24.5593 | 24.5593 | 24.5593 | 24.5593 | 24.5593 | 24.5593 | 24.5593 | 24.5593 | 24.5593 | 24.5593 | 24.5593 | 24.5593 | 24.5593 | 24.5593 | 24.5593 | 24.5593 | 24.5593 | 24.5593 | 24.5593 | 24.5593 | 24.5593 | 24.5593 | 24.5593 | 24.5593 | 24.5593 | 24.5593 | 24.5593 | 24.5593 | 24.5593 | 24.5593 | 24.5593 | 24.5593 | 24.5593 | 24.5593 | 24.5593 | 24.5593 | 24.5593 | 24.5593 | 24.5593 | 24.5593 | 24.5593 | 24.5593 | 24.5593 | 24.5593 | 24.5593 | 24.5593 | 24.5593 | 24.5593 | 24.5593 | 24.5593 | 24.5593 | 24.5593 | 24.5593 | 24.5593 | 24.5593 | 24.5593 | 24.5593 | 24.5593 | 24.5593
555 | 24.5638 | 24.5638 | 24.5638 | 24.5638 | 24.5638 | 24.5638 | 24.5638 | 24.5638 | 24.5638 | 24.5638 | 24.5638 | 24.5638 | 24.5638 | 24.5638 | 24.5638 | 24.5638 | 24.5638 | 24.5638 | 24.5638 | 24.5638 | 24.5638 | 24.5638 | 24.5638 | 24.5638 | 24.5638 | 24.5638 | 24.5638 | 24.5638 | 24.5638 | 24.5638 | 24.5638 | 24.5638 | 24.5638 | 24.5638 | 24.5638 | 24.5638 | 24.5638 | 24.5638 | 24.5638 | 24.5638 | 24.5638 | 24.5638 | 24.5638 | 24.5638 | 24.5638 | 24.5638 | 24.5638 | 24.5638 | 24.5638 | 24.5638 | 24.5638 | 24.5638 | 24.5638 | 24.5638 | 24.5638 | 24.5638 | 24.5638 | 24.5638 | 24.5638 | 24.5638
556 | 24.5683 | 24.5683 | 24.5683 | 24.5683 | 24.5683 | 24.5683 | 24.5683 | 24.5683 | 24.5683 | 24.5683 | 24.5683 | 24.5683 | 24.5683 | 24.5683 | 24.5683 | 24.5683 | 24.5683 | 24.5683 | 24.5683 | 24.5683 | 24.5683 | 24.5683 | 24.5683 | 24.5683 | 24.5683 | 24.5683 | 24.5683 | 24.5683 | 24.5683 | 24.5683 | 24.5683 | 24.5683 | 24.5683 | 24.5683 | 24.5683 | 24.5683 | 24.5683 | 24.5683 | 24.5683 | 24.5683 | 24.5683 | 24.5683 | 24.5683 | 24.5683 | 24.5683 | 24.5683 | 24.5683 | 24.5683 | 24.5683 | 24.5683 | 24.5683 | 24.5683 | 24.5683 | 24.5683 | 24.5683 | 24.5683 | 24.5683 | 24.5683 | 24.5683 | 24.5683
557 | 24.5728 | 24.5728 | 24.5728 | 24.5728 | 24.5728 | 24.5728 | 24.5728 | 24.5728 | 24.5728 | 24.5728 | 24.5728 | 24.5728 | 24.5728 | 24.5728 | 24.5728 | 24.5728 | 24.5728 | 24.5728 | 24.5728 | 24.5728 | 24.5728 | 24.5728 | 24.5728 | 24.5728 | 24.5728 | 24.5728 | 24.5728 | 24.5728 | 24.5728 | 24.5728 | 24.5728 | 24.5728 | 24.5728 | 24.5728 | 24.5728 | 24.5728 | 24.5728 | 24.5728 | 24.5728 | 24.5728 | 24.5728 | 24.5728 | 24.5728 | 24.5728 | 24.5728 | 24.5728 | 24.5728 | 24.5728 | 24.5728 | 24.5728 | 24.5728 | 24.5728 | 24.5728 | 24.5728 | 24.5728 | 24.5728 | 24.5728 | 24.5728 | 24.5728 | 24.5728
558 | 24.5773 | 24.5773 | 24.5773 | 24.5773 | 24.5773 | 24.5773 | 24.5773 | 24.5773 | 24.5773 | 24.5773 | 24.5773 | 24.5773 | 24.5773 | 24.5773 | 24.5773 | 24.5773 | 24.5773 | 24.5773 | 24.5773 | 24.5773 | 24.5773 | 24.5773 | 24.5773 | 24.5773 | 24.5773 | 24.5773 | 24.5773 | 24.5773 | 24.5773 | 24.5773 | 24.5773 | 24.5773 | 24.5773 | 24.5773 | 24.5773 | 24.5773 | 24.5773 | 24.5773 | 24.5773 | 24.5773 | 24.5773 | 24.5773 | 24.5773 | 24.5773 | 24.5773 | 24.5773 | 24.5773 | 24.5773 | 24.5773 | 24.5773 | 24.5773 | 24.5773 | 24.5773 | 24.5773 | 24.5773 | 24.5773 | 24.5773 | 24.5773 | 24.5773 | 24.5773
559 | 24.5818 | 24.5818 | 24.5818 | 24.5818 | 24.5818 | 24.5818 | 24.5818 | 24.5818 | 24.5818 | 24.5818 | 24.5818 | 24.5818 | 24.5818 | 24.5818 | 24.5818 | 24.5818 | 24.5818 | 24.5818 | 24.5818 | 24.5818 | 24.5818 | 24.5818 | 24.5818 | 24.5818 | 24.5818 | 24.5818 | 24.5818 | 24.5818 | 24.5818 | 24.5818 | 24.5818 | 24.5818 | 24.5818 | 24.5818 | 24.5818 | 24.5818 | 24.5818 | 24.5818 | 24.5818 | 24.5818 | 24.5818 | 24.5818 | 24.5818 | 24.5818 | 24.5818 | 24.5818 | 24.5818 | 24.5818 | 24.5818 | 24.5818 | 24.5818 | 24.5818 | 24.5818 | 24.5818 | 24.5818 | 24.5818 | 24.5818 | 24.5818 | 24.5818 | 24.5818
560 | 24.5862 | 24.5862 | 24.5862 | 24.5862 | 24.5862 | 24.5862 | 24.5862 | 24.5862 | 24.5862 | 24.5862 | 24.5862 | 24.5862 | 24.5862 | 24.5862 | 24.5862 | 24.5862 | 24.5862 | 24.5862 | 24.5862 | 24.5862 | 24.5862 | 24.5862 | 24.5862 | 24.5862 | 24.5862 | 24.5862 | 24.5862 | 24.5862 | 24.5862 | 24.5862 | 24.5862 | 24.5862 | 24.5862 | 24.5862 | 24.5862 | 24.5862 | 24.5862 | 24.5862 | 24.5862 | 24.5862 | 24.5862 | 24.5862 | 24.5862 | 24.5862 | 24.5862 | 24.5862 | 24.5862 | 24.5862 | 24.5862 | 24.5862 | 24.5862 | 24.5862 | 24.5862 | 24.5862 | 24.5862 | 24.5862 | 24.5862 | 24.5862 | 24.5862 | 24.5862
561 | 24.5907 | 24.5907 | 24.5907 | 24.5907 | 24.5907 | 24.5907 | 24.5907 | 24.5907 | 24.5907 | 24.5907 | 24.5907 | 24.5907 | 24.5907 | 24.5907 | 24.5907 | 24.5907 | 24.5907 | 24.5907 | 24.5907 | 24.5907 | 24.5907 | 24.5907 | 24.5907 | 24.5907 | 24.5907 | 24.5907 | 24.5907 | 24.5907 | 24.5907 | 24.5907 | 24.5907 | 24.5907 | 24.5907 | 24.5907 | 24.5907 | 24.5907 | 24.5907 | 24.5907 | 24.5907 | 24.5907 | 24.5907 | 24.5907 | 24.5907 | 24.5907 | 24.5907 | 24.5907 | 24.5907 | 24.5907 | 24.5907 | 24.5907 | 24.5907 | 24.5907 | 24.5907 | 24.5907 | 24.5907 | 24.5907 | 24.5907 | 24.5907 | 24.5907 | 24.5907
562 | 24.5951 | 24.5951 | 24.5951 | 24.5951 | 24.5951 | 24.5951 | 24.5951 | 24.5951 | 24.5951 | 24.5951 | 24.5951 | 24.5951 | 24.5951 | 24.5951 | 24.5951 | 24.5951 | 24.5951 | 24.5951 | 24.5951 | 24.5951 | 24.5951 | 24.5951 | 24.5951 | 24.5951 | 24.5951 | 24.5951 | 24.5951 | 24.5951 | 24.5951 | 24.5951 | 24.5951 | 24.5951 | 24.5951 | 24.5951 | 24.5951 | 24.5951 | 24.5951 | 24.5951 | 24.5951 | 24.5951 | 24.5951 | 24.5951 | 24.5951 | 24.5951 | 24.5951 | 24.5951 | 24.5951 | 24.5951 | 24.5951 | 24.5951 | 24.5951 | 24.5951 | 24.5951 | 24.5951 | 24.5951 | 24.5951 | 24.5951 | 24.5951 | 24.5951 | 24.5951
563 | 24.5996 | 24.5996 | 24.5996 | 24.5996 | 24.5996 | 24.5996 | 24.5996 | 24.5996 | 24.5996 | 24.5996 | 24.5996 | 24.5996 | 24.5996 | 24.5996 | 24.5996 | 24.5996 | 24.5996 | 24.5996 | 24.5996 | 24.5996 | 24.5996 | 24.5996 | 24.5996 | 24.5996 | 24.5996 | 24.5996 | 24.5996 | 24.5996 | 24.5996 | 24.5996 | 24.5996 | 24.5996 | 24.5996 | 24.5996 | 24.5996 | 24.5996 | 24.5996 | 24.5996 | 24.5996 | 24.5996 | 24.5996 | 24.5996 | 24.5996 | 24.5996 | 24.5996 | 24.5996 | 24.5996 | 24.5996 | 24.5996 | 24.5996 | 24.5996 | 24.5996 | 24.5996 | 24.5996 | 24.5996 | 24.5996 | 24.5996 | 24.5996 | 24.5996 | 24.5996
564 | 24.604 | 24.604 | 24.604 | 24.604 | 24.604 | 24.604 | 24.604 | 24.604 | 24.604 | 24.604 | 24.604 | 24.604 | 24.604 | 24.604 | 24.604 | 24.604 | 24.604 | 24.604 | 24.604 | 24.604 | 24.604 | 24.604 | 24.604 | 24.604 | 24.604 | 24.604 | 24.604 | 24.604 | 24.604 | 24.604 | 24.604 | 24.604 | 24.604 | 24.604 | 24.604 | 24.604 | 24.604 | 24.604 | 24.604 | 24.604 | 24.604 | 24.604 | 24.604 | 24.604 | 24.604 | 24.604 | 24.604 | 24.604 | 24.604 | 24.604 | 24.604 | 24.604 | 24.604 | 24.604 | 24.604 | 24.604 | 24.604 | 24.604 | 24.604 | 24.604
565 | 24.6085 | 24.6085 | 24.6085 | 24.6085 | 24.6085 | 24.6085 | 24.6085 | 24.6085 | 24.6085 | 24.6085 | 24.6085 | 24.6085 | 24.6085 | 24.6085 | 24.6085 | 24.6085 | 24.6085 | 24.6085 | 24.6085 | 24.6085 | 24.6085 | 24.6085 | 24.6085 | 24.6085 | 24.6085 | 24.6085 | 24.6085 | 24.6085 | 24.6085 | 24.6085 | 24.6085 | 24.6085 | 24.6085 | 24.6085 | 24.6085 | 24.6085 | 24.6085 | 24.6085 | 24.6085 | 24.6085 | 24.6085 | 24.6085 | 24.6085 | 24.6085 | 24.6085 | 24.6085 | 24.6085 | 24.6085 | 24.6085 | 24.6085 | 24.6085 | 24.6085 | 24.6085 | 24.6085 | 24.6085 | 24.6085 | 24.6085 | 24.6085 | 24.6085 | 24.6085
566 | 24.6129 | 24.6129 | 24.6129 | 24.6129 | 24.6129 | 24.6129 | 24.6129 | 24.6129 | 24.6129 | 24.6129 | 24.6129 | 24.6129 | 24.6129 | 24.6129 | 24.6129 | 24.6129 | 24.6129 | 24.6129 | 24.6129 | 24.6129 | 24.6129 | 24.6129 | 24.6129 | 24.6129 | 24.6129 | 24.6129 | 24.6129 | 24.6129 | 24.6129 | 24.6129 | 24.6129 | 24.6129 | 24.6129 | 24.6129 | 24.6129 | 24.6129 | 24.6129 | 24.6129 | 24.6129 | 24.6129 | 24.6129 | 24.6129 | 24.6129 | 24.6129 | 24.6129 | 24.6129 | 24.6129 | 24.6129 | 24.6129 | 24.6129 | 24.6129 | 24.6129 | 24.6129 | 24.6129 | 24.6129 | 24.6129 | 24.6129 | 24.6129 | 24.6129 | 24.6129
567 | 24.6173 | 24.6173 | 24.6173 | 24.6173 | 24.6173 | 24.6173 | 24.6173 | 24.6173 | 24.6173 | 24.6173 | 24.6173 | 24.6173 | 24.6173 | 24.6173 | 24.6173 | 24.6173 | 24.6173 | 24.6173 | 24.6173 | 24.6173 | 24.6173 | 24.6173 | 24.6173 | 24.6173 | 24.6173 | 24.6173 | 24.6173 | 24.6173 | 24.6173 | 24.6173 | 24.6173 | 24.6173 | 24.6173 | 24.6173 | 24.6173 | 24.6173 | 24.6173 | 24.6173 | 24.6173 | 24.6173 | 24.6173 | 24.6173 | 24.6173 | 24.6173 | 24.6173 | 24.6173 | 24.6173 | 24.6173 | 24.6173 | 24.6173 | 24.6173 | 24.6173 | 24.6173 | 24.6173 | 24.6173 | 24.6173 | 24.6173 | 24.6173 | 24.6173 | 24.6173
568 | 24.6217 | 24.6217 | 24.6217 | 24.6217 | 24.6217 | 24.6217 | 24.6217 | 24.6217 | 24.6217 | 24.6217 | 24.6217 | 24.6217 | 24.6217 | 24.6217 | 24.6217 | 24.6217 | 24.6217 | 24.6217 | 24.6217 | 24.6217 | 24.6217 | 24.6217 | 24.6217 | 24.6217 | 24.6217 | 24.6217 | 24.6217 | 24.6217 | 24.6217 | 24.6217 | 24.6217 | 24.6217 | 24.6217 | 24.6217 | 24.6217 | 24.6217 | 24.6217 | 24.6217 | 24.6217 | 24.6217 | 24.6217 | 24.6217 | 24.6217 | 24.6217 | 24.6217 | 24.6217 | 24.6217 | 24.6217 | 24.6217 | 24.6217 | 24.6217 | 24.6217 | 24.6217 | 24.6217 | 24.6217 | 24.6217 | 24.6217 | 24.6217 | 24.6217 | 24.6217
569 | 24.6261 | 24.6261 | 24.6261 | 24.6261 | 24.6261 | 24.6261 | 24.6261 | 24.6261 | 24.6261 | 24.6261 | 24.6261 | 24.6261 | 24.6261 | 24.6261 | 24.6261 | 24.6261 | 24.6261 | 24.6261 | 24.6261 | 24.6261 | 24.6261 | 24.6261 | 24.6261 | 24.6261 | 24.6261 | 24.6261 | 24.6261 | 24.6261 | 24.6261 | 24.6261 | 24.6261 | 24.6261 | 24.6261 | 24.6261 | 24.6261 | 24.6261 | 24.6261 | 24.6261 | 24.6261 | 24.6261 | 24.6261 | 24.6261 | 24.6261 | 24.6261 | 24.6261 | 24.6261 | 24.6261 | 24.6261 | 24.6261 | 24.6261 | 24.6261 | 24.6261 | 24.6261 | 24.6261 | 24.6261 | 24.6261 | 24.6261 | 24.6261 | 24.6261 | 24.6261
570 | 24.6305 | 24.6305 | 24.6305 | 24.6305 | 24.6305 | 24.6305 | 24.6305 | 24.6305 | 24.6305 | 24.6305 | 24.6305 | 24.6305 | 24.6305 | 24.6305 | 24.6305 | 24.6305 | 24.6305 | 24.6305 | 24.6305 | 24.6305 | 24.6305 | 24.6305 | 24.6305 | 24.6305 | 24.6305 | 24.6305 | 24.6305 | 24.6305 | 24.6305 | 24.6305 | 24.6305 | 24.6305 | 24.6305 | 24.6305 | 24.6305 | 24.6305 | 24.6305 | 24.6305 | 24.6305 | 24.6305 | 24.6305 | 24.6305 | 24.6305 | 24.6305 | 24.6305 | 24.6305 | 24.6305 | 24.6305 | 24.6305 | 24.6305 | 24.6305 | 24.6305 | 24.6305 | 24.6305 | 24.6305 | 24.6305 | 24.6305 | 24.6305 | 24.6305 | 24.6305
571 | 24.6349 | 24.6349 | 24.6349 | 24.6349 | 24.6349 | 24.6349 | 24.6349 | 24.6349 | 24.6349 | 24.6349 | 24.6349 | 24.6349 | 24.6349 | 24.6349 | 24.6349 | 24.6349 | 24.6349 | 24.6349 | 24.6349 | 24.6349 | 24.6349 | 24.6349 | 24.6349 | 24.6349 | 24.6349 | 24.6349 | 24.6349 | 24.6349 | 24.6349 | 24.6349 | 24.6349 | 24.6349 | 24.6349 | 24.6349 | 24.6349 | 24.6349 | 24.6349 | 24.6349 | 24.6349 | 24.6349 | 24.6349 | 24.6349 | 24.6349 | 24.6349 | 24.6349 | 24.6349 | 24.6349 | 24.6349 | 24.6349 | 24.6349 | 24.6349 | 24.6349 | 24.6349 | 24.6349 | 24.6349 | 24.6349 | 24.6349 | 24.6349 | 24.6349 | 24.6349
572 | 24.6392 | 24.6392 | 24.6392 | 24.6392 | 24.6392 | 24.6392 | 24.6392 | 24.6392 | 24.6392 | 24.6392 | 24.6392 | 24.6392 | 24.6392 | 24.6392 | 24.6392 | 24.6392 | 24.6392 | 24.6392 | 24.6392 | 24.6392 | 24.6392 | 24.6392 | 24.6392 | 24.6392 | 24.6392 | 24.6392 | 24.6392 | 24.6392 | 24.6392 | 24.6392 | 24.6392 | 24.6392 | 24.6392 | 24.6392 | 24.6392 | 24.6392 | 24.6392 | 24.6392 | 24.6392 | 24.6392 | 24.6392 | 24.6392 | 24.6392 | 24.6392 | 24.6392 | 24.6392 | 24.6392 | 24.6392 | 24.6392 | 24.6392 | 24.6392 | 24.6392 | 24.6392 | 24.6392 | 24.6392 | 24.6392 | 24.6392 | 24.6392 | 24.6392 | 24.6392
573 | 24.6436 | 24.6436 | 24.6436 | 24.6436 | 24.6436 | 24.6436 | 24.6436 | 24.6436 | 24.6436 | 24.6436 | 24.6436 | 24.6436 | 24.6436 | 24.6436 | 24.6436 | 24.6436 | 24.6436 | 24.6436 | 24.6436 | 24.6436 | 24.6436 | 24.6436 | 24.6436 | 24.6436 | 24.6436 | 24.6436 | 24.6436 | 24.6436 | 24.6436 | 24.6436 | 24.6436 | 24.6436 | 24.6436 | 24.6436 | 24.6436 | 24.6436 | 24.6436 | 24.6436 | 24.6436 | 24.6436 | 24.6436 | 24.6436 | 24.6436 | 24.6436 | 24.6436 | 24.6436 | 24.6436 | 24.6436 | 24.6436 | 24.6436 | 24.6436 | 24.6436 | 24.6436 | 24.6436 | 24.6436 | 24.6436 | 24.6436 | 24.6436 | 24.6436 | 24.6436
574 | 24.648 | 24.648 | 24.648 | 24.648 | 24.648 | 24.648 | 24.648 | 24.648 | 24.648 | 24.648 | 24.648 | 24.648 | 24.648 | 24.648 | 24.648 | 24.648 | 24.648 | 24.648 | 24.648 | 24.648 | 24.648 | 24.648 | 24.648 | 24.648 | 24.648 | 24.648 | 24.648 | 24.648 | 24.648 | 24.648 | 24.648 | 24.648 | 24.648 | 24.648 | 24.648 | 24.648 | 24.648 | 24.648 | 24.648 | 24.648 | 24.648 | 24.648 | 24.648 | 24.648 | 24.648 | 24.648 | 24.648 | 24.648 | 24.648 | 24.648 | 24.648 | 24.648 | 24.648 | 24.648 | 24.648 | 24.648 | 24.648 | 24.648 | 24.648 | 24.648
575 | 24.6523 | 24.6523 | 24.6523 | 24.6523 | 24.6523 | 24.6523 | 24.6523 | 24.6523 | 24.6523 | 24.6523 | 24.6523 | 24.6523 | 24.6523 | 24.6523 | 24.6523 | 24.6523 | 24.6523 | 24.6523 | 24.6523 | 24.6523 | 24.6523 | 24.6523 | 24.6523 | 24.6523 | 24.6523 | 24.6523 | 24.6523 | 24.6523 | 24.6523 | 24.6523 | 24.6523 | 24.6523 | 24.6523 | 24.6523 | 24.6523 | 24.6523 | 24.6523 | 24.6523 | 24.6523 | 24.6523 | 24.6523 | 24.6523 | 24.6523 | 24.6523 | 24.6523 | 24.6523 | 24.6523 | 24.6523 | 24.6523 | 24.6523 | 24.6523 | 24.6523 | 24.6523 | 24.6523 | 24.6523 | 24.6523 | 24.6523 | 24.6523 | 24.6523 | 24.6523
576 | 24.6567 | 24.6567 | 24.6567 | 24.6567 | 24.6567 | 24.6567 | 24.6567 | 24.6567 | 24.6567 | 24.6567 | 24.6567 | 24.6567 | 24.6567 | 24.6567 | 24.6567 | 24.6567 | 24.6567 | 24.6567 | 24.6567 | 24.6567 | 24.6567 | 24.6567 | 24.6567 | 24.6567 | 24.6567 | 24.6567 | 24.6567 | 24.6567 | 24.6567 | 24.6567 | 24.6567 | 24.6567 | 24.6567 | 24.6567 | 24.6567 | 24.6567 | 24.6567 | 24.6567 | 24.6567 | 24.6567 | 24.6567 | 24.6567 | 24.6567 | 24.6567 | 24.6567 | 24.6567 | 24.6567 | 24.6567 | 24.6567 | 24.6567 | 24.6567 | 24.6567 | 24.6567 | 24.6567 | 24.6567 | 24.6567 | 24.6567 | 24.6567 | 24.6567 | 24.6567
577 | 24.661 | 24.661 | 24.661 | 24.661 | 24.661 | 24.661 | 24.661 | 24.661 | 24.661 | 24.661 | 24.661 | 24.661 | 24.661 | 24.661 | 24.661 | 24.661 | 24.661 | 24.661 | 24.661 | 24.661 | 24.661 | 24.661 | 24.661 | 24.661 | 24.661 | 24.661 | 24.661 | 24.661 | 24.661 | 24.661 | 24.661 | 24.661 | 24.661 | 24.661 | 24.661 | 24.661 | 24.661 | 24.661 | 24.661 | 24.661 | 24.661 | 24.661 | 24.661 | 24.661 | 24.661 | 24.661 | 24.661 | 24.661 | 24.661 | 24.661 | 24.661 | 24.661 | 24.661 | 24.661 | 24.661 | 24.661 | 24.661 | 24.661 | 24.661 | 24.661
578 | 24.6653 | 24.6653 | 24.6653 | 24.6653 | 24.6653 | 24.6653 | 24.6653 | 24.6653 | 24.6653 | 24.6653 | 24.6653 | 24.6653 | 24.6653 | 24.6653 | 24.6653 | 24.6653 | 24.6653 | 24.6653 | 24.6653 | 24.6653 | 24.6653 | 24.6653 | 24.6653 | 24.6653 | 24.6653 | 24.6653 | 24.6653 | 24.6653 | 24.6653 | 24.6653 | 24.6653 | 24.6653 | 24.6653 | 24.6653 | 24.6653 | 24.6653 | 24.6653 | 24.6653 | 24.6653 | 24.6653 | 24.6653 | 24.6653 | 24.6653 | 24.6653 | 24.6653 | 24.6653 | 24.6653 | 24.6653 | 24.6653 | 24.6653 | 24.6653 | 24.6653 | 24.6653 | 24.6653 | 24.6653 | 24.6653 | 24.6653 | 24.6653 | 24.6653 | 24.6653
579 | 24.6697 | 24.6697 | 24.6697 | 24.6697 | 24.6697 | 24.6697 | 24.6697 | 24.6697 | 24.6697 | 24.6697 | 24.6697 | 24.6697 | 24.6697 | 24.6697 | 24.6697 | 24.6697 | 24.6697 | 24.6697 | 24.6697 | 24.6697 | 24.6697 | 24.6697 | 24.6697 | 24.6697 | 24.6697 | 24.6697 | 24.6697 | 24.6697 | 24.6697 | 24.6697 | 24.6697 | 24.6697 | 24.6697 | 24.6697 | 24.6697 | 24.6697 | 24.6697 | 24.6697 | 24.6697 | 24.6697 | 24.6697 | 24.6697 | 24.6697 | 24.6697 | 24.6697 | 24.6697 | 24.6697 | 24.6697 | 24.6697 | 24.6697 | 24.6697 | 24.6697 | 24.6697 | 24.6697 | 24.6697 | 24.6697 | 24.6697 | 24.6697 | 24.6697 | 24.6697
580 | 24.674 | 24.674 | 24.674 | 24.674 | 24.674 | 24.674 | 24.674 | 24.674 | 24.674 | 24.674 | 24.674 | 24.674 | 24.674 | 24.674 | 24.674 | 24.674 | 24.674 | 24.674 | 24.674 | 24.674 | 24.674 | 24.674 | 24.674 | 24.674 | 24.674 | 24.674 | 24.674 | 24.674 | 24.674 | 24.674 | 24.674 | 24.674 | 24.674 | 24.674 | 24.674 | 24.674 | 24.674 | 24.674 | 24.674 | 24.674 | 24.674 | 24.674 | 24.674 | 24.674 | 24.674 | 24.674 | 24.674 | 24.674 | 24.674 | 24.674 | 24.674 | 24.674 | 24.674 | 24.674 | 24.674 | 24.674 | 24.674 | 24.674 | 24.674 | 24.674
581 | 24.6783 | 24.6783 | 24.6783 | 24.6783 | 24.6783 | 24.6783 | 24.6783 | 24.6783 | 24.6783 | 24.6783 | 24.6783 | 24.6783 | 24.6783 | 24.6783 | 24.6783 | 24.6783 | 24.6783 | 24.6783 | 24.6783 | 24.6783 | 24.6783 | 24.6783 | 24.6783 | 24.6783 | 24.6783 | 24.6783 | 24.6783 | 24.6783 | 24.6783 | 24.6783 | 24.6783 | 24.6783 | 24.6783 | 24.6783 | 24.6783 | 24.6783 | 24.6783 | 24.6783 | 24.6783 | 24.6783 | 24.6783 | 24.6783 | 24.6783 | 24.6783 | 24.6783 | 24.6783 | 24.6783 | 24.6783 | 24.6783 | 24.6783 | 24.6783 | 24.6783 | 24.6783 | 24.6783 | 24.6783 | 24.6783 | 24.6783 | 24.6783 | 24.6783 | 24.6783
582 | 24.6826 | 24.6826 | 24.6826 | 24.6826 | 24.6826 | 24.6826 | 24.6826 | 24.6826 | 24.6826 | 24.6826 | 24.6826 | 24.6826 | 24.6826 | 24.6826 | 24.6826 | 24.6826 | 24.6826 | 24.6826 | 24.6826 | 24.6826 | 24.6826 | 24.6826 | 24.6826 | 24.6826 | 24.6826 | 24.6826 | 24.6826 | 24.6826 | 24.6826 | 24.6826 | 24.6826 | 24.6826 | 24.6826 | 24.6826 | 24.6826 | 24.6826 | 24.6826 | 24.6826 | 24.6826 | 24.6826 | 24.6826 | 24.6826 | 24.6826 | 24.6826 | 24.6826 | 24.6826 | 24.6826 | 24.6826 | 24.6826 | 24.6826 | 24.6826 | 24.6826 | 24.6826 | 24.6826 | 24.6826 | 24.6826 | 24.6826 | 24.6826 | 24.6826 | 24.6826
583 | 24.6869 | 24.6869 | 24.6869 | 24.6869 | 24.6869 | 24.6869 | 24.6869 | 24.6869 | 24.6869 | 24.6869 | 24.6869 | 24.6869 | 24.6869 | 24.6869 | 24.6869 | 24.6869 | 24.6869 | 24.6869 | 24.6869 | 24.6869 | 24.6869 | 24.6869 | 24.6869 | 24.6869 | 24.6869 | 24.6869 | 24.6869 | 24.6869 | 24.6869 | 24.6869 | 24.6869 | 24.6869 | 24.6869 | 24.6869 | 24.6869 | 24.6869 | 24.6869 | 24.6869 | 24.6869 | 24.6869 | 24.6869 | 24.6869 | 24.6869 | 24.6869 | 24.6869 | 24.6869 | 24.6869 | 24.6869 | 24.6869 | 24.6869 | 24.6869 | 24.6869 | 24.6869 | 24.6869 | 24.6869 | 24.6869 | 24.6869 | 24.6869 | 24.6869 | 24.6869
584 | 24.6911 | 24.6911 | 24.6911 | 24.6911 | 24.6911 | 24.6911 | 24.6911 | 24.6911 | 24.6911 | 24.6911 | 24.6911 | 24.6911 | 24.6911 | 24.6911 | 24.6911 | 24.6911 | 24.6911 | 24.6911 | 24.6911 | 24.6911 | 24.6911 | 24.6911 | 24.6911 | 24.6911 | 24.6911 | 24.6911 | 24.6911 | 24.6911 | 24.6911 | 24.6911 | 24.6911 | 24.6911 | 24.6911 | 24.6911 | 24.6911 | 24.6911 | 24.6911 | 24.6911 | 24.6911 | 24.6911 | 24.6911 | 24.6911 | 24.6911 | 24.6911 | 24.6911 | 24.6911 | 24.6911 | 24.6911 | 24.6911 | 24.6911 | 24.6911 | 24.6911 | 24.6911 | 24.6911 | 24.6911 | 24.6911 | 24.6911 | 24.6911 | 24.6911 | 24.6911
585 | 24.6954 | 24.6954 | 24.6954 | 24.6954 | 24.6954 | 24.6954 | 24.6954 | 24.6954 | 24.6954 | 24.6954 | 24.6954 | 24.6954 | 24.6954 | 24.6954 | 24.6954 | 24.6954 | 24.6954 | 24.6954 | 24.6954 | 24.6954 | 24.6954 | 24.6954 | 24.6954 | 24.6954 | 24.6954 | 24.6954 | 24.6954 | 24.6954 | 24.6954 | 24.6954 | 24.6954 | 24.6954 | 24.6954 | 24.6954 | 24.6954 | 24.6954 | 24.6954 | 24.6954 | 24.6954 | 24.6954 | 24.6954 | 24.6954 | 24.6954 | 24.6954 | 24.6954 | 24.6954 | 24.6954 | 24.6954 | 24.6954 | 24.6954 | 24.6954 | 24.6954 | 24.6954 | 24.6954 | 24.6954 | 24.6954 | 24.6954 | 24.6954 | 24.6954 | 24.6954
586 | 24.6997 | 24.6997 | 24.6997 | 24.6997 | 24.6997 | 24.6997 | 24.6997 | 24.6997 | 24.6997 | 24.6997 | 24.6997 | 24.6997 | 24.6997 | 24.6997 | 24.6997 | 24.6997 | 24.6997 | 24.6997 | 24.6997 | 24.6997 | 24.6997 | 24.6997 | 24.6997 | 24.6997 | 24.6997 | 24.6997 | 24.6997 | 24.6997 | 24.6997 | 24.6997 | 24.6997 | 24.6997 | 24.6997 | 24.6997 | 24.6997 | 24.6997 | 24.6997 | 24.6997 | 24.6997 | 24.6997 | 24.6997 | 24.6997 | 24.6997 | 24.6997 | 24.6997 | 24.6997 | 24.6997 | 24.6997 | 24.6997 | 24.6997 | 24.6997 | 24.6997 | 24.6997 | 24.6997 | 24.6997 | 24.6997 | 24.6997 | 24.6997 | 24.6997 | 24.6997
587 | 24.704 | 24.704 | 24.704 | 24.704 | 24.704 | 24.704 | 24.704 | 24.704 | 24.704 | 24.704 | 24.704 | 24.704 | 24.704 | 24.704 | 24.704 | 24.704 | 24.704 | 24.704 | 24.704 | 24.704 | 24.704 | 24.704 | 24.704 | 24.704 | 24.704 | 24.704 | 24.704 | 24.704 | 24.704 | 24.704 | 24.704 | 24.704 | 24.704 | 24.704 | 24.704 | 24.704 | 24.704 | 24.704 | 24.704 | 24.704 | 24.704 | 24.704 | 24.704 | 24.704 | 24.704 | 24.704 | 24.704 | 24.704 | 24.704 | 24.704 | 24.704 | 24.704 | 24.704 | 24.704 | 24.704 | 24.704 | 24.704 | 24.704 | 24.704 | 24.704
588 | 24.7082 | 24.7082 | 24.7082 | 24.7082 | 24.7082 | 24.7082 | 24.7082 | 24.7082 | 24.7082 | 24.7082 | 24.7082 | 24.7082 | 24.7082 | 24.7082 | 24.7082 | 24.7082 | 24.7082 | 24.7082 | 24.7082 | 24.7082 | 24.7082 | 24.7082 | 24.7082 | 24.7082 | 24.7082 | 24.7082 | 24.7082 | 24.7082 | 24.7082 | 24.7082 | 24.7082 | 24.7082 | 24.7082 | 24.7082 | 24.7082 | 24.7082 | 24.7082 | 24.7082 | 24.7082 | 24.7082 | 24.7082 | 24.7082 | 24.7082 | 24.7082 | 24.7082 | 24.7082 | 24.7082 | 24.7082 | 24.7082 | 24.7082 | 24.7082 | 24.7082 | 24.7082 | 24.7082 | 24.7082 | 24.7082 | 24.7082 | 24.7082 | 24.7082 | 24.7082
589 | 24.7125 | 24.7125 | 24.7125 | 24.7125 | 24.7125 | 24.7125 | 24.7125 | 24.7125 | 24.7125 | 24.7125 | 24.7125 | 24.7125 | 24.7125 | 24.7125 | 24.7125 | 24.7125 | 24.7125 | 24.7125 | 24.7125 | 24.7125 | 24.7125 | 24.7125 | 24.7125 | 24.7125 | 24.7125 | 24.7125 | 24.7125 | 24.7125 | 24.7125 | 24.7125 | 24.7125 | 24.7125 | 24.7125 | 24.7125 | 24.7125 | 24.7125 | 24.7125 | 24.7125 | 24.7125 | 24.7125 | 24.7125 | 24.7125 | 24.7125 | 24.7125 | 24.7125 | 24.7125 | 24.7125 | 24.7125 | 24.7125 | 24.7125 | 24.7125 | 24.7125 | 24.7125 | 24.7125 | 24.7125 | 24.7125 | 24.7125 | 24.7125 | 24.7125 | 24.7125
590 | 24.7167 | 24.7167 | 24.7167 | 24.7167 | 24.7167 | 24.7167 | 24.7167 | 24.7167 | 24.7167 | 24.7167 | 24.7167 | 24.7167 | 24.7167 | 24.7167 | 24.7167 | 24.7167 | 24.7167 | 24.7167 | 24.7167 | 24.7167 | 24.7167 | 24.7167 | 24.7167 | 24.7167 | 24.7167 | 24.7167 | 24.7167 | 24.7167 | 24.7167 | 24.7167 | 24.7167 | 24.7167 | 24.7167 | 24.7167 | 24.7167 | 24.7167 | 24.7167 | 24.7167 | 24.7167 | 24.7167 | 24.7167 | 24.7167 | 24.7167 | 24.7167 | 24.7167 | 24.7167 | 24.7167 | 24.7167 | 24.7167 | 24.7167 | 24.7167 | 24.7167 | 24.7167 | 24.7167 | 24.7167 | 24.7167 | 24.7167 | 24.7167 | 24.7167 | 24.7167
591 | 24.7209 | 24.7209 | 24.7209 | 24.7209 | 24.7209 | 24.7209 | 24.7209 | 24.7209 | 24.7209 | 24.7209 | 24.7209 | 24.7209 | 24.7209 | 24.7209 | 24.7209 | 24.7209 | 24.7209 | 24.7209 | 24.7209 | 24.7209 | 24.7209 | 24.7209 | 24.7209 | 24.7209 | 24.7209 | 24.7209 | 24.7209 | 24.7209 | 24.7209 | 24.7209 | 24.7209 | 24.7209 | 24.7209 | 24.7209 | 24.7209 | 24.7209 | 24.7209 | 24.7209 | 24.7209 | 24.7209 | 24.7209 | 24.7209 | 24.7209 | 24.7209 | 24.7209 | 24.7209 | 24.7209 | 24.7209 | 24.7209 | 24.7209 | 24.7209 | 24.7209 | 24.7209 | 24.7209 | 24.7209 | 24.7209 | 24.7209 | 24.7209 | 24.7209 | 24.7209
592 | 24.7252 | 24.7252 | 24.7252 | 24.7252 | 24.7252 | 24.7252 | 24.7252 | 24.7252 | 24.7252 | 24.7252 | 24.7252 | 24.7252 | 24.7252 | 24.7252 | 24.7252 | 24.7252 | 24.7252 | 24.7252 | 24.7252 | 24.7252 | 24.7252 | 24.7252 | 24.7252 | 24.7252 | 24.7252 | 24.7252 | 24.7252 | 24.7252 | 24.7252 | 24.7252 | 24.7252 | 24.7252 | 24.7252 | 24.7252 | 24.7252 | 24.7252 | 24.7252 | 24.7252 | 24.7252 | 24.7252 | 24.7252 | 24.7252 | 24.7252 | 24.7252 | 24.7252 | 24.7252 | 24.7252 | 24.7252 | 24.7252 | 24.7252 | 24.7252 | 24.7252 | 24.7252 | 24.7252 | 24.7252 | 24.7252 | 24.7252 | 24.7252 | 24.7252 | 24.7252
593 | 24.7294 | 24.7294 | 24.7294 | 24.7294 | 24.7294 | 24.7294 | 24.7294 | 24.7294 | 24.7294 | 24.7294 | 24.7294 | 24.7294 | 24.7294 | 24.7294 | 24.7294 | 24.7294 | 24.7294 | 24.7294 | 24.7294 | 24.7294 | 24.7294 | 24.7294 | 24.7294 | 24.7294 | 24.7294 | 24.7294 | 24.7294 | 24.7294 | 24.7294 | 24.7294 | 24.7294 | 24.7294 | 24.7294 | 24.7294 | 24.7294 | 24.7294 | 24.7294 | 24.7294 | 24.7294 | 24.7294 | 24.7294 | 24.7294 | 24.7294 | 24.7294 | 24.7294 | 24.7294 | 24.7294 | 24.7294 | 24.7294 | 24.7294 | 24.7294 | 24.7294 | 24.7294 | 24.7294 | 24.7294 | 24.7294 | 24.7294 | 24.7294 | 24.7294 | 24.7294
594 | 24.7336 | 24.7336 | 24.7336 | 24.7336 | 24.7336 | 24.7336 | 24.7336 | 24.7336 | 24.7336 | 24.7336 | 24.7336 | 24.7336 | 24.7336 | 24.7336 | 24.7336 | 24.7336 | 24.7336 | 24.7336 | 24.7336 | 24.7336 | 24.7336 | 24.7336 | 24.7336 | 24.7336 | 24.7336 | 24.7336 | 24.7336 | 24.7336 | 24.7336 | 24.7336 | 24.7336 | 24.7336 | 24.7336 | 24.7336 | 24.7336 | 24.7336 | 24.7336 | 24.7336 | 24.7336 | 24.7336 | 24.7336 | 24.7336 | 24.7336 | 24.7336 | 24.7336 | 24.7336 | 24.7336 | 24.7336 | 24.7336 | 24.7336 | 24.7336 | 24.7336 | 24.7336 | 24.7336 | 24.7336 | 24.7336 | 24.7336 | 24.7336 | 24.7336 | 24.7336
595 | 24.7378 | 24.7378 | 24.7378 | 24.7378 | 24.7378 | 24.7378 | 24.7378 | 24.7378 | 24.7378 | 24.7378 | 24.7378 | 24.7378 | 24.7378 | 24.7378 | 24.7378 | 24.7378 | 24.7378 | 24.7378 | 24.7378 | 24.7378 | 24.7378 | 24.7378 | 24.7378 | 24.7378 | 24.7378 | 24.7378 | 24.7378 | 24.7378 | 24.7378 | 24.7378 | 24.7378 | 24.7378 | 24.7378 | 24.7378 | 24.7378 | 24.7378 | 24.7378 | 24.7378 | 24.7378 | 24.7378 | 24.7378 | 24.7378 | 24.7378 | 24.7378 | 24.7378 | 24.7378 | 24.7378 | 24.7378 | 24.7378 | 24.7378 | 24.7378 | 24.7378 | 24.7378 | 24.7378 | 24.7378 | 24.7378 | 24.7378 | 24.7378 | 24.7378 | 24.7378
596 | 24.742 | 24.742 | 24.742 | 24.742 | 24.742 | 24.742 | 24.742 | 24.742 | 24.742 | 24.742 | 24.742 | 24.742 | 24.742 | 24.742 | 24.742 | 24.742 | 24.742 | 24.742 | 24.742 | 24.742 | 24.742 | 24.742 | 24.742 | 24.742 | 24.742 | 24.742 | 24.742 | 24.742 | 24.742 | 24.742 | 24.742 | 24.742 | 24.742 | 24.742 | 24.742 | 24.742 | 24.742 | 24.742 | 24.742 | 24.742 | 24.742 | 24.742 | 24.742 | 24.742 | 24.742 | 24.742 | 24.742 | 24.742 | 24.742 | 24.742 | 24.742 | 24.742 | 24.742 | 24.742 | 24.742 | 24.742 | 24.742 | 24.742 | 24.742 | 24.742
597 | 24.7462 | 24.7462 | 24.7462 | 24.7462 | 24.7462 | 24.7462 | 24.7462 | 24.7462 | 24.7462 | 24.7462 | 24.7462 | 24.7462 | 24.7462 | 24.7462 | 24.7462 | 24.7462 | 24.7462 | 24.7462 | 24.7462 | 24.7462 | 24.7462 | 24.7462 | 24.7462 | 24.7462 | 24.7462 | 24.7462 | 24.7462 | 24.7462 | 24.7462 | 24.7462 | 24.7462 | 24.7462 | 24.7462 | 24.7462 | 24.7462 | 24.7462 | 24.7462 | 24.7462 | 24.7462 | 24.7462 | 24.7462 | 24.7462 | 24.7462 | 24.7462 | 24.7462 | 24.7462 | 24.7462 | 24.7462 | 24.7462 | 24.7462 | 24.7462 | 24.7462 | 24.7462 | 24.7462 | 24.7462 | 24.7462 | 24.7462 | 24.7462 | 24.7462 | 24.7462
598 | 24.7504 | 24.7504 | 24.7504 | 24.7504 | 24.7504 | 24.7504 | 24.7504 | 24.7504 | 24.7504 | 24.7504 | 24.7504 | 24.7504 | 24.7504 | 24.7504 | 24.7504 | 24.7504 | 24.7504 | 24.7504 | 24.7504 | 24.7504 | 24.7504 | 24.7504 | 24.7504 | 24.7504 | 24.7504 | 24.7504 | 24.7504 | 24.7504 | 24.7504 | 24.7504 | 24.7504 | 24.7504 | 24.7504 | 24.7504 | 24.7504 | 24.7504 | 24.7504 | 24.7504 | 24.7504 | 24.7504 | 24.7504 | 24.7504 | 24.7504 | 24.7504 | 24.7504 | 24.7504 | 24.7504 | 24.7504 | 24.7504 | 24.7504 | 24.7504 | 24.7504 | 24.7504 | 24.7504 | 24.7504 | 24.7504 | 24.7504 | 24.7504 | 24.7504 | 24.7504
599 | 24.7545 | 24.7545 | 24.7545 | 24.7545 | 24.7545 | 24.7545 | 24.7545 | 24.7545 | 24.7545 | 24.7545 | 24.7545 | 24.7545 | 24.7545 | 24.7545 | 24.7545 | 24.7545 | 24.7545 | 24.7545 | 24.7545 | 24.7545 | 24.7545 | 24.7545 | 24.7545 | 24.7545 | 24.7545 | 24.7545 | 24.7545 | 24.7545 | 24.7545 | 24.7545 | 24.7545 | 24.7545 | 24.7545 | 24.7545 | 24.7545 | 24.7545 | 24.7545 | 24.7545 | 24.7545 | 24.7545 | 24.7545 | 24.7545 | 24.7545 | 24.7545 | 24.7545 | 24.7545 | 24.7545 | 24.7545 | 24.7545 | 24.7545 | 24.7545 | 24.7545 | 24.7545 | 24.7545 | 24.7545 | 24.7545 | 24.7545 | 24.7545 | 24.7545 | 24.7545
600 | 24.7587 | 24.7587 | 24.7587 | 24.7587 | 24.7587 | 24.7587 | 24.7587 | 24.7587 | 24.7587 | 24.7587 | 24.7587 | 24.7587 | 24.7587 | 24.7587 | 24.7587 | 24.7587 | 24.7587 | 24.7587 | 24.7587 | 24.7587 | 24.7587 | 24.7587 | 24.7587 | 24.7587 | 24.7587 | 24.7587 | 24.7587 | 24.7587 | 24.7587 | 24.7587 | 24.7587 | 24.7587 | 24.7587 | 24.7587 | 24.7587 | 24.7587 | 24.7587 | 24.7587 | 24.7587 | 24.7587 | 24.7587 | 24.7587 | 24.7587 | 24.7587 | 24.7587 | 24.7587 | 24.7587 | 24.7587 | 24.7587 | 24.7587 | 24.7587 | 24.7587 | 24.7587 | 24.7587 | 24.7587 | 24.7587 | 24.7587 | 24.7587 | 24.7587 | 24.7587
601 | 24.7629 | 24.7629 | 24.7629 | 24.7629 | 24.7629 | 24.7629 | 24.7629 | 24.7629 | 24.7629 | 24.7629 | 24.7629 | 24.7629 | 24.7629 | 24.7629 | 24.7629 | 24.7629 | 24.7629 | 24.7629 | 24.7629 | 24.7629 | 24.7629 | 24.7629 | 24.7629 | 24.7629 | 24.7629 | 24.7629 | 24.7629 | 24.7629 | 24.7629 | 24.7629 | 24.7629 | 24.7629 | 24.7629 | 24.7629 | 24.7629 | 24.7629 | 24.7629 | 24.7629 | 24.7629 | 24.7629 | 24.7629 | 24.7629 | 24.7629 | 24.7629 | 24.7629 | 24.7629 | 24.7629 | 24.7629 | 24.7629 | 24.7629 | 24.7629 | 24.7629 | 24.7629 | 24.7629 | 24.7629 | 24.7629 | 24.7629 | 24.7629 | 24.7629 | 24.7629
602 | 24.767 | 24.767 | 24.767 | 24.767 | 24.767 | 24.767 | 24.767 | 24.767 | 24.767 | 24.767 | 24.767 | 24.767 | 24.767 | 24.767 | 24.767 | 24.767 | 24.767 | 24.767 | 24.767 | 24.767 | 24.767 | 24.767 | 24.767 | 24.767 | 24.767 | 24.767 | 24.767 | 24.767 | 24.767 | 24.767 | 24.767 | 24.767 | 24.767 | 24.767 | 24.767 | 24.767 | 24.767 | 24.767 | 24.767 | 24.767 | 24.767 | 24.767 | 24.767 | 24.767 | 24.767 | 24.767 | 24.767 | 24.767 | 24.767 | 24.767 | 24.767 | 24.767 | 24.767 | 24.767 | 24.767 | 24.767 | 24.767 | 24.767 | 24.767 | 24.767
603 | 24.7712 | 24.7712 | 24.7712 | 24.7712 | 24.7712 | 24.7712 | 24.7712 | 24.7712 | 24.7712 | 24.7712 | 24.7712 | 24.7712 | 24.7712 | 24.7712 | 24.7712 | 24.7712 | 24.7712 | 24.7712 | 24.7712 | 24.7712 | 24.7712 | 24.7712 | 24.7712 | 24.7712 | 24.7712 | 24.7712 | 24.7712 | 24.7712 | 24.7712 | 24.7712 | 24.7712 | 24.7712 | 24.7712 | 24.7712 | 24.7712 | 24.7712 | 24.7712 | 24.7712 | 24.7712 | 24.7712 | 24.7712 | 24.7712 | 24.7712 | 24.7712 | 24.7712 | 24.7712 | 24.7712 | 24.7712 | 24.7712 | 24.7712 | 24.7712 | 24.7712 | 24.7712 | 24.7712 | 24.7712 | 24.7712 | 24.7712 | 24.7712 | 24.7712 | 24.7712
604 | 24.7753 | 24.7753 | 24.7753 | 24.7753 | 24.7753 | 24.7753 | 24.7753 | 24.7753 | 24.7753 | 24.7753 | 24.7753 | 24.7753 | 24.7753 | 24.7753 | 24.7753 | 24.7753 | 24.7753 | 24.7753 | 24.7753 | 24.7753 | 24.7753 | 24.7753 | 24.7753 | 24.7753 | 24.7753 | 24.7753 | 24.7753 | 24.7753 | 24.7753 | 24.7753 | 24.7753 | 24.7753 | 24.7753 | 24.7753 | 24.7753 | 24.7753 | 24.7753 | 24.7753 | 24.7753 | 24.7753 | 24.7753 | 24.7753 | 24.7753 | 24.7753 | 24.7753 | 24.7753 | 24.7753 | 24.7753 | 24.7753 | 24.7753 | 24.7753 | 24.7753 | 24.7753 | 24.7753 | 24.7753 | 24.7753 | 24.7753 | 24.7753 | 24.7753 | 24.7753
605 | 24.7795 | 24.7795 | 24.7795 | 24.7795 | 24.7795 | 24.7795 | 24.7795 | 24.7795 | 24.7795 | 24.7795 | 24.7795 | 24.7795 | 24.7795 | 24.7795 | 24.7795 | 24.7795 | 24.7795 | 24.7795 | 24.7795 | 24.7795 | 24.7795 | 24.7795 | 24.7795 | 24.7795 | 24.7795 | 24.7795 | 24.7795 | 24.7795 | 24.7795 | 24.7795 | 24.7795 | 24.7795 | 24.7795 | 24.7795 | 24.7795 | 24.7795 | 24.7795 | 24.7795 | 24.7795 | 24.7795 | 24.7795 | 24.7795 | 24.7795 | 24.7795 | 24.7795 | 24.7795 | 24.7795 | 24.7795 | 24.7795 | 24.7795 | 24.7795 | 24.7795 | 24.7795 | 24.7795 | 24.7795 | 24.7795 | 24.7795 | 24.7795 | 24.7795 | 24.7795
606 | 24.7836 | 24.7836 | 24.7836 | 24.7836 | 24.7836 | 24.7836 | 24.7836 | 24.7836 | 24.7836 | 24.7836 | 24.7836 | 24.7836 | 24.7836 | 24.7836 | 24.7836 | 24.7836 | 24.7836 | 24.7836 | 24.7836 | 24.7836 | 24.7836 | 24.7836 | 24.7836 | 24.7836 | 24.7836 | 24.7836 | 24.7836 | 24.7836 | 24.7836 | 24.7836 | 24.7836 | 24.7836 | 24.7836 | 24.7836 | 24.7836 | 24.7836 | 24.7836 | 24.7836 | 24.7836 | 24.7836 | 24.7836 | 24.7836 | 24.7836 | 24.7836 | 24.7836 | 24.7836 | 24.7836 | 24.7836 | 24.7836 | 24.7836 | 24.7836 | 24.7836 | 24.7836 | 24.7836 | 24.7836 | 24.7836 | 24.7836 | 24.7836 | 24.7836 | 24.7836
607 | 24.7877 | 24.7877 | 24.7877 | 24.7877 | 24.7877 | 24.7877 | 24.7877 | 24.7877 | 24.7877 | 24.7877 | 24.7877 | 24.7877 | 24.7877 | 24.7877 | 24.7877 | 24.7877 | 24.7877 | 24.7877 | 24.7877 | 24.7877 | 24.7877 | 24.7877 | 24.7877 | 24.7877 | 24.7877 | 24.7877 | 24.7877 | 24.7877 | 24.7877 | 24.7877 | 24.7877 | 24.7877 | 24.7877 | 24.7877 | 24.7877 | 24.7877 | 24.7877 | 24.7877 | 24.7877 | 24.7877 | 24.7877 | 24.7877 | 24.7877 | 24.7877 | 24.7877 | 24.7877 | 24.7877 | 24.7877 | 24.7877 | 24.7877 | 24.7877 | 24.7877 | 24.7877 | 24.7877 | 24.7877 | 24.7877 | 24.7877 | 24.7877 | 24.7877 | 24.7877
608 | 24.7918 | 24.7918 | 24.7918 | 24.7918 | 24.7918 | 24.7918 | 24.7918 | 24.7918 | 24.7918 | 24.7918 | 24.7918 | 24.7918 | 24.7918 | 24.7918 | 24.7918 | 24.7918 | 24.7918 | 24.7918 | 24.7918 | 24.7918 | 24.7918 | 24.7918 | 24.7918 | 24.7918 | 24.7918 | 24.7918 | 24.7918 | 24.7918 | 24.7918 | 24.7918 | 24.7918 | 24.7918 | 24.7918 | 24.7918 | 24.7918 | 24.7918 | 24.7918 | 24.7918 | 24.7918 | 24.7918 | 24.7918 | 24.7918 | 24.7918 | 24.7918 | 24.7918 | 24.7918 | 24.7918 | 24.7918 | 24.7918 | 24.7918 | 24.7918 | 24.7918 | 24.7918 | 24.7918 | 24.7918 | 24.7918 | 24.7918 | 24.7918 | 24.7918 | 24.7918
609 | 24.7959 | 24.7959 | 24.7959 | 24.7959 | 24.7959 | 24.7959 | 24.7959 | 24.7959 | 24.7959 | 24.7959 | 24.7959 | 24.7959 | 24.7959 | 24.7959 | 24.7959 | 24.7959 | 24.7959 | 24.7959 | 24.7959 | 24.7959 | 24.7959 | 24.7959 | 24.7959 | 24.7959 | 24.7959 | 24.7959 | 24.7959 | 24.7959 | 24.7959 | 24.7959 | 24.7959 | 24.7959 | 24.7959 | 24.7959 | 24.7959 | 24.7959 | 24.7959 | 24.7959 | 24.7959 | 24.7959 | 24.7959 | 24.7959 | 24.7959 | 24.7959 | 24.7959 | 24.7959 | 24.7959 | 24.7959 | 24.7959 | 24.7959 | 24.7959 | 24.7959 | 24.7959 | 24.7959 | 24.7959 | 24.7959 | 24.7959 | 24.7959 | 24.7959 | 24.7959
610 | 24.8 | 24.8 | 24.8 | 24.8 | 24.8 | 24.8 | 24.8 | 24.8 | 24.8 | 24.8 | 24.8 | 24.8 | 24.8 | 24.8 | 24.8 | 24.8 | 24.8 | 24.8 | 24.8 | 24.8 | 24.8 | 24.8 | 24.8 | 24.8 | 24.8 | 24.8 | 24.8 | 24.8 | 24.8 | 24.8 | 24.8 | 24.8 | 24.8 | 24.8 | 24.8 | 24.8 | 24.8 | 24.8 | 24.8 | 24.8 | 24.8 | 24.8 | 24.8 | 24.8 | 24.8 | 24.8 | 24.8 | 24.8 | 24.8 | 24.8 | 24.8 | 24.8 | 24.8 | 24.8 | 24.8 | 24.8 | 24.8 | 24.8 | 24.8 | 24.8
611 | 24.8041 | 24.8041 | 24.8041 | 24.8041 | 24.8041 | 24.8041 | 24.8041 | 24.8041 | 24.8041 | 24.8041 | 24.8041 | 24.8041 | 24.8041 | 24.8041 | 24.8041 | 24.8041 | 24.8041 | 24.8041 | 24.8041 | 24.8041 | 24.8041 | 24.8041 | 24.8041 | 24.8041 | 24.8041 | 24.8041 | 24.8041 | 24.8041 | 24.8041 | 24.8041 | 24.8041 | 24.8041 | 24.8041 | 24.8041 | 24.8041 | 24.8041 | 24.8041 | 24.8041 | 24.8041 | 24.8041 | 24.8041 | 24.8041 | 24.8041 | 24.8041 | 24.8041 | 24.8041 | 24.8041 | 24.8041 | 24.8041 | 24.8041 | 24.8041 | 24.8041 | 24.8041 | 24.8041 | 24.8041 | 24.8041 | 24.8041 | 24.8041 | 24.8041 | 24.8041
612 | 24.8082 | 24.8082 | 24.8082 | 24.8082 | 24.8082 | 24.8082 | 24.8082 | 24.8082 | 24.8082 | 24.8082 | 24.8082 | 24.8082 | 24.8082 | 24.8082 | 24.8082 | 24.8082 | 24.8082 | 24.8082 | 24.8082 | 24.8082 | 24.8082 | 24.8082 | 24.8082 | 24.8082 | 24.8082 | 24.8082 | 24.8082 | 24.8082 | 24.8082 | 24.8082 | 24.8082 | 24.8082 | 24.8082 | 24.8082 | 24.8082 | 24.8082 | 24.8082 | 24.8082 | 24.8082 | 24.8082 | 24.8082 | 24.8082 | 24.8082 | 24.8082 | 24.8082 | 24.8082 | 24.8082 | 24.8082 | 24.8082 | 24.8082 | 24.8082 | 24.8082 | 24.8082 | 24.8082 | 24.8082 | 24.8082 | 24.8082 | 24.8082 | 24.8082 | 24.8082
613 | 24.8123 | 24.8123 | 24.8123 | 24.8123 | 24.8123 | 24.8123 | 24.8123 | 24.8123 | 24.8123 | 24.8123 | 24.8123 | 24.8123 | 24.8123 | 24.8123 | 24.8123 | 24.8123 | 24.8123 | 24.8123 | 24.8123 | 24.8123 | 24.8123 | 24.8123 | 24.8123 | 24.8123 | 24.8123 | 24.8123 | 24.8123 | 24.8123 | 24.8123 | 24.8123 | 24.8123 | 24.8123 | 24.8123 | 24.8123 | 24.8123 | 24.8123 | 24.8123 | 24.8123 | 24.8123 | 24.8123 | 24.8123 | 24.8123 | 24.8123 | 24.8123 | 24.8123 | 24.8123 | 24.8123 | 24.8123 | 24.8123 | 24.8123 | 24.8123 | 24.8123 | 24.8123 | 24.8123 | 24.8123 | 24.8123 | 24.8123 | 24.8123 | 24.8123 | 24.8123
614 | 24.8164 | 24.8164 | 24.8164 | 24.8164 | 24.8164 | 24.8164 | 24.8164 | 24.8164 | 24.8164 | 24.8164 | 24.8164 | 24.8164 | 24.8164 | 24.8164 | 24.8164 | 24.8164 | 24.8164 | 24.8164 | 24.8164 | 24.8164 | 24.8164 | 24.8164 | 24.8164 | 24.8164 | 24.8164 | 24.8164 | 24.8164 | 24.8164 | 24.8164 | 24.8164 | 24.8164 | 24.8164 | 24.8164 | 24.8164 | 24.8164 | 24.8164 | 24.8164 | 24.8164 | 24.8164 | 24.8164 | 24.8164 | 24.8164 | 24.8164 | 24.8164 | 24.8164 | 24.8164 | 24.8164 | 24.8164 | 24.8164 | 24.8164 | 24.8164 | 24.8164 | 24.8164 | 24.8164 | 24.8164 | 24.8164 | 24.8164 | 24.8164 | 24.8164 | 24.8164
615 | 24.8205 | 24.8205 | 24.8205 | 24.8205 | 24.8205 | 24.8205 | 24.8205 | 24.8205 | 24.8205 | 24.8205 | 24.8205 | 24.8205 | 24.8205 | 24.8205 | 24.8205 | 24.8205 | 24.8205 | 24.8205 | 24.8205 | 24.8205 | 24.8205 | 24.8205 | 24.8205 | 24.8205 | 24.8205 | 24.8205 | 24.8205 | 24.8205 | 24.8205 | 24.8205 | 24.8205 | 24.8205 | 24.8205 | 24.8205 | 24.8205 | 24.8205 | 24.8205 | 24.8205 | 24.8205 | 24.8205 | 24.8205 | 24.8205 | 24.8205 | 24.8205 | 24.8205 | 24.8205 | 24.8205 | 24.8205 | 24.8205 | 24.8205 | 24.8205 | 24.8205 | 24.8205 | 24.8205 | 24.8205 | 24.8205 | 24.8205 | 24.8205 | 24.8205 | 24.8205
616 | 24.8245 | 24.8245 | 24.8245 | 24.8245 | 24.8245 | 24.8245 | 24.8245 | 24.8245 | 24.8245 | 24.8245 | 24.8245 | 24.8245 | 24.8245 | 24.8245 | 24.8245 | 24.8245 | 24.8245 | 24.8245 | 24.8245 | 24.8245 | 24.8245 | 24.8245 | 24.8245 | 24.8245 | 24.8245 | 24.8245 | 24.8245 | 24.8245 | 24.8245 | 24.8245 | 24.8245 | 24.8245 | 24.8245 | 24.8245 | 24.8245 | 24.8245 | 24.8245 | 24.8245 | 24.8245 | 24.8245 | 24.8245 | 24.8245 | 24.8245 | 24.8245 | 24.8245 | 24.8245 | 24.8245 | 24.8245 | 24.8245 | 24.8245 | 24.8245 | 24.8245 | 24.8245 | 24.8245 | 24.8245 | 24.8245 | 24.8245 | 24.8245 | 24.8245 | 24.8245
617 | 24.8286 | 24.8286 | 24.8286 | 24.8286 | 24.8286 | 24.8286 | 24.8286 | 24.8286 | 24.8286 | 24.8286 | 24.8286 | 24.8286 | 24.8286 | 24.8286 | 24.8286 | 24.8286 | 24.8286 | 24.8286 | 24.8286 | 24.8286 | 24.8286 | 24.8286 | 24.8286 | 24.8286 | 24.8286 | 24.8286 | 24.8286 | 24.8286 | 24.8286 | 24.8286 | 24.8286 | 24.8286 | 24.8286 | 24.8286 | 24.8286 | 24.8286 | 24.8286 | 24.8286 | 24.8286 | 24.8286 | 24.8286 | 24.8286 | 24.8286 | 24.8286 | 24.8286 | 24.8286 | 24.8286 | 24.8286 | 24.8286 | 24.8286 | 24.8286 | 24.8286 | 24.8286 | 24.8286 | 24.8286 | 24.8286 | 24.8286 | 24.8286 | 24.8286 | 24.8286
618 | 24.8326 | 24.8326 | 24.8326 | 24.8326 | 24.8326 | 24.8326 | 24.8326 | 24.8326 | 24.8326 | 24.8326 | 24.8326 | 24.8326 | 24.8326 | 24.8326 | 24.8326 | 24.8326 | 24.8326 | 24.8326 | 24.8326 | 24.8326 | 24.8326 | 24.8326 | 24.8326 | 24.8326 | 24.8326 | 24.8326 | 24.8326 | 24.8326 | 24.8326 | 24.8326 | 24.8326 | 24.8326 | 24.8326 | 24.8326 | 24.8326 | 24.8326 | 24.8326 | 24.8326 | 24.8326 | 24.8326 | 24.8326 | 24.8326 | 24.8326 | 24.8326 | 24.8326 | 24.8326 | 24.8326 | 24.8326 | 24.8326 | 24.8326 | 24.8326 | 24.8326 | 24.8326 | 24.8326 | 24.8326 | 24.8326 | 24.8326 | 24.8326 | 24.8326 | 24.8326
619 | 24.8367 | 24.8367 | 24.8367 | 24.8367 | 24.8367 | 24.8367 | 24.8367 | 24.8367 | 24.8367 | 24.8367 | 24.8367 | 24.8367 | 24.8367 | 24.8367 | 24.8367 | 24.8367 | 24.8367 | 24.8367 | 24.8367 | 24.8367 | 24.8367 | 24.8367 | 24.8367 | 24.8367 | 24.8367 | 24.8367 | 24.8367 | 24.8367 | 24.8367 | 24.8367 | 24.8367 | 24.8367 | 24.8367 | 24.8367 | 24.8367 | 24.8367 | 24.8367 | 24.8367 | 24.8367 | 24.8367 | 24.8367 | 24.8367 | 24.8367 | 24.8367 | 24.8367 | 24.8367 | 24.8367 | 24.8367 | 24.8367 | 24.8367 | 24.8367 | 24.8367 | 24.8367 | 24.8367 | 24.8367 | 24.8367 | 24.8367 | 24.8367 | 24.8367 | 24.8367
620 | 24.8407 | 24.8407 | 24.8407 | 24.8407 | 24.8407 | 24.8407 | 24.8407 | 24.8407 | 24.8407 | 24.8407 | 24.8407 | 24.8407 | 24.8407 | 24.8407 | 24.8407 | 24.8407 | 24.8407 | 24.8407 | 24.8407 | 24.8407 | 24.8407 | 24.8407 | 24.8407 | 24.8407 | 24.8407 | 24.8407 | 24.8407 | 24.8407 | 24.8407 | 24.8407 | 24.8407 | 24.8407 | 24.8407 | 24.8407 | 24.8407 | 24.8407 | 24.8407 | 24.8407 | 24.8407 | 24.8407 | 24.8407 | 24.8407 | 24.8407 | 24.8407 | 24.8407 | 24.8407 | 24.8407 | 24.8407 | 24.8407 | 24.8407 | 24.8407 | 24.8407 | 24.8407 | 24.8407 | 24.8407 | 24.8407 | 24.8407 | 24.8407 | 24.8407 | 24.8407
621 | 24.8447 | 24.8447 | 24.8447 | 24.8447 | 24.8447 | 24.8447 | 24.8447 | 24.8447 | 24.8447 | 24.8447 | 24.8447 | 24.8447 | 24.8447 | 24.8447 | 24.8447 | 24.8447 | 24.8447 | 24.8447 | 24.8447 | 24.8447 | 24.8447 | 24.8447 | 24.8447 | 24.8447 | 24.8447 | 24.8447 | 24.8447 | 24.8447 | 24.8447 | 24.8447 | 24.8447 | 24.8447 | 24.8447 | 24.8447 | 24.8447 | 24.8447 | 24.8447 | 24.8447 | 24.8447 | 24.8447 | 24.8447 | 24.8447 | 24.8447 | 24.8447 | 24.8447 | 24.8447 | 24.8447 | 24.8447 | 24.8447 | 24.8447 | 24.8447 | 24.8447 | 24.8447 | 24.8447 | 24.8447 | 24.8447 | 24.8447 | 24.8447 | 24.8447 | 24.8447
622 | 24.8487 | 24.8487 | 24.8487 | 24.8487 | 24.8487 | 24.8487 | 24.8487 | 24.8487 | 24.8487 | 24.8487 | 24.8487 | 24.8487 | 24.8487 | 24.8487 | 24.8487 | 24.8487 | 24.8487 | 24.8487 | 24.8487 | 24.8487 | 24.8487 | 24.8487 | 24.8487 | 24.8487 | 24.8487 | 24.8487 | 24.8487 | 24.8487 | 24.8487 | 24.8487 | 24.8487 | 24.8487 | 24.8487 | 24.8487 | 24.8487 | 24.8487 | 24.8487 | 24.8487 | 24.8487 | 24.8487 | 24.8487 | 24.8487 | 24.8487 | 24.8487 | 24.8487 | 24.8487 | 24.8487 | 24.8487 | 24.8487 | 24.8487 | 24.8487 | 24.8487 | 24.8487 | 24.8487 | 24.8487 | 24.8487 | 24.8487 | 24.8487 | 24.8487 | 24.8487
623 | 24.8528 | 24.8528 | 24.8528 | 24.8528 | 24.8528 | 24.8528 | 24.8528 | 24.8528 | 24.8528 | 24.8528 | 24.8528 | 24.8528 | 24.8528 | 24.8528 | 24.8528 | 24.8528 | 24.8528 | 24.8528 | 24.8528 | 24.8528 | 24.8528 | 24.8528 | 24.8528 | 24.8528 | 24.8528 | 24.8528 | 24.8528 | 24.8528 | 24.8528 | 24.8528 | 24.8528 | 24.8528 | 24.8528 | 24.8528 | 24.8528 | 24.8528 | 24.8528 | 24.8528 | 24.8528 | 24.8528 | 24.8528 | 24.8528 | 24.8528 | 24.8528 | 24.8528 | 24.8528 | 24.8528 | 24.8528 | 24.8528 | 24.8528 | 24.8528 | 24.8528 | 24.8528 | 24.8528 | 24.8528 | 24.8528 | 24.8528 | 24.8528 | 24.8528 | 24.8528
624 | 24.8568 | 24.8568 | 24.8568 | 24.8568 | 24.8568 | 24.8568 | 24.8568 | 24.8568 | 24.8568 | 24.8568 | 24.8568 | 24.8568 | 24.8568 | 24.8568 | 24.8568 | 24.8568 | 24.8568 | 24.8568 | 24.8568 | 24.8568 | 24.8568 | 24.8568 | 24.8568 | 24.8568 | 24.8568 | 24.8568 | 24.8568 | 24.8568 | 24.8568 | 24.8568 | 24.8568 | 24.8568 | 24.8568 | 24.8568 | 24.8568 | 24.8568 | 24.8568 | 24.8568 | 24.8568 | 24.8568 | 24.8568 | 24.8568 | 24.8568 | 24.8568 | 24.8568 | 24.8568 | 24.8568 | 24.8568 | 24.8568 | 24.8568 | 24.8568 | 24.8568 | 24.8568 | 24.8568 | 24.8568 | 24.8568 | 24.8568 | 24.8568 | 24.8568 | 24.8568
625 | 24.8608 | 24.8608 | 24.8608 | 24.8608 | 24.8608 | 24.8608 | 24.8608 | 24.8608 | 24.8608 | 24.8608 | 24.8608 | 24.8608 | 24.8608 | 24.8608 | 24.8608 | 24.8608 | 24.8608 | 24.8608 | 24.8608 | 24.8608 | 24.8608 | 24.8608 | 24.8608 | 24.8608 | 24.8608 | 24.8608 | 24.8608 | 24.8608 | 24.8608 | 24.8608 | 24.8608 | 24.8608 | 24.8608 | 24.8608 | 24.8608 | 24.8608 | 24.8608 | 24.8608 | 24.8608 | 24.8608 | 24.8608 | 24.8608 | 24.8608 | 24.8608 | 24.8608 | 24.8608 | 24.8608 | 24.8608 | 24.8608 | 24.8608 | 24.8608 | 24.8608 | 24.8608 | 24.8608 | 24.8608 | 24.8608 | 24.8608 | 24.8608 | 24.8608 | 24.8608
626 | 24.8648 | 24.8648 | 24.8648 | 24.8648 | 24.8648 | 24.8648 | 24.8648 | 24.8648 | 24.8648 | 24.8648 | 24.8648 | 24.8648 | 24.8648 | 24.8648 | 24.8648 | 24.8648 | 24.8648 | 24.8648 | 24.8648 | 24.8648 | 24.8648 | 24.8648 | 24.8648 | 24.8648 | 24.8648 | 24.8648 | 24.8648 | 24.8648 | 24.8648 | 24.8648 | 24.8648 | 24.8648 | 24.8648 | 24.8648 | 24.8648 | 24.8648 | 24.8648 | 24.8648 | 24.8648 | 24.8648 | 24.8648 | 24.8648 | 24.8648 | 24.8648 | 24.8648 | 24.8648 | 24.8648 | 24.8648 | 24.8648 | 24.8648 | 24.8648 | 24.8648 | 24.8648 | 24.8648 | 24.8648 | 24.8648 | 24.8648 | 24.8648 | 24.8648 | 24.8648
627 | 24.8688 | 24.8688 | 24.8688 | 24.8688 | 24.8688 | 24.8688 | 24.8688 | 24.8688 | 24.8688 | 24.8688 | 24.8688 | 24.8688 | 24.8688 | 24.8688 | 24.8688 | 24.8688 | 24.8688 | 24.8688 | 24.8688 | 24.8688 | 24.8688 | 24.8688 | 24.8688 | 24.8688 | 24.8688 | 24.8688 | 24.8688 | 24.8688 | 24.8688 | 24.8688 | 24.8688 | 24.8688 | 24.8688 | 24.8688 | 24.8688 | 24.8688 | 24.8688 | 24.8688 | 24.8688 | 24.8688 | 24.8688 | 24.8688 | 24.8688 | 24.8688 | 24.8688 | 24.8688 | 24.8688 | 24.8688 | 24.8688 | 24.8688 | 24.8688 | 24.8688 | 24.8688 | 24.8688 | 24.8688 | 24.8688 | 24.8688 | 24.8688 | 24.8688 | 24.8688
628 | 24.8727 | 24.8727 | 24.8727 | 24.8727 | 24.8727 | 24.8727 | 24.8727 | 24.8727 | 24.8727 | 24.8727 | 24.8727 | 24.8727 | 24.8727 | 24.8727 | 24.8727 | 24.8727 | 24.8727 | 24.8727 | 24.8727 | 24.8727 | 24.8727 | 24.8727 | 24.8727 | 24.8727 | 24.8727 | 24.8727 | 24.8727 | 24.8727 | 24.8727 | 24.8727 | 24.8727 | 24.8727 | 24.8727 | 24.8727 | 24.8727 | 24.8727 | 24.8727 | 24.8727 | 24.8727 | 24.8727 | 24.8727 | 24.8727 | 24.8727 | 24.8727 | 24.8727 | 24.8727 | 24.8727 | 24.8727 | 24.8727 | 24.8727 | 24.8727 | 24.8727 | 24.8727 | 24.8727 | 24.8727 | 24.8727 | 24.8727 | 24.8727 | 24.8727 | 24.8727
629 | 24.8767 | 24.8767 | 24.8767 | 24.8767 | 24.8767 | 24.8767 | 24.8767 | 24.8767 | 24.8767 | 24.8767 | 24.8767 | 24.8767 | 24.8767 | 24.8767 | 24.8767 | 24.8767 | 24.8767 | 24.8767 | 24.8767 | 24.8767 | 24.8767 | 24.8767 | 24.8767 | 24.8767 | 24.8767 | 24.8767 | 24.8767 | 24.8767 | 24.8767 | 24.8767 | 24.8767 | 24.8767 | 24.8767 | 24.8767 | 24.8767 | 24.8767 | 24.8767 | 24.8767 | 24.8767 | 24.8767 | 24.8767 | 24.8767 | 24.8767 | 24.8767 | 24.8767 | 24.8767 | 24.8767 | 24.8767 | 24.8767 | 24.8767 | 24.8767 | 24.8767 | 24.8767 | 24.8767 | 24.8767 | 24.8767 | 24.8767 | 24.8767 | 24.8767 | 24.8767
630 | 24.8807 | 24.8807 | 24.8807 | 24.8807 | 24.8807 | 24.8807 | 24.8807 | 24.8807 | 24.8807 | 24.8807 | 24.8807 | 24.8807 | 24.8807 | 24.8807 | 24.8807 | 24.8807 | 24.8807 | 24.8807 | 24.8807 | 24.8807 | 24.8807 | 24.8807 | 24.8807 | 24.8807 | 24.8807 | 24.8807 | 24.8807 | 24.8807 | 24.8807 | 24.8807 | 24.8807 | 24.8807 | 24.8807 | 24.8807 | 24.8807 | 24.8807 | 24.8807 | 24.8807 | 24.8807 | 24.8807 | 24.8807 | 24.8807 | 24.8807 | 24.8807 | 24.8807 | 24.8807 | 24.8807 | 24.8807 | 24.8807 | 24.8807 | 24.8807 | 24.8807 | 24.8807 | 24.8807 | 24.8807 | 24.8807 | 24.8807 | 24.8807 | 24.8807 | 24.8807
631 | 24.8847 | 24.8847 | 24.8847 | 24.8847 | 24.8847 | 24.8847 | 24.8847 | 24.8847 | 24.8847 | 24.8847 | 24.8847 | 24.8847 | 24.8847 | 24.8847 | 24.8847 | 24.8847 | 24.8847 | 24.8847 | 24.8847 | 24.8847 | 24.8847 | 24.8847 | 24.8847 | 24.8847 | 24.8847 | 24.8847 | 24.8847 | 24.8847 | 24.8847 | 24.8847 | 24.8847 | 24.8847 | 24.8847 | 24.8847 | 24.8847 | 24.8847 | 24.8847 | 24.8847 | 24.8847 | 24.8847 | 24.8847 | 24.8847 | 24.8847 | 24.8847 | 24.8847 | 24.8847 | 24.8847 | 24.8847 | 24.8847 | 24.8847 | 24.8847 | 24.8847 | 24.8847 | 24.8847 | 24.8847 | 24.8847 | 24.8847 | 24.8847 | 24.8847 | 24.8847
632 | 24.8886 | 24.8886 | 24.8886 | 24.8886 | 24.8886 | 24.8886 | 24.8886 | 24.8886 | 24.8886 | 24.8886 | 24.8886 | 24.8886 | 24.8886 | 24.8886 | 24.8886 | 24.8886 | 24.8886 | 24.8886 | 24.8886 | 24.8886 | 24.8886 | 24.8886 | 24.8886 | 24.8886 | 24.8886 | 24.8886 | 24.8886 | 24.8886 | 24.8886 | 24.8886 | 24.8886 | 24.8886 | 24.8886 | 24.8886 | 24.8886 | 24.8886 | 24.8886 | 24.8886 | 24.8886 | 24.8886 | 24.8886 | 24.8886 | 24.8886 | 24.8886 | 24.8886 | 24.8886 | 24.8886 | 24.8886 | 24.8886 | 24.8886 | 24.8886 | 24.8886 | 24.8886 | 24.8886 | 24.8886 | 24.8886 | 24.8886 | 24.8886 | 24.8886 | 24.8886
633 | 24.8926 | 24.8926 | 24.8926 | 24.8926 | 24.8926 | 24.8926 | 24.8926 | 24.8926 | 24.8926 | 24.8926 | 24.8926 | 24.8926 | 24.8926 | 24.8926 | 24.8926 | 24.8926 | 24.8926 | 24.8926 | 24.8926 | 24.8926 | 24.8926 | 24.8926 | 24.8926 | 24.8926 | 24.8926 | 24.8926 | 24.8926 | 24.8926 | 24.8926 | 24.8926 | 24.8926 | 24.8926 | 24.8926 | 24.8926 | 24.8926 | 24.8926 | 24.8926 | 24.8926 | 24.8926 | 24.8926 | 24.8926 | 24.8926 | 24.8926 | 24.8926 | 24.8926 | 24.8926 | 24.8926 | 24.8926 | 24.8926 | 24.8926 | 24.8926 | 24.8926 | 24.8926 | 24.8926 | 24.8926 | 24.8926 | 24.8926 | 24.8926 | 24.8926 | 24.8926
634 | 24.8965 | 24.8965 | 24.8965 | 24.8965 | 24.8965 | 24.8965 | 24.8965 | 24.8965 | 24.8965 | 24.8965 | 24.8965 | 24.8965 | 24.8965 | 24.8965 | 24.8965 | 24.8965 | 24.8965 | 24.8965 | 24.8965 | 24.8965 | 24.8965 | 24.8965 | 24.8965 | 24.8965 | 24.8965 | 24.8965 | 24.8965 | 24.8965 | 24.8965 | 24.8965 | 24.8965 | 24.8965 | 24.8965 | 24.8965 | 24.8965 | 24.8965 | 24.8965 | 24.8965 | 24.8965 | 24.8965 | 24.8965 | 24.8965 | 24.8965 | 24.8965 | 24.8965 | 24.8965 | 24.8965 | 24.8965 | 24.8965 | 24.8965 | 24.8965 | 24.8965 | 24.8965 | 24.8965 | 24.8965 | 24.8965 | 24.8965 | 24.8965 | 24.8965 | 24.8965
635 | 24.9005 | 24.9005 | 24.9005 | 24.9005 | 24.9005 | 24.9005 | 24.9005 | 24.9005 | 24.9005 | 24.9005 | 24.9005 | 24.9005 | 24.9005 | 24.9005 | 24.9005 | 24.9005 | 24.9005 | 24.9005 | 24.9005 | 24.9005 | 24.9005 | 24.9005 | 24.9005 | 24.9005 | 24.9005 | 24.9005 | 24.9005 | 24.9005 | 24.9005 | 24.9005 | 24.9005 | 24.9005 | 24.9005 | 24.9005 | 24.9005 | 24.9005 | 24.9005 | 24.9005 | 24.9005 | 24.9005 | 24.9005 | 24.9005 | 24.9005 | 24.9005 | 24.9005 | 24.9005 | 24.9005 | 24.9005 | 24.9005 | 24.9005 | 24.9005 | 24.9005 | 24.9005 | 24.9005 | 24.9005 | 24.9005 | 24.9005 | 24.9005 | 24.9005 | 24.9005
636 | 24.9044 | 24.9044 | 24.9044 | 24.9044 | 24.9044 | 24.9044 | 24.9044 | 24.9044 | 24.9044 | 24.9044 | 24.9044 | 24.9044 | 24.9044 | 24.9044 | 24.9044 | 24.9044 | 24.9044 | 24.9044 | 24.9044 | 24.9044 | 24.9044 | 24.9044 | 24.9044 | 24.9044 | 24.9044 | 24.9044 | 24.9044 | 24.9044 | 24.9044 | 24.9044 | 24.9044 | 24.9044 | 24.9044 | 24.9044 | 24.9044 | 24.9044 | 24.9044 | 24.9044 | 24.9044 | 24.9044 | 24.9044 | 24.9044 | 24.9044 | 24.9044 | 24.9044 | 24.9044 | 24.9044 | 24.9044 | 24.9044 | 24.9044 | 24.9044 | 24.9044 | 24.9044 | 24.9044 | 24.9044 | 24.9044 | 24.9044 | 24.9044 | 24.9044 | 24.9044
637 | 24.9083 | 24.9083 | 24.9083 | 24.9083 | 24.9083 | 24.9083 | 24.9083 | 24.9083 | 24.9083 | 24.9083 | 24.9083 | 24.9083 | 24.9083 | 24.9083 | 24.9083 | 24.9083 | 24.9083 | 24.9083 | 24.9083 | 24.9083 | 24.9083 | 24.9083 | 24.9083 | 24.9083 | 24.9083 | 24.9083 | 24.9083 | 24.9083 | 24.9083 | 24.9083 | 24.9083 | 24.9083 | 24.9083 | 24.9083 | 24.9083 | 24.9083 | 24.9083 | 24.9083 | 24.9083 | 24.9083 | 24.9083 | 24.9083 | 24.9083 | 24.9083 | 24.9083 | 24.9083 | 24.9083 | 24.9083 | 24.9083 | 24.9083 | 24.9083 | 24.9083 | 24.9083 | 24.9083 | 24.9083 | 24.9083 | 24.9083 | 24.9083 | 24.9083 | 24.9083
638 | 24.9122 | 24.9122 | 24.9122 | 24.9122 | 24.9122 | 24.9122 | 24.9122 | 24.9122 | 24.9122 | 24.9122 | 24.9122 | 24.9122 | 24.9122 | 24.9122 | 24.9122 | 24.9122 | 24.9122 | 24.9122 | 24.9122 | 24.9122 | 24.9122 | 24.9122 | 24.9122 | 24.9122 | 24.9122 | 24.9122 | 24.9122 | 24.9122 | 24.9122 | 24.9122 | 24.9122 | 24.9122 | 24.9122 | 24.9122 | 24.9122 | 24.9122 | 24.9122 | 24.9122 | 24.9122 | 24.9122 | 24.9122 | 24.9122 | 24.9122 | 24.9122 | 24.9122 | 24.9122 | 24.9122 | 24.9122 | 24.9122 | 24.9122 | 24.9122 | 24.9122 | 24.9122 | 24.9122 | 24.9122 | 24.9122 | 24.9122 | 24.9122 | 24.9122 | 24.9122
639 | 24.9162 | 24.9162 | 24.9162 | 24.9162 | 24.9162 | 24.9162 | 24.9162 | 24.9162 | 24.9162 | 24.9162 | 24.9162 | 24.9162 | 24.9162 | 24.9162 | 24.9162 | 24.9162 | 24.9162 | 24.9162 | 24.9162 | 24.9162 | 24.9162 | 24.9162 | 24.9162 | 24.9162 | 24.9162 | 24.9162 | 24.9162 | 24.9162 | 24.9162 | 24.9162 | 24.9162 | 24.9162 | 24.9162 | 24.9162 | 24.9162 | 24.9162 | 24.9162 | 24.9162 | 24.9162 | 24.9162 | 24.9162 | 24.9162 | 24.9162 | 24.9162 | 24.9162 | 24.9162 | 24.9162 | 24.9162 | 24.9162 | 24.9162 | 24.9162 | 24.9162 | 24.9162 | 24.9162 | 24.9162 | 24.9162 | 24.9162 | 24.9162 | 24.9162 | 24.9162
640 | 24.9201 | 24.9201 | 24.9201 | 24.9201 | 24.9201 | 24.9201 | 24.9201 | 24.9201 | 24.9201 | 24.9201 | 24.9201 | 24.9201 | 24.9201 | 24.9201 | 24.9201 | 24.9201 | 24.9201 | 24.9201 | 24.9201 | 24.9201 | 24.9201 | 24.9201 | 24.9201 | 24.9201 | 24.9201 | 24.9201 | 24.9201 | 24.9201 | 24.9201 | 24.9201 | 24.9201 | 24.9201 | 24.9201 | 24.9201 | 24.9201 | 24.9201 | 24.9201 | 24.9201 | 24.9201 | 24.9201 | 24.9201 | 24.9201 | 24.9201 | 24.9201 | 24.9201 | 24.9201 | 24.9201 | 24.9201 | 24.9201 | 24.9201 | 24.9201 | 24.9201 | 24.9201 | 24.9201 | 24.9201 | 24.9201 | 24.9201 | 24.9201 | 24.9201 | 24.9201
641 | 24.924 | 24.924 | 24.924 | 24.924 | 24.924 | 24.924 | 24.924 | 24.924 | 24.924 | 24.924 | 24.924 | 24.924 | 24.924 | 24.924 | 24.924 | 24.924 | 24.924 | 24.924 | 24.924 | 24.924 | 24.924 | 24.924 | 24.924 | 24.924 | 24.924 | 24.924 | 24.924 | 24.924 | 24.924 | 24.924 | 24.924 | 24.924 | 24.924 | 24.924 | 24.924 | 24.924 | 24.924 | 24.924 | 24.924 | 24.924 | 24.924 | 24.924 | 24.924 | 24.924 | 24.924 | 24.924 | 24.924 | 24.924 | 24.924 | 24.924 | 24.924 | 24.924 | 24.924 | 24.924 | 24.924 | 24.924 | 24.924 | 24.924 | 24.924 | 24.924
642 | 24.9279 | 24.9279 | 24.9279 | 24.9279 | 24.9279 | 24.9279 | 24.9279 | 24.9279 | 24.9279 | 24.9279 | 24.9279 | 24.9279 | 24.9279 | 24.9279 | 24.9279 | 24.9279 | 24.9279 | 24.9279 | 24.9279 | 24.9279 | 24.9279 | 24.9279 | 24.9279 | 24.9279 | 24.9279 | 24.9279 | 24.9279 | 24.9279 | 24.9279 | 24.9279 | 24.9279 | 24.9279 | 24.9279 | 24.9279 | 24.9279 | 24.9279 | 24.9279 | 24.9279 | 24.9279 | 24.9279 | 24.9279 | 24.9279 | 24.9279 | 24.9279 | 24.9279 | 24.9279 | 24.9279 | 24.9279 | 24.9279 | 24.9279 | 24.9279 | 24.9279 | 24.9279 | 24.9279 | 24.9279 | 24.9279 | 24.9279 | 24.9279 | 24.9279 | 24.9279
643 | 24.9318 | 24.9318 | 24.9318 | 24.9318 | 24.9318 | 24.9318 | 24.9318 | 24.9318 | 24.9318 | 24.9318 | 24.9318 | 24.9318 | 24.9318 | 24.9318 | 24.9318 | 24.9318 | 24.9318 | 24.9318 | 24.9318 | 24.9318 | 24.9318 | 24.9318 | 24.9318 | 24.9318 | 24.9318 | 24.9318 | 24.9318 | 24.9318 | 24.9318 | 24.9318 | 24.9318 | 24.9318 | 24.9318 | 24.9318 | 24.9318 | 24.9318 | 24.9318 | 24.9318 | 24.9318 | 24.9318 | 24.9318 | 24.9318 | 24.9318 | 24.9318 | 24.9318 | 24.9318 | 24.9318 | 24.9318 | 24.9318 | 24.9318 | 24.9318 | 24.9318 | 24.9318 | 24.9318 | 24.9318 | 24.9318 | 24.9318 | 24.9318 | 24.9318 | 24.9318
644 | 24.9356 | 24.9356 | 24.9356 | 24.9356 | 24.9356 | 24.9356 | 24.9356 | 24.9356 | 24.9356 | 24.9356 | 24.9356 | 24.9356 | 24.9356 | 24.9356 | 24.9356 | 24.9356 | 24.9356 | 24.9356 | 24.9356 | 24.9356 | 24.9356 | 24.9356 | 24.9356 | 24.9356 | 24.9356 | 24.9356 | 24.9356 | 24.9356 | 24.9356 | 24.9356 | 24.9356 | 24.9356 | 24.9356 | 24.9356 | 24.9356 | 24.9356 | 24.9356 | 24.9356 | 24.9356 | 24.9356 | 24.9356 | 24.9356 | 24.9356 | 24.9356 | 24.9356 | 24.9356 | 24.9356 | 24.9356 | 24.9356 | 24.9356 | 24.9356 | 24.9356 | 24.9356 | 24.9356 | 24.9356 | 24.9356 | 24.9356 | 24.9356 | 24.9356 | 24.9356
645 | 24.9395 | 24.9395 | 24.9395 | 24.9395 | 24.9395 | 24.9395 | 24.9395 | 24.9395 | 24.9395 | 24.9395 | 24.9395 | 24.9395 | 24.9395 | 24.9395 | 24.9395 | 24.9395 | 24.9395 | 24.9395 | 24.9395 | 24.9395 | 24.9395 | 24.9395 | 24.9395 | 24.9395 | 24.9395 | 24.9395 | 24.9395 | 24.9395 | 24.9395 | 24.9395 | 24.9395 | 24.9395 | 24.9395 | 24.9395 | 24.9395 | 24.9395 | 24.9395 | 24.9395 | 24.9395 | 24.9395 | 24.9395 | 24.9395 | 24.9395 | 24.9395 | 24.9395 | 24.9395 | 24.9395 | 24.9395 | 24.9395 | 24.9395 | 24.9395 | 24.9395 | 24.9395 | 24.9395 | 24.9395 | 24.9395 | 24.9395 | 24.9395 | 24.9395 | 24.9395
646 | 24.9434 | 24.9434 | 24.9434 | 24.9434 | 24.9434 | 24.9434 | 24.9434 | 24.9434 | 24.9434 | 24.9434 | 24.9434 | 24.9434 | 24.9434 | 24.9434 | 24.9434 | 24.9434 | 24.9434 | 24.9434 | 24.9434 | 24.9434 | 24.9434 | 24.9434 | 24.9434 | 24.9434 | 24.9434 | 24.9434 | 24.9434 | 24.9434 | 24.9434 | 24.9434 | 24.9434 | 24.9434 | 24.9434 | 24.9434 | 24.9434 | 24.9434 | 24.9434 | 24.9434 | 24.9434 | 24.9434 | 24.9434 | 24.9434 | 24.9434 | 24.9434 | 24.9434 | 24.9434 | 24.9434 | 24.9434 | 24.9434 | 24.9434 | 24.9434 | 24.9434 | 24.9434 | 24.9434 | 24.9434 | 24.9434 | 24.9434 | 24.9434 | 24.9434 | 24.9434
647 | 24.9473 | 24.9473 | 24.9473 | 24.9473 | 24.9473 | 24.9473 | 24.9473 | 24.9473 | 24.9473 | 24.9473 | 24.9473 | 24.9473 | 24.9473 | 24.9473 | 24.9473 | 24.9473 | 24.9473 | 24.9473 | 24.9473 | 24.9473 | 24.9473 | 24.9473 | 24.9473 | 24.9473 | 24.9473 | 24.9473 | 24.9473 | 24.9473 | 24.9473 | 24.9473 | 24.9473 | 24.9473 | 24.9473 | 24.9473 | 24.9473 | 24.9473 | 24.9473 | 24.9473 | 24.9473 | 24.9473 | 24.9473 | 24.9473 | 24.9473 | 24.9473 | 24.9473 | 24.9473 | 24.9473 | 24.9473 | 24.9473 | 24.9473 | 24.9473 | 24.9473 | 24.9473 | 24.9473 | 24.9473 | 24.9473 | 24.9473 | 24.9473 | 24.9473 | 24.9473
648 | 24.9511 | 24.9511 | 24.9511 | 24.9511 | 24.9511 | 24.9511 | 24.9511 | 24.9511 | 24.9511 | 24.9511 | 24.9511 | 24.9511 | 24.9511 | 24.9511 | 24.9511 | 24.9511 | 24.9511 | 24.9511 | 24.9511 | 24.9511 | 24.9511 | 24.9511 | 24.9511 | 24.9511 | 24.9511 | 24.9511 | 24.9511 | 24.9511 | 24.9511 | 24.9511 | 24.9511 | 24.9511 | 24.9511 | 24.9511 | 24.9511 | 24.9511 | 24.9511 | 24.9511 | 24.9511 | 24.9511 | 24.9511 | 24.9511 | 24.9511 | 24.9511 | 24.9511 | 24.9511 | 24.9511 | 24.9511 | 24.9511 | 24.9511 | 24.9511 | 24.9511 | 24.9511 | 24.9511 | 24.9511 | 24.9511 | 24.9511 | 24.9511 | 24.9511 | 24.9511
649 | 24.955 | 24.955 | 24.955 | 24.955 | 24.955 | 24.955 | 24.955 | 24.955 | 24.955 | 24.955 | 24.955 | 24.955 | 24.955 | 24.955 | 24.955 | 24.955 | 24.955 | 24.955 | 24.955 | 24.955 | 24.955 | 24.955 | 24.955 | 24.955 | 24.955 | 24.955 | 24.955 | 24.955 | 24.955 | 24.955 | 24.955 | 24.955 | 24.955 | 24.955 | 24.955 | 24.955 | 24.955 | 24.955 | 24.955 | 24.955 | 24.955 | 24.955 | 24.955 | 24.955 | 24.955 | 24.955 | 24.955 | 24.955 | 24.955 | 24.955 | 24.955 | 24.955 | 24.955 | 24.955 | 24.955 | 24.955 | 24.955 | 24.955 | 24.955 | 24.955
650 | 24.9588 | 24.9588 | 24.9588 | 24.9588 | 24.9588 | 24.9588 | 24.9588 | 24.9588 | 24.9588 | 24.9588 | 24.9588 | 24.9588 | 24.9588 | 24.9588 | 24.9588 | 24.9588 | 24.9588 | 24.9588 | 24.9588 | 24.9588 | 24.9588 | 24.9588 | 24.9588 | 24.9588 | 24.9588 | 24.9588 | 24.9588 | 24.9588 | 24.9588 | 24.9588 | 24.9588 | 24.9588 | 24.9588 | 24.9588 | 24.9588 | 24.9588 | 24.9588 | 24.9588 | 24.9588 | 24.9588 | 24.9588 | 24.9588 | 24.9588 | 24.9588 | 24.9588 | 24.9588 | 24.9588 | 24.9588 | 24.9588 | 24.9588 | 24.9588 | 24.9588 | 24.9588 | 24.9588 | 24.9588 | 24.9588 | 24.9588 | 24.9588 | 24.9588 | 24.9588
651 | 24.9627 | 24.9627 | 24.9627 | 24.9627 | 24.9627 | 24.9627 | 24.9627 | 24.9627 | 24.9627 | 24.9627 | 24.9627 | 24.9627 | 24.9627 | 24.9627 | 24.9627 | 24.9627 | 24.9627 | 24.9627 | 24.9627 | 24.9627 | 24.9627 | 24.9627 | 24.9627 | 24.9627 | 24.9627 | 24.9627 | 24.9627 | 24.9627 | 24.9627 | 24.9627 | 24.9627 | 24.9627 | 24.9627 | 24.9627 | 24.9627 | 24.9627 | 24.9627 | 24.9627 | 24.9627 | 24.9627 | 24.9627 | 24.9627 | 24.9627 | 24.9627 | 24.9627 | 24.9627 | 24.9627 | 24.9627 | 24.9627 | 24.9627 | 24.9627 | 24.9627 | 24.9627 | 24.9627 | 24.9627 | 24.9627 | 24.9627 | 24.9627 | 24.9627 | 24.9627
652 | 24.9665 | 24.9665 | 24.9665 | 24.9665 | 24.9665 | 24.9665 | 24.9665 | 24.9665 | 24.9665 | 24.9665 | 24.9665 | 24.9665 | 24.9665 | 24.9665 | 24.9665 | 24.9665 | 24.9665 | 24.9665 | 24.9665 | 24.9665 | 24.9665 | 24.9665 | 24.9665 | 24.9665 | 24.9665 | 24.9665 | 24.9665 | 24.9665 | 24.9665 | 24.9665 | 24.9665 | 24.9665 | 24.9665 | 24.9665 | 24.9665 | 24.9665 | 24.9665 | 24.9665 | 24.9665 | 24.9665 | 24.9665 | 24.9665 | 24.9665 | 24.9665 | 24.9665 | 24.9665 | 24.9665 | 24.9665 | 24.9665 | 24.9665 | 24.9665 | 24.9665 | 24.9665 | 24.9665 | 24.9665 | 24.9665 | 24.9665 | 24.9665 | 24.9665 | 24.9665
653 | 24.9703 | 24.9703 | 24.9703 | 24.9703 | 24.9703 | 24.9703 | 24.9703 | 24.9703 | 24.9703 | 24.9703 | 24.9703 | 24.9703 | 24.9703 | 24.9703 | 24.9703 | 24.9703 | 24.9703 | 24.9703 | 24.9703 | 24.9703 | 24.9703 | 24.9703 | 24.9703 | 24.9703 | 24.9703 | 24.9703 | 24.9703 | 24.9703 | 24.9703 | 24.9703 | 24.9703 | 24.9703 | 24.9703 | 24.9703 | 24.9703 | 24.9703 | 24.9703 | 24.9703 | 24.9703 | 24.9703 | 24.9703 | 24.9703 | 24.9703 | 24.9703 | 24.9703 | 24.9703 | 24.9703 | 24.9703 | 24.9703 | 24.9703 | 24.9703 | 24.9703 | 24.9703 | 24.9703 | 24.9703 | 24.9703 | 24.9703 | 24.9703 | 24.9703 | 24.9703
654 | 24.9742 | 24.9742 | 24.9742 | 24.9742 | 24.9742 | 24.9742 | 24.9742 | 24.9742 | 24.9742 | 24.9742 | 24.9742 | 24.9742 | 24.9742 | 24.9742 | 24.9742 | 24.9742 | 24.9742 | 24.9742 | 24.9742 | 24.9742 | 24.9742 | 24.9742 | 24.9742 | 24.9742 | 24.9742 | 24.9742 | 24.9742 | 24.9742 | 24.9742 | 24.9742 | 24.9742 | 24.9742 | 24.9742 | 24.9742 | 24.9742 | 24.9742 | 24.9742 | 24.9742 | 24.9742 | 24.9742 | 24.9742 | 24.9742 | 24.9742 | 24.9742 | 24.9742 | 24.9742 | 24.9742 | 24.9742 | 24.9742 | 24.9742 | 24.9742 | 24.9742 | 24.9742 | 24.9742 | 24.9742 | 24.9742 | 24.9742 | 24.9742 | 24.9742 | 24.9742
655 | 24.978 | 24.978 | 24.978 | 24.978 | 24.978 | 24.978 | 24.978 | 24.978 | 24.978 | 24.978 | 24.978 | 24.978 | 24.978 | 24.978 | 24.978 | 24.978 | 24.978 | 24.978 | 24.978 | 24.978 | 24.978 | 24.978 | 24.978 | 24.978 | 24.978 | 24.978 | 24.978 | 24.978 | 24.978 | 24.978 | 24.978 | 24.978 | 24.978 | 24.978 | 24.978 | 24.978 | 24.978 | 24.978 | 24.978 | 24.978 | 24.978 | 24.978 | 24.978 | 24.978 | 24.978 | 24.978 | 24.978 | 24.978 | 24.978 | 24.978 | 24.978 | 24.978 | 24.978 | 24.978 | 24.978 | 24.978 | 24.978 | 24.978 | 24.978 | 24.978
656 | 24.9818 | 24.9818 | 24.9818 | 24.9818 | 24.9818 | 24.9818 | 24.9818 | 24.9818 | 24.9818 | 24.9818 | 24.9818 | 24.9818 | 24.9818 | 24.9818 | 24.9818 | 24.9818 | 24.9818 | 24.9818 | 24.9818 | 24.9818 | 24.9818 | 24.9818 | 24.9818 | 24.9818 | 24.9818 | 24.9818 | 24.9818 | 24.9818 | 24.9818 | 24.9818 | 24.9818 | 24.9818 | 24.9818 | 24.9818 | 24.9818 | 24.9818 | 24.9818 | 24.9818 | 24.9818 | 24.9818 | 24.9818 | 24.9818 | 24.9818 | 24.9818 | 24.9818 | 24.9818 | 24.9818 | 24.9818 | 24.9818 | 24.9818 | 24.9818 | 24.9818 | 24.9818 | 24.9818 | 24.9818 | 24.9818 | 24.9818 | 24.9818 | 24.9818 | 24.9818
657 | 24.9856 | 24.9856 | 24.9856 | 24.9856 | 24.9856 | 24.9856 | 24.9856 | 24.9856 | 24.9856 | 24.9856 | 24.9856 | 24.9856 | 24.9856 | 24.9856 | 24.9856 | 24.9856 | 24.9856 | 24.9856 | 24.9856 | 24.9856 | 24.9856 | 24.9856 | 24.9856 | 24.9856 | 24.9856 | 24.9856 | 24.9856 | 24.9856 | 24.9856 | 24.9856 | 24.9856 | 24.9856 | 24.9856 | 24.9856 | 24.9856 | 24.9856 | 24.9856 | 24.9856 | 24.9856 | 24.9856 | 24.9856 | 24.9856 | 24.9856 | 24.9856 | 24.9856 | 24.9856 | 24.9856 | 24.9856 | 24.9856 | 24.9856 | 24.9856 | 24.9856 | 24.9856 | 24.9856 | 24.9856 | 24.9856 | 24.9856 | 24.9856 | 24.9856 | 24.9856
658 | 24.9894 | 24.9894 | 24.9894 | 24.9894 | 24.9894 | 24.9894 | 24.9894 | 24.9894 | 24.9894 | 24.9894 | 24.9894 | 24.9894 | 24.9894 | 24.9894 | 24.9894 | 24.9894 | 24.9894 | 24.9894 | 24.9894 | 24.9894 | 24.9894 | 24.9894 | 24.9894 | 24.9894 | 24.9894 | 24.9894 | 24.9894 | 24.9894 | 24.9894 | 24.9894 | 24.9894 | 24.9894 | 24.9894 | 24.9894 | 24.9894 | 24.9894 | 24.9894 | 24.9894 | 24.9894 | 24.9894 | 24.9894 | 24.9894 | 24.9894 | 24.9894 | 24.9894 | 24.9894 | 24.9894 | 24.9894 | 24.9894 | 24.9894 | 24.9894 | 24.9894 | 24.9894 | 24.9894 | 24.9894 | 24.9894 | 24.9894 | 24.9894 | 24.9894 | 24.9894
659 | 24.9932 | 24.9932 | 24.9932 | 24.9932 | 24.9932 | 24.9932 | 24.9932 | 24.9932 | 24.9932 | 24.9932 | 24.9932 | 24.9932 | 24.9932 | 24.9932 | 24.9932 | 24.9932 | 24.9932 | 24.9932 | 24.9932 | 24.9932 | 24.9932 | 24.9932 | 24.9932 | 24.9932 | 24.9932 | 24.9932 | 24.9932 | 24.9932 | 24.9932 | 24.9932 | 24.9932 | 24.9932 | 24.9932 | 24.9932 | 24.9932 | 24.9932 | 24.9932 | 24.9932 | 24.9932 | 24.9932 | 24.9932 | 24.9932 | 24.9932 | 24.9932 | 24.9932 | 24.9932 | 24.9932 | 24.9932 | 24.9932 | 24.9932 | 24.9932 | 24.9932 | 24.9932 | 24.9932 | 24.9932 | 24.9932 | 24.9932 | 24.9932 | 24.9932 | 24.9932
660 | 24.997 | 24.997 | 24.997 | 24.997 | 24.997 | 24.997 | 24.997 | 24.997 | 24.997 | 24.997 | 24.997 | 24.997 | 24.997 | 24.997 | 24.997 | 24.997 | 24.997 | 24.997 | 24.997 | 24.997 | 24.997 | 24.997 | 24.997 | 24.997 | 24.997 | 24.997 | 24.997 | 24.997 | 24.997 | 24.997 | 24.997 | 24.997 | 24.997 | 24.997 | 24.997 | 24.997 | 24.997 | 24.997 | 24.997 | 24.997 | 24.997 | 24.997 | 24.997 | 24.997 | 24.997 | 24.997 | 24.997 | 24.997 | 24.997 | 24.997 | 24.997 | 24.997 | 24.997 | 24.997 | 24.997 | 24.997 | 24.997 | 24.997 | 24.997 | 24.997
661 | 25.0008 | 25.0008 | 25.0008 | 25.0008 | 25.0008 | 25.0008 | 25.0008 | 25.0008 | 25.0008 | 25.0008 | 25.0008 | 25.0008 | 25.0008 | 25.0008 | 25.0008 | 25.0008 | 25.0008 | 25.0008 | 25.0008 | 25.0008 | 25.0008 | 25.0008 | 25.0008 | 25.0008 | 25.0008 | 25.0008 | 25.0008 | 25.0008 | 25.0008 | 25.0008 | 25.0008 | 25.0008 | 25.0008 | 25.0008 | 25.0008 | 25.0008 | 25.0008 | 25.0008 | 25.0008 | 25.0008 | 25.0008 | 25.0008 | 25.0008 | 25.0008 | 25.0008 | 25.0008 | 25.0008 | 25.0008 | 25.0008 | 25.0008 | 25.0008 | 25.0008 | 25.0008 | 25.0008 | 25.0008 | 25.0008 | 25.0008 | 25.0008 | 25.0008 | 25.0008
662 | 25.0046 | 25.0046 | 25.0046 | 25.0046 | 25.0046 | 25.0046 | 25.0046 | 25.0046 | 25.0046 | 25.0046 | 25.0046 | 25.0046 | 25.0046 | 25.0046 | 25.0046 | 25.0046 | 25.0046 | 25.0046 | 25.0046 | 25.0046 | 25.0046 | 25.0046 | 25.0046 | 25.0046 | 25.0046 | 25.0046 | 25.0046 | 25.0046 | 25.0046 | 25.0046 | 25.0046 | 25.0046 | 25.0046 | 25.0046 | 25.0046 | 25.0046 | 25.0046 | 25.0046 | 25.0046 | 25.0046 | 25.0046 | 25.0046 | 25.0046 | 25.0046 | 25.0046 | 25.0046 | 25.0046 | 25.0046 | 25.0046 | 25.0046 | 25.0046 | 25.0046 | 25.0046 | 25.0046 | 25.0046 | 25.0046 | 25.0046 | 25.0046 | 25.0046 | 25.0046
663 | 25.0083 | 25.0083 | 25.0083 | 25.0083 | 25.0083 | 25.0083 | 25.0083 | 25.0083 | 25.0083 | 25.0083 | 25.0083 | 25.0083 | 25.0083 | 25.0083 | 25.0083 | 25.0083 | 25.0083 | 25.0083 | 25.0083 | 25.0083 | 25.0083 | 25.0083 | 25.0083 | 25.0083 | 25.0083 | 25.0083 | 25.0083 | 25.0083 | 25.0083 | 25.0083 | 25.0083 | 25.0083 | 25.0083 | 25.0083 | 25.0083 | 25.0083 | 25.0083 | 25.0083 | 25.0083 | 25.0083 | 25.0083 | 25.0083 | 25.0083 | 25.0083 | 25.0083 | 25.0083 | 25.0083 | 25.0083 | 25.0083 | 25.0083 | 25.0083 | 25.0083 | 25.0083 | 25.0083 | 25.0083 | 25.0083 | 25.0083 | 25.0083 | 25.0083 | 25.0083
664 | 25.0121 | 25.0121 | 25.0121 | 25.0121 | 25.0121 | 25.0121 | 25.0121 | 25.0121 | 25.0121 | 25.0121 | 25.0121 | 25.0121 | 25.0121 | 25.0121 | 25.0121 | 25.0121 | 25.0121 | 25.0121 | 25.0121 | 25.0121 | 25.0121 | 25.0121 | 25.0121 | 25.0121 | 25.0121 | 25.0121 | 25.0121 | 25.0121 | 25.0121 | 25.0121 | 25.0121 | 25.0121 | 25.0121 | 25.0121 | 25.0121 | 25.0121 | 25.0121 | 25.0121 | 25.0121 | 25.0121 | 25.0121 | 25.0121 | 25.0121 | 25.0121 | 25.0121 | 25.0121 | 25.0121 | 25.0121 | 25.0121 | 25.0121 | 25.0121 | 25.0121 | 25.0121 | 25.0121 | 25.0121 | 25.0121 | 25.0121 | 25.0121 | 25.0121 | 25.0121
665 | 25.0159 | 25.0159 | 25.0159 | 25.0159 | 25.0159 | 25.0159 | 25.0159 | 25.0159 | 25.0159 | 25.0159 | 25.0159 | 25.0159 | 25.0159 | 25.0159 | 25.0159 | 25.0159 | 25.0159 | 25.0159 | 25.0159 | 25.0159 | 25.0159 | 25.0159 | 25.0159 | 25.0159 | 25.0159 | 25.0159 | 25.0159 | 25.0159 | 25.0159 | 25.0159 | 25.0159 | 25.0159 | 25.0159 | 25.0159 | 25.0159 | 25.0159 | 25.0159 | 25.0159 | 25.0159 | 25.0159 | 25.0159 | 25.0159 | 25.0159 | 25.0159 | 25.0159 | 25.0159 | 25.0159 | 25.0159 | 25.0159 | 25.0159 | 25.0159 | 25.0159 | 25.0159 | 25.0159 | 25.0159 | 25.0159 | 25.0159 | 25.0159 | 25.0159 | 25.0159
666 | 25.0196 | 25.0196 | 25.0196 | 25.0196 | 25.0196 | 25.0196 | 25.0196 | 25.0196 | 25.0196 | 25.0196 | 25.0196 | 25.0196 | 25.0196 | 25.0196 | 25.0196 | 25.0196 | 25.0196 | 25.0196 | 25.0196 | 25.0196 | 25.0196 | 25.0196 | 25.0196 | 25.0196 | 25.0196 | 25.0196 | 25.0196 | 25.0196 | 25.0196 | 25.0196 | 25.0196 | 25.0196 | 25.0196 | 25.0196 | 25.0196 | 25.0196 | 25.0196 | 25.0196 | 25.0196 | 25.0196 | 25.0196 | 25.0196 | 25.0196 | 25.0196 | 25.0196 | 25.0196 | 25.0196 | 25.0196 | 25.0196 | 25.0196 | 25.0196 | 25.0196 | 25.0196 | 25.0196 | 25.0196 | 25.0196 | 25.0196 | 25.0196 | 25.0196 | 25.0196
667 | 25.0234 | 25.0234 | 25.0234 | 25.0234 | 25.0234 | 25.0234 | 25.0234 | 25.0234 | 25.0234 | 25.0234 | 25.0234 | 25.0234 | 25.0234 | 25.0234 | 25.0234 | 25.0234 | 25.0234 | 25.0234 | 25.0234 | 25.0234 | 25.0234 | 25.0234 | 25.0234 | 25.0234 | 25.0234 | 25.0234 | 25.0234 | 25.0234 | 25.0234 | 25.0234 | 25.0234 | 25.0234 | 25.0234 | 25.0234 | 25.0234 | 25.0234 | 25.0234 | 25.0234 | 25.0234 | 25.0234 | 25.0234 | 25.0234 | 25.0234 | 25.0234 | 25.0234 | 25.0234 | 25.0234 | 25.0234 | 25.0234 | 25.0234 | 25.0234 | 25.0234 | 25.0234 | 25.0234 | 25.0234 | 25.0234 | 25.0234 | 25.0234 | 25.0234 | 25.0234
668 | 25.0271 | 25.0271 | 25.0271 | 25.0271 | 25.0271 | 25.0271 | 25.0271 | 25.0271 | 25.0271 | 25.0271 | 25.0271 | 25.0271 | 25.0271 | 25.0271 | 25.0271 | 25.0271 | 25.0271 | 25.0271 | 25.0271 | 25.0271 | 25.0271 | 25.0271 | 25.0271 | 25.0271 | 25.0271 | 25.0271 | 25.0271 | 25.0271 | 25.0271 | 25.0271 | 25.0271 | 25.0271 | 25.0271 | 25.0271 | 25.0271 | 25.0271 | 25.0271 | 25.0271 | 25.0271 | 25.0271 | 25.0271 | 25.0271 | 25.0271 | 25.0271 | 25.0271 | 25.0271 | 25.0271 | 25.0271 | 25.0271 | 25.0271 | 25.0271 | 25.0271 | 25.0271 | 25.0271 | 25.0271 | 25.0271 | 25.0271 | 25.0271 | 25.0271 | 25.0271
669 | 25.0309 | 25.0309 | 25.0309 | 25.0309 | 25.0309 | 25.0309 | 25.0309 | 25.0309 | 25.0309 | 25.0309 | 25.0309 | 25.0309 | 25.0309 | 25.0309 | 25.0309 | 25.0309 | 25.0309 | 25.0309 | 25.0309 | 25.0309 | 25.0309 | 25.0309 | 25.0309 | 25.0309 | 25.0309 | 25.0309 | 25.0309 | 25.0309 | 25.0309 | 25.0309 | 25.0309 | 25.0309 | 25.0309 | 25.0309 | 25.0309 | 25.0309 | 25.0309 | 25.0309 | 25.0309 | 25.0309 | 25.0309 | 25.0309 | 25.0309 | 25.0309 | 25.0309 | 25.0309 | 25.0309 | 25.0309 | 25.0309 | 25.0309 | 25.0309 | 25.0309 | 25.0309 | 25.0309 | 25.0309 | 25.0309 | 25.0309 | 25.0309 | 25.0309 | 25.0309
670 | 25.0346 | 25.0346 | 25.0346 | 25.0346 | 25.0346 | 25.0346 | 25.0346 | 25.0346 | 25.0346 | 25.0346 | 25.0346 | 25.0346 | 25.0346 | 25.0346 | 25.0346 | 25.0346 | 25.0346 | 25.0346 | 25.0346 | 25.0346 | 25.0346 | 25.0346 | 25.0346 | 25.0346 | 25.0346 | 25.0346 | 25.0346 | 25.0346 | 25.0346 | 25.0346 | 25.0346 | 25.0346 | 25.0346 | 25.0346 | 25.0346 | 25.0346 | 25.0346 | 25.0346 | 25.0346 | 25.0346 | 25.0346 | 25.0346 | 25.0346 | 25.0346 | 25.0346 | 25.0346 | 25.0346 | 25.0346 | 25.0346 | 25.0346 | 25.0346 | 25.0346 | 25.0346 | 25.0346 | 25.0346 | 25.0346 | 25.0346 | 25.0346 | 25.0346 | 25.0346
671 | 25.0383 | 25.0383 | 25.0383 | 25.0383 | 25.0383 | 25.0383 | 25.0383 | 25.0383 | 25.0383 | 25.0383 | 25.0383 | 25.0383 | 25.0383 | 25.0383 | 25.0383 | 25.0383 | 25.0383 | 25.0383 | 25.0383 | 25.0383 | 25.0383 | 25.0383 | 25.0383 | 25.0383 | 25.0383 | 25.0383 | 25.0383 | 25.0383 | 25.0383 | 25.0383 | 25.0383 | 25.0383 | 25.0383 | 25.0383 | 25.0383 | 25.0383 | 25.0383 | 25.0383 | 25.0383 | 25.0383 | 25.0383 | 25.0383 | 25.0383 | 25.0383 | 25.0383 | 25.0383 | 25.0383 | 25.0383 | 25.0383 | 25.0383 | 25.0383 | 25.0383 | 25.0383 | 25.0383 | 25.0383 | 25.0383 | 25.0383 | 25.0383 | 25.0383 | 25.0383
672 | 25.042 | 25.042 | 25.042 | 25.042 | 25.042 | 25.042 | 25.042 | 25.042 | 25.042 | 25.042 | 25.042 | 25.042 | 25.042 | 25.042 | 25.042 | 25.042 | 25.042 | 25.042 | 25.042 | 25.042 | 25.042 | 25.042 | 25.042 | 25.042 | 25.042 | 25.042 | 25.042 | 25.042 | 25.042 | 25.042 | 25.042 | 25.042 | 25.042 | 25.042 | 25.042 | 25.042 | 25.042 | 25.042 | 25.042 | 25.042 | 25.042 | 25.042 | 25.042 | 25.042 | 25.042 | 25.042 | 25.042 | 25.042 | 25.042 | 25.042 | 25.042 | 25.042 | 25.042 | 25.042 | 25.042 | 25.042 | 25.042 | 25.042 | 25.042 | 25.042
673 | 25.0458 | 25.0458 | 25.0458 | 25.0458 | 25.0458 | 25.0458 | 25.0458 | 25.0458 | 25.0458 | 25.0458 | 25.0458 | 25.0458 | 25.0458 | 25.0458 | 25.0458 | 25.0458 | 25.0458 | 25.0458 | 25.0458 | 25.0458 | 25.0458 | 25.0458 | 25.0458 | 25.0458 | 25.0458 | 25.0458 | 25.0458 | 25.0458 | 25.0458 | 25.0458 | 25.0458 | 25.0458 | 25.0458 | 25.0458 | 25.0458 | 25.0458 | 25.0458 | 25.0458 | 25.0458 | 25.0458 | 25.0458 | 25.0458 | 25.0458 | 25.0458 | 25.0458 | 25.0458 | 25.0458 | 25.0458 | 25.0458 | 25.0458 | 25.0458 | 25.0458 | 25.0458 | 25.0458 | 25.0458 | 25.0458 | 25.0458 | 25.0458 | 25.0458 | 25.0458
674 | 25.0495 | 25.0495 | 25.0495 | 25.0495 | 25.0495 | 25.0495 | 25.0495 | 25.0495 | 25.0495 | 25.0495 | 25.0495 | 25.0495 | 25.0495 | 25.0495 | 25.0495 | 25.0495 | 25.0495 | 25.0495 | 25.0495 | 25.0495 | 25.0495 | 25.0495 | 25.0495 | 25.0495 | 25.0495 | 25.0495 | 25.0495 | 25.0495 | 25.0495 | 25.0495 | 25.0495 | 25.0495 | 25.0495 | 25.0495 | 25.0495 | 25.0495 | 25.0495 | 25.0495 | 25.0495 | 25.0495 | 25.0495 | 25.0495 | 25.0495 | 25.0495 | 25.0495 | 25.0495 | 25.0495 | 25.0495 | 25.0495 | 25.0495 | 25.0495 | 25.0495 | 25.0495 | 25.0495 | 25.0495 | 25.0495 | 25.0495 | 25.0495 | 25.0495 | 25.0495
675 | 25.0532 | 25.0532 | 25.0532 | 25.0532 | 25.0532 | 25.0532 | 25.0532 | 25.0532 | 25.0532 | 25.0532 | 25.0532 | 25.0532 | 25.0532 | 25.0532 | 25.0532 | 25.0532 | 25.0532 | 25.0532 | 25.0532 | 25.0532 | 25.0532 | 25.0532 | 25.0532 | 25.0532 | 25.0532 | 25.0532 | 25.0532 | 25.0532 | 25.0532 | 25.0532 | 25.0532 | 25.0532 | 25.0532 | 25.0532 | 25.0532 | 25.0532 | 25.0532 | 25.0532 | 25.0532 | 25.0532 | 25.0532 | 25.0532 | 25.0532 | 25.0532 | 25.0532 | 25.0532 | 25.0532 | 25.0532 | 25.0532 | 25.0532 | 25.0532 | 25.0532 | 25.0532 | 25.0532 | 25.0532 | 25.0532 | 25.0532 | 25.0532 | 25.0532 | 25.0532
676 | 25.0569 | 25.0569 | 25.0569 | 25.0569 | 25.0569 | 25.0569 | 25.0569 | 25.0569 | 25.0569 | 25.0569 | 25.0569 | 25.0569 | 25.0569 | 25.0569 | 25.0569 | 25.0569 | 25.0569 | 25.0569 | 25.0569 | 25.0569 | 25.0569 | 25.0569 | 25.0569 | 25.0569 | 25.0569 | 25.0569 | 25.0569 | 25.0569 | 25.0569 | 25.0569 | 25.0569 | 25.0569 | 25.0569 | 25.0569 | 25.0569 | 25.0569 | 25.0569 | 25.0569 | 25.0569 | 25.0569 | 25.0569 | 25.0569 | 25.0569 | 25.0569 | 25.0569 | 25.0569 | 25.0569 | 25.0569 | 25.0569 | 25.0569 | 25.0569 | 25.0569 | 25.0569 | 25.0569 | 25.0569 | 25.0569 | 25.0569 | 25.0569 | 25.0569 | 25.0569
677 | 25.0606 | 25.0606 | 25.0606 | 25.0606 | 25.0606 | 25.0606 | 25.0606 | 25.0606 | 25.0606 | 25.0606 | 25.0606 | 25.0606 | 25.0606 | 25.0606 | 25.0606 | 25.0606 | 25.0606 | 25.0606 | 25.0606 | 25.0606 | 25.0606 | 25.0606 | 25.0606 | 25.0606 | 25.0606 | 25.0606 | 25.0606 | 25.0606 | 25.0606 | 25.0606 | 25.0606 | 25.0606 | 25.0606 | 25.0606 | 25.0606 | 25.0606 | 25.0606 | 25.0606 | 25.0606 | 25.0606 | 25.0606 | 25.0606 | 25.0606 | 25.0606 | 25.0606 | 25.0606 | 25.0606 | 25.0606 | 25.0606 | 25.0606 | 25.0606 | 25.0606 | 25.0606 | 25.0606 | 25.0606 | 25.0606 | 25.0606 | 25.0606 | 25.0606 | 25.0606
678 | 25.0643 | 25.0643 | 25.0643 | 25.0643 | 25.0643 | 25.0643 | 25.0643 | 25.0643 | 25.0643 | 25.0643 | 25.0643 | 25.0643 | 25.0643 | 25.0643 | 25.0643 | 25.0643 | 25.0643 | 25.0643 | 25.0643 | 25.0643 | 25.0643 | 25.0643 | 25.0643 | 25.0643 | 25.0643 | 25.0643 | 25.0643 | 25.0643 | 25.0643 | 25.0643 | 25.0643 | 25.0643 | 25.0643 | 25.0643 | 25.0643 | 25.0643 | 25.0643 | 25.0643 | 25.0643 | 25.0643 | 25.0643 | 25.0643 | 25.0643 | 25.0643 | 25.0643 | 25.0643 | 25.0643 | 25.0643 | 25.0643 | 25.0643 | 25.0643 | 25.0643 | 25.0643 | 25.0643 | 25.0643 | 25.0643 | 25.0643 | 25.0643 | 25.0643 | 25.0643
679 | 25.0679 | 25.0679 | 25.0679 | 25.0679 | 25.0679 | 25.0679 | 25.0679 | 25.0679 | 25.0679 | 25.0679 | 25.0679 | 25.0679 | 25.0679 | 25.0679 | 25.0679 | 25.0679 | 25.0679 | 25.0679 | 25.0679 | 25.0679 | 25.0679 | 25.0679 | 25.0679 | 25.0679 | 25.0679 | 25.0679 | 25.0679 | 25.0679 | 25.0679 | 25.0679 | 25.0679 | 25.0679 | 25.0679 | 25.0679 | 25.0679 | 25.0679 | 25.0679 | 25.0679 | 25.0679 | 25.0679 | 25.0679 | 25.0679 | 25.0679 | 25.0679 | 25.0679 | 25.0679 | 25.0679 | 25.0679 | 25.0679 | 25.0679 | 25.0679 | 25.0679 | 25.0679 | 25.0679 | 25.0679 | 25.0679 | 25.0679 | 25.0679 | 25.0679 | 25.0679
680 | 25.0716 | 25.0716 | 25.0716 | 25.0716 | 25.0716 | 25.0716 | 25.0716 | 25.0716 | 25.0716 | 25.0716 | 25.0716 | 25.0716 | 25.0716 | 25.0716 | 25.0716 | 25.0716 | 25.0716 | 25.0716 | 25.0716 | 25.0716 | 25.0716 | 25.0716 | 25.0716 | 25.0716 | 25.0716 | 25.0716 | 25.0716 | 25.0716 | 25.0716 | 25.0716 | 25.0716 | 25.0716 | 25.0716 | 25.0716 | 25.0716 | 25.0716 | 25.0716 | 25.0716 | 25.0716 | 25.0716 | 25.0716 | 25.0716 | 25.0716 | 25.0716 | 25.0716 | 25.0716 | 25.0716 | 25.0716 | 25.0716 | 25.0716 | 25.0716 | 25.0716 | 25.0716 | 25.0716 | 25.0716 | 25.0716 | 25.0716 | 25.0716 | 25.0716 | 25.0716
681 | 25.0753 | 25.0753 | 25.0753 | 25.0753 | 25.0753 | 25.0753 | 25.0753 | 25.0753 | 25.0753 | 25.0753 | 25.0753 | 25.0753 | 25.0753 | 25.0753 | 25.0753 | 25.0753 | 25.0753 | 25.0753 | 25.0753 | 25.0753 | 25.0753 | 25.0753 | 25.0753 | 25.0753 | 25.0753 | 25.0753 | 25.0753 | 25.0753 | 25.0753 | 25.0753 | 25.0753 | 25.0753 | 25.0753 | 25.0753 | 25.0753 | 25.0753 | 25.0753 | 25.0753 | 25.0753 | 25.0753 | 25.0753 | 25.0753 | 25.0753 | 25.0753 | 25.0753 | 25.0753 | 25.0753 | 25.0753 | 25.0753 | 25.0753 | 25.0753 | 25.0753 | 25.0753 | 25.0753 | 25.0753 | 25.0753 | 25.0753 | 25.0753 | 25.0753 | 25.0753
682 | 25.079 | 25.079 | 25.079 | 25.079 | 25.079 | 25.079 | 25.079 | 25.079 | 25.079 | 25.079 | 25.079 | 25.079 | 25.079 | 25.079 | 25.079 | 25.079 | 25.079 | 25.079 | 25.079 | 25.079 | 25.079 | 25.079 | 25.079 | 25.079 | 25.079 | 25.079 | 25.079 | 25.079 | 25.079 | 25.079 | 25.079 | 25.079 | 25.079 | 25.079 | 25.079 | 25.079 | 25.079 | 25.079 | 25.079 | 25.079 | 25.079 | 25.079 | 25.079 | 25.079 | 25.079 | 25.079 | 25.079 | 25.079 | 25.079 | 25.079 | 25.079 | 25.079 | 25.079 | 25.079 | 25.079 | 25.079 | 25.079 | 25.079 | 25.079 | 25.079
683 | 25.0826 | 25.0826 | 25.0826 | 25.0826 | 25.0826 | 25.0826 | 25.0826 | 25.0826 | 25.0826 | 25.0826 | 25.0826 | 25.0826 | 25.0826 | 25.0826 | 25.0826 | 25.0826 | 25.0826 | 25.0826 | 25.0826 | 25.0826 | 25.0826 | 25.0826 | 25.0826 | 25.0826 | 25.0826 | 25.0826 | 25.0826 | 25.0826 | 25.0826 | 25.0826 | 25.0826 | 25.0826 | 25.0826 | 25.0826 | 25.0826 | 25.0826 | 25.0826 | 25.0826 | 25.0826 | 25.0826 | 25.0826 | 25.0826 | 25.0826 | 25.0826 | 25.0826 | 25.0826 | 25.0826 | 25.0826 | 25.0826 | 25.0826 | 25.0826 | 25.0826 | 25.0826 | 25.0826 | 25.0826 | 25.0826 | 25.0826 | 25.0826 | 25.0826 | 25.0826
684 | 25.0863 | 25.0863 | 25.0863 | 25.0863 | 25.0863 | 25.0863 | 25.0863 | 25.0863 | 25.0863 | 25.0863 | 25.0863 | 25.0863 | 25.0863 | 25.0863 | 25.0863 | 25.0863 | 25.0863 | 25.0863 | 25.0863 | 25.0863 | 25.0863 | 25.0863 | 25.0863 | 25.0863 | 25.0863 | 25.0863 | 25.0863 | 25.0863 | 25.0863 | 25.0863 | 25.0863 | 25.0863 | 25.0863 | 25.0863 | 25.0863 | 25.0863 | 25.0863 | 25.0863 | 25.0863 | 25.0863 | 25.0863 | 25.0863 | 25.0863 | 25.0863 | 25.0863 | 25.0863 | 25.0863 | 25.0863 | 25.0863 | 25.0863 | 25.0863 | 25.0863 | 25.0863 | 25.0863 | 25.0863 | 25.0863 | 25.0863 | 25.0863 | 25.0863 | 25.0863
685 | 25.0899 | 25.0899 | 25.0899 | 25.0899 | 25.0899 | 25.0899 | 25.0899 | 25.0899 | 25.0899 | 25.0899 | 25.0899 | 25.0899 | 25.0899 | 25.0899 | 25.0899 | 25.0899 | 25.0899 | 25.0899 | 25.0899 | 25.0899 | 25.0899 | 25.0899 | 25.0899 | 25.0899 | 25.0899 | 25.0899 | 25.0899 | 25.0899 | 25.0899 | 25.0899 | 25.0899 | 25.0899 | 25.0899 | 25.0899 | 25.0899 | 25.0899 | 25.0899 | 25.0899 | 25.0899 | 25.0899 | 25.0899 | 25.0899 | 25.0899 | 25.0899 | 25.0899 | 25.0899 | 25.0899 | 25.0899 | 25.0899 | 25.0899 | 25.0899 | 25.0899 | 25.0899 | 25.0899 | 25.0899 | 25.0899 | 25.0899 | 25.0899 | 25.0899 | 25.0899
686 | 25.0936 | 25.0936 | 25.0936 | 25.0936 | 25.0936 | 25.0936 | 25.0936 | 25.0936 | 25.0936 | 25.0936 | 25.0936 | 25.0936 | 25.0936 | 25.0936 | 25.0936 | 25.0936 | 25.0936 | 25.0936 | 25.0936 | 25.0936 | 25.0936 | 25.0936 | 25.0936 | 25.0936 | 25.0936 | 25.0936 | 25.0936 | 25.0936 | 25.0936 | 25.0936 | 25.0936 | 25.0936 | 25.0936 | 25.0936 | 25.0936 | 25.0936 | 25.0936 | 25.0936 | 25.0936 | 25.0936 | 25.0936 | 25.0936 | 25.0936 | 25.0936 | 25.0936 | 25.0936 | 25.0936 | 25.0936 | 25.0936 | 25.0936 | 25.0936 | 25.0936 | 25.0936 | 25.0936 | 25.0936 | 25.0936 | 25.0936 | 25.0936 | 25.0936 | 25.0936
687 | 25.0972 | 25.0972 | 25.0972 | 25.0972 | 25.0972 | 25.0972 | 25.0972 | 25.0972 | 25.0972 | 25.0972 | 25.0972 | 25.0972 | 25.0972 | 25.0972 | 25.0972 | 25.0972 | 25.0972 | 25.0972 | 25.0972 | 25.0972 | 25.0972 | 25.0972 | 25.0972 | 25.0972 | 25.0972 | 25.0972 | 25.0972 | 25.0972 | 25.0972 | 25.0972 | 25.0972 | 25.0972 | 25.0972 | 25.0972 | 25.0972 | 25.0972 | 25.0972 | 25.0972 | 25.0972 | 25.0972 | 25.0972 | 25.0972 | 25.0972 | 25.0972 | 25.0972 | 25.0972 | 25.0972 | 25.0972 | 25.0972 | 25.0972 | 25.0972 | 25.0972 | 25.0972 | 25.0972 | 25.0972 | 25.0972 | 25.0972 | 25.0972 | 25.0972 | 25.0972
688 | 25.1009 | 25.1009 | 25.1009 | 25.1009 | 25.1009 | 25.1009 | 25.1009 | 25.1009 | 25.1009 | 25.1009 | 25.1009 | 25.1009 | 25.1009 | 25.1009 | 25.1009 | 25.1009 | 25.1009 | 25.1009 | 25.1009 | 25.1009 | 25.1009 | 25.1009 | 25.1009 | 25.1009 | 25.1009 | 25.1009 | 25.1009 | 25.1009 | 25.1009 | 25.1009 | 25.1009 | 25.1009 | 25.1009 | 25.1009 | 25.1009 | 25.1009 | 25.1009 | 25.1009 | 25.1009 | 25.1009 | 25.1009 | 25.1009 | 25.1009 | 25.1009 | 25.1009 | 25.1009 | 25.1009 | 25.1009 | 25.1009 | 25.1009 | 25.1009 | 25.1009 | 25.1009 | 25.1009 | 25.1009 | 25.1009 | 25.1009 | 25.1009 | 25.1009 | 25.1009
689 | 25.1045 | 25.1045 | 25.1045 | 25.1045 | 25.1045 | 25.1045 | 25.1045 | 25.1045 | 25.1045 | 25.1045 | 25.1045 | 25.1045 | 25.1045 | 25.1045 | 25.1045 | 25.1045 | 25.1045 | 25.1045 | 25.1045 | 25.1045 | 25.1045 | 25.1045 | 25.1045 | 25.1045 | 25.1045 | 25.1045 | 25.1045 | 25.1045 | 25.1045 | 25.1045 | 25.1045 | 25.1045 | 25.1045 | 25.1045 | 25.1045 | 25.1045 | 25.1045 | 25.1045 | 25.1045 | 25.1045 | 25.1045 | 25.1045 | 25.1045 | 25.1045 | 25.1045 | 25.1045 | 25.1045 | 25.1045 | 25.1045 | 25.1045 | 25.1045 | 25.1045 | 25.1045 | 25.1045 | 25.1045 | 25.1045 | 25.1045 | 25.1045 | 25.1045 | 25.1045
690 | 25.1081 | 25.1081 | 25.1081 | 25.1081 | 25.1081 | 25.1081 | 25.1081 | 25.1081 | 25.1081 | 25.1081 | 25.1081 | 25.1081 | 25.1081 | 25.1081 | 25.1081 | 25.1081 | 25.1081 | 25.1081 | 25.1081 | 25.1081 | 25.1081 | 25.1081 | 25.1081 | 25.1081 | 25.1081 | 25.1081 | 25.1081 | 25.1081 | 25.1081 | 25.1081 | 25.1081 | 25.1081 | 25.1081 | 25.1081 | 25.1081 | 25.1081 | 25.1081 | 25.1081 | 25.1081 | 25.1081 | 25.1081 | 25.1081 | 25.1081 | 25.1081 | 25.1081 | 25.1081 | 25.1081 | 25.1081 | 25.1081 | 25.1081 | 25.1081 | 25.1081 | 25.1081 | 25.1081 | 25.1081 | 25.1081 | 25.1081 | 25.1081 | 25.1081 | 25.1081
691 | 25.1117 | 25.1117 | 25.1117 | 25.1117 | 25.1117 | 25.1117 | 25.1117 | 25.1117 | 25.1117 | 25.1117 | 25.1117 | 25.1117 | 25.1117 | 25.1117 | 25.1117 | 25.1117 | 25.1117 | 25.1117 | 25.1117 | 25.1117 | 25.1117 | 25.1117 | 25.1117 | 25.1117 | 25.1117 | 25.1117 | 25.1117 | 25.1117 | 25.1117 | 25.1117 | 25.1117 | 25.1117 | 25.1117 | 25.1117 | 25.1117 | 25.1117 | 25.1117 | 25.1117 | 25.1117 | 25.1117 | 25.1117 | 25.1117 | 25.1117 | 25.1117 | 25.1117 | 25.1117 | 25.1117 | 25.1117 | 25.1117 | 25.1117 | 25.1117 | 25.1117 | 25.1117 | 25.1117 | 25.1117 | 25.1117 | 25.1117 | 25.1117 | 25.1117 | 25.1117
692 | 25.1154 | 25.1154 | 25.1154 | 25.1154 | 25.1154 | 25.1154 | 25.1154 | 25.1154 | 25.1154 | 25.1154 | 25.1154 | 25.1154 | 25.1154 | 25.1154 | 25.1154 | 25.1154 | 25.1154 | 25.1154 | 25.1154 | 25.1154 | 25.1154 | 25.1154 | 25.1154 | 25.1154 | 25.1154 | 25.1154 | 25.1154 | 25.1154 | 25.1154 | 25.1154 | 25.1154 | 25.1154 | 25.1154 | 25.1154 | 25.1154 | 25.1154 | 25.1154 | 25.1154 | 25.1154 | 25.1154 | 25.1154 | 25.1154 | 25.1154 | 25.1154 | 25.1154 | 25.1154 | 25.1154 | 25.1154 | 25.1154 | 25.1154 | 25.1154 | 25.1154 | 25.1154 | 25.1154 | 25.1154 | 25.1154 | 25.1154 | 25.1154 | 25.1154 | 25.1154
693 | 25.119 | 25.119 | 25.119 | 25.119 | 25.119 | 25.119 | 25.119 | 25.119 | 25.119 | 25.119 | 25.119 | 25.119 | 25.119 | 25.119 | 25.119 | 25.119 | 25.119 | 25.119 | 25.119 | 25.119 | 25.119 | 25.119 | 25.119 | 25.119 | 25.119 | 25.119 | 25.119 | 25.119 | 25.119 | 25.119 | 25.119 | 25.119 | 25.119 | 25.119 | 25.119 | 25.119 | 25.119 | 25.119 | 25.119 | 25.119 | 25.119 | 25.119 | 25.119 | 25.119 | 25.119 | 25.119 | 25.119 | 25.119 | 25.119 | 25.119 | 25.119 | 25.119 | 25.119 | 25.119 | 25.119 | 25.119 | 25.119 | 25.119 | 25.119 | 25.119
694 | 25.1226 | 25.1226 | 25.1226 | 25.1226 | 25.1226 | 25.1226 | 25.1226 | 25.1226 | 25.1226 | 25.1226 | 25.1226 | 25.1226 | 25.1226 | 25.1226 | 25.1226 | 25.1226 | 25.1226 | 25.1226 | 25.1226 | 25.1226 | 25.1226 | 25.1226 | 25.1226 | 25.1226 | 25.1226 | 25.1226 | 25.1226 | 25.1226 | 25.1226 | 25.1226 | 25.1226 | 25.1226 | 25.1226 | 25.1226 | 25.1226 | 25.1226 | 25.1226 | 25.1226 | 25.1226 | 25.1226 | 25.1226 | 25.1226 | 25.1226 | 25.1226 | 25.1226 | 25.1226 | 25.1226 | 25.1226 | 25.1226 | 25.1226 | 25.1226 | 25.1226 | 25.1226 | 25.1226 | 25.1226 | 25.1226 | 25.1226 | 25.1226 | 25.1226 | 25.1226
695 | 25.1262 | 25.1262 | 25.1262 | 25.1262 | 25.1262 | 25.1262 | 25.1262 | 25.1262 | 25.1262 | 25.1262 | 25.1262 | 25.1262 | 25.1262 | 25.1262 | 25.1262 | 25.1262 | 25.1262 | 25.1262 | 25.1262 | 25.1262 | 25.1262 | 25.1262 | 25.1262 | 25.1262 | 25.1262 | 25.1262 | 25.1262 | 25.1262 | 25.1262 | 25.1262 | 25.1262 | 25.1262 | 25.1262 | 25.1262 | 25.1262 | 25.1262 | 25.1262 | 25.1262 | 25.1262 | 25.1262 | 25.1262 | 25.1262 | 25.1262 | 25.1262 | 25.1262 | 25.1262 | 25.1262 | 25.1262 | 25.1262 | 25.1262 | 25.1262 | 25.1262 | 25.1262 | 25.1262 | 25.1262 | 25.1262 | 25.1262 | 25.1262 | 25.1262 | 25.1262
696 | 25.1298 | 25.1298 | 25.1298 | 25.1298 | 25.1298 | 25.1298 | 25.1298 | 25.1298 | 25.1298 | 25.1298 | 25.1298 | 25.1298 | 25.1298 | 25.1298 | 25.1298 | 25.1298 | 25.1298 | 25.1298 | 25.1298 | 25.1298 | 25.1298 | 25.1298 | 25.1298 | 25.1298 | 25.1298 | 25.1298 | 25.1298 | 25.1298 | 25.1298 | 25.1298 | 25.1298 | 25.1298 | 25.1298 | 25.1298 | 25.1298 | 25.1298 | 25.1298 | 25.1298 | 25.1298 | 25.1298 | 25.1298 | 25.1298 | 25.1298 | 25.1298 | 25.1298 | 25.1298 | 25.1298 | 25.1298 | 25.1298 | 25.1298 | 25.1298 | 25.1298 | 25.1298 | 25.1298 | 25.1298 | 25.1298 | 25.1298 | 25.1298 | 25.1298 | 25.1298
697 | 25.1334 | 25.1334 | 25.1334 | 25.1334 | 25.1334 | 25.1334 | 25.1334 | 25.1334 | 25.1334 | 25.1334 | 25.1334 | 25.1334 | 25.1334 | 25.1334 | 25.1334 | 25.1334 | 25.1334 | 25.1334 | 25.1334 | 25.1334 | 25.1334 | 25.1334 | 25.1334 | 25.1334 | 25.1334 | 25.1334 | 25.1334 | 25.1334 | 25.1334 | 25.1334 | 25.1334 | 25.1334 | 25.1334 | 25.1334 | 25.1334 | 25.1334 | 25.1334 | 25.1334 | 25.1334 | 25.1334 | 25.1334 | 25.1334 | 25.1334 | 25.1334 | 25.1334 | 25.1334 | 25.1334 | 25.1334 | 25.1334 | 25.1334 | 25.1334 | 25.1334 | 25.1334 | 25.1334 | 25.1334 | 25.1334 | 25.1334 | 25.1334 | 25.1334 | 25.1334
698 | 25.1369 | 25.1369 | 25.1369 | 25.1369 | 25.1369 | 25.1369 | 25.1369 | 25.1369 | 25.1369 | 25.1369 | 25.1369 | 25.1369 | 25.1369 | 25.1369 | 25.1369 | 25.1369 | 25.1369 | 25.1369 | 25.1369 | 25.1369 | 25.1369 | 25.1369 | 25.1369 | 25.1369 | 25.1369 | 25.1369 | 25.1369 | 25.1369 | 25.1369 | 25.1369 | 25.1369 | 25.1369 | 25.1369 | 25.1369 | 25.1369 | 25.1369 | 25.1369 | 25.1369 | 25.1369 | 25.1369 | 25.1369 | 25.1369 | 25.1369 | 25.1369 | 25.1369 | 25.1369 | 25.1369 | 25.1369 | 25.1369 | 25.1369 | 25.1369 | 25.1369 | 25.1369 | 25.1369 | 25.1369 | 25.1369 | 25.1369 | 25.1369 | 25.1369 | 25.1369
699 | 25.1405 | 25.1405 | 25.1405 | 25.1405 | 25.1405 | 25.1405 | 25.1405 | 25.1405 | 25.1405 | 25.1405 | 25.1405 | 25.1405 | 25.1405 | 25.1405 | 25.1405 | 25.1405 | 25.1405 | 25.1405 | 25.1405 | 25.1405 | 25.1405 | 25.1405 | 25.1405 | 25.1405 | 25.1405 | 25.1405 | 25.1405 | 25.1405 | 25.1405 | 25.1405 | 25.1405 | 25.1405 | 25.1405 | 25.1405 | 25.1405 | 25.1405 | 25.1405 | 25.1405 | 25.1405 | 25.1405 | 25.1405 | 25.1405 | 25.1405 | 25.1405 | 25.1405 | 25.1405 | 25.1405 | 25.1405 | 25.1405 | 25.1405 | 25.1405 | 25.1405 | 25.1405 | 25.1405 | 25.1405 | 25.1405 | 25.1405 | 25.1405 | 25.1405 | 25.1405
700 | 25.1441 | 25.1441 | 25.1441 | 25.1441 | 25.1441 | 25.1441 | 25.1441 | 25.1441 | 25.1441 | 25.1441 | 25.1441 | 25.1441 | 25.1441 | 25.1441 | 25.1441 | 25.1441 | 25.1441 | 25.1441 | 25.1441 | 25.1441 | 25.1441 | 25.1441 | 25.1441 | 25.1441 | 25.1441 | 25.1441 | 25.1441 | 25.1441 | 25.1441 | 25.1441 | 25.1441 | 25.1441 | 25.1441 | 25.1441 | 25.1441 | 25.1441 | 25.1441 | 25.1441 | 25.1441 | 25.1441 | 25.1441 | 25.1441 | 25.1441 | 25.1441 | 25.1441 | 25.1441 | 25.1441 | 25.1441 | 25.1441 | 25.1441 | 25.1441 | 25.1441 | 25.1441 | 25.1441 | 25.1441 | 25.1441 | 25.1441 | 25.1441 | 25.1441 | 25.1441
701 | 25.1477 | 25.1477 | 25.1477 | 25.1477 | 25.1477 | 25.1477 | 25.1477 | 25.1477 | 25.1477 | 25.1477 | 25.1477 | 25.1477 | 25.1477 | 25.1477 | 25.1477 | 25.1477 | 25.1477 | 25.1477 | 25.1477 | 25.1477 | 25.1477 | 25.1477 | 25.1477 | 25.1477 | 25.1477 | 25.1477 | 25.1477 | 25.1477 | 25.1477 | 25.1477 | 25.1477 | 25.1477 | 25.1477 | 25.1477 | 25.1477 | 25.1477 | 25.1477 | 25.1477 | 25.1477 | 25.1477 | 25.1477 | 25.1477 | 25.1477 | 25.1477 | 25.1477 | 25.1477 | 25.1477 | 25.1477 | 25.1477 | 25.1477 | 25.1477 | 25.1477 | 25.1477 | 25.1477 | 25.1477 | 25.1477 | 25.1477 | 25.1477 | 25.1477 | 25.1477
702 | 25.1512 | 25.1512 | 25.1512 | 25.1512 | 25.1512 | 25.1512 | 25.1512 | 25.1512 | 25.1512 | 25.1512 | 25.1512 | 25.1512 | 25.1512 | 25.1512 | 25.1512 | 25.1512 | 25.1512 | 25.1512 | 25.1512 | 25.1512 | 25.1512 | 25.1512 | 25.1512 | 25.1512 | 25.1512 | 25.1512 | 25.1512 | 25.1512 | 25.1512 | 25.1512 | 25.1512 | 25.1512 | 25.1512 | 25.1512 | 25.1512 | 25.1512 | 25.1512 | 25.1512 | 25.1512 | 25.1512 | 25.1512 | 25.1512 | 25.1512 | 25.1512 | 25.1512 | 25.1512 | 25.1512 | 25.1512 | 25.1512 | 25.1512 | 25.1512 | 25.1512 | 25.1512 | 25.1512 | 25.1512 | 25.1512 | 25.1512 | 25.1512 | 25.1512 | 25.1512
703 | 25.1548 | 25.1548 | 25.1548 | 25.1548 | 25.1548 | 25.1548 | 25.1548 | 25.1548 | 25.1548 | 25.1548 | 25.1548 | 25.1548 | 25.1548 | 25.1548 | 25.1548 | 25.1548 | 25.1548 | 25.1548 | 25.1548 | 25.1548 | 25.1548 | 25.1548 | 25.1548 | 25.1548 | 25.1548 | 25.1548 | 25.1548 | 25.1548 | 25.1548 | 25.1548 | 25.1548 | 25.1548 | 25.1548 | 25.1548 | 25.1548 | 25.1548 | 25.1548 | 25.1548 | 25.1548 | 25.1548 | 25.1548 | 25.1548 | 25.1548 | 25.1548 | 25.1548 | 25.1548 | 25.1548 | 25.1548 | 25.1548 | 25.1548 | 25.1548 | 25.1548 | 25.1548 | 25.1548 | 25.1548 | 25.1548 | 25.1548 | 25.1548 | 25.1548 | 25.1548
704 | 25.1583 | 25.1583 | 25.1583 | 25.1583 | 25.1583 | 25.1583 | 25.1583 | 25.1583 | 25.1583 | 25.1583 | 25.1583 | 25.1583 | 25.1583 | 25.1583 | 25.1583 | 25.1583 | 25.1583 | 25.1583 | 25.1583 | 25.1583 | 25.1583 | 25.1583 | 25.1583 | 25.1583 | 25.1583 | 25.1583 | 25.1583 | 25.1583 | 25.1583 | 25.1583 | 25.1583 | 25.1583 | 25.1583 | 25.1583 | 25.1583 | 25.1583 | 25.1583 | 25.1583 | 25.1583 | 25.1583 | 25.1583 | 25.1583 | 25.1583 | 25.1583 | 25.1583 | 25.1583 | 25.1583 | 25.1583 | 25.1583 | 25.1583 | 25.1583 | 25.1583 | 25.1583 | 25.1583 | 25.1583 | 25.1583 | 25.1583 | 25.1583 | 25.1583 | 25.1583
705 | 25.1619 | 25.1619 | 25.1619 | 25.1619 | 25.1619 | 25.1619 | 25.1619 | 25.1619 | 25.1619 | 25.1619 | 25.1619 | 25.1619 | 25.1619 | 25.1619 | 25.1619 | 25.1619 | 25.1619 | 25.1619 | 25.1619 | 25.1619 | 25.1619 | 25.1619 | 25.1619 | 25.1619 | 25.1619 | 25.1619 | 25.1619 | 25.1619 | 25.1619 | 25.1619 | 25.1619 | 25.1619 | 25.1619 | 25.1619 | 25.1619 | 25.1619 | 25.1619 | 25.1619 | 25.1619 | 25.1619 | 25.1619 | 25.1619 | 25.1619 | 25.1619 | 25.1619 | 25.1619 | 25.1619 | 25.1619 | 25.1619 | 25.1619 | 25.1619 | 25.1619 | 25.1619 | 25.1619 | 25.1619 | 25.1619 | 25.1619 | 25.1619 | 25.1619 | 25.1619
706 | 25.1654 | 25.1654 | 25.1654 | 25.1654 | 25.1654 | 25.1654 | 25.1654 | 25.1654 | 25.1654 | 25.1654 | 25.1654 | 25.1654 | 25.1654 | 25.1654 | 25.1654 | 25.1654 | 25.1654 | 25.1654 | 25.1654 | 25.1654 | 25.1654 | 25.1654 | 25.1654 | 25.1654 | 25.1654 | 25.1654 | 25.1654 | 25.1654 | 25.1654 | 25.1654 | 25.1654 | 25.1654 | 25.1654 | 25.1654 | 25.1654 | 25.1654 | 25.1654 | 25.1654 | 25.1654 | 25.1654 | 25.1654 | 25.1654 | 25.1654 | 25.1654 | 25.1654 | 25.1654 | 25.1654 | 25.1654 | 25.1654 | 25.1654 | 25.1654 | 25.1654 | 25.1654 | 25.1654 | 25.1654 | 25.1654 | 25.1654 | 25.1654 | 25.1654 | 25.1654
707 | 25.169 | 25.169 | 25.169 | 25.169 | 25.169 | 25.169 | 25.169 | 25.169 | 25.169 | 25.169 | 25.169 | 25.169 | 25.169 | 25.169 | 25.169 | 25.169 | 25.169 | 25.169 | 25.169 | 25.169 | 25.169 | 25.169 | 25.169 | 25.169 | 25.169 | 25.169 | 25.169 | 25.169 | 25.169 | 25.169 | 25.169 | 25.169 | 25.169 | 25.169 | 25.169 | 25.169 | 25.169 | 25.169 | 25.169 | 25.169 | 25.169 | 25.169 | 25.169 | 25.169 | 25.169 | 25.169 | 25.169 | 25.169 | 25.169 | 25.169 | 25.169 | 25.169 | 25.169 | 25.169 | 25.169 | 25.169 | 25.169 | 25.169 | 25.169 | 25.169
708 | 25.1725 | 25.1725 | 25.1725 | 25.1725 | 25.1725 | 25.1725 | 25.1725 | 25.1725 | 25.1725 | 25.1725 | 25.1725 | 25.1725 | 25.1725 | 25.1725 | 25.1725 | 25.1725 | 25.1725 | 25.1725 | 25.1725 | 25.1725 | 25.1725 | 25.1725 | 25.1725 | 25.1725 | 25.1725 | 25.1725 | 25.1725 | 25.1725 | 25.1725 | 25.1725 | 25.1725 | 25.1725 | 25.1725 | 25.1725 | 25.1725 | 25.1725 | 25.1725 | 25.1725 | 25.1725 | 25.1725 | 25.1725 | 25.1725 | 25.1725 | 25.1725 | 25.1725 | 25.1725 | 25.1725 | 25.1725 | 25.1725 | 25.1725 | 25.1725 | 25.1725 | 25.1725 | 25.1725 | 25.1725 | 25.1725 | 25.1725 | 25.1725 | 25.1725 | 25.1725
709 | 25.176 | 25.176 | 25.176 | 25.176 | 25.176 | 25.176 | 25.176 | 25.176 | 25.176 | 25.176 | 25.176 | 25.176 | 25.176 | 25.176 | 25.176 | 25.176 | 25.176 | 25.176 | 25.176 | 25.176 | 25.176 | 25.176 | 25.176 | 25.176 | 25.176 | 25.176 | 25.176 | 25.176 | 25.176 | 25.176 | 25.176 | 25.176 | 25.176 | 25.176 | 25.176 | 25.176 | 25.176 | 25.176 | 25.176 | 25.176 | 25.176 | 25.176 | 25.176 | 25.176 | 25.176 | 25.176 | 25.176 | 25.176 | 25.176 | 25.176 | 25.176 | 25.176 | 25.176 | 25.176 | 25.176 | 25.176 | 25.176 | 25.176 | 25.176 | 25.176
710 | 25.1796 | 25.1796 | 25.1796 | 25.1796 | 25.1796 | 25.1796 | 25.1796 | 25.1796 | 25.1796 | 25.1796 | 25.1796 | 25.1796 | 25.1796 | 25.1796 | 25.1796 | 25.1796 | 25.1796 | 25.1796 | 25.1796 | 25.1796 | 25.1796 | 25.1796 | 25.1796 | 25.1796 | 25.1796 | 25.1796 | 25.1796 | 25.1796 | 25.1796 | 25.1796 | 25.1796 | 25.1796 | 25.1796 | 25.1796 | 25.1796 | 25.1796 | 25.1796 | 25.1796 | 25.1796 | 25.1796 | 25.1796 | 25.1796 | 25.1796 | 25.1796 | 25.1796 | 25.1796 | 25.1796 | 25.1796 | 25.1796 | 25.1796 | 25.1796 | 25.1796 | 25.1796 | 25.1796 | 25.1796 | 25.1796 | 25.1796 | 25.1796 | 25.1796 | 25.1796
711 | 25.1831 | 25.1831 | 25.1831 | 25.1831 | 25.1831 | 25.1831 | 25.1831 | 25.1831 | 25.1831 | 25.1831 | 25.1831 | 25.1831 | 25.1831 | 25.1831 | 25.1831 | 25.1831 | 25.1831 | 25.1831 | 25.1831 | 25.1831 | 25.1831 | 25.1831 | 25.1831 | 25.1831 | 25.1831 | 25.1831 | 25.1831 | 25.1831 | 25.1831 | 25.1831 | 25.1831 | 25.1831 | 25.1831 | 25.1831 | 25.1831 | 25.1831 | 25.1831 | 25.1831 | 25.1831 | 25.1831 | 25.1831 | 25.1831 | 25.1831 | 25.1831 | 25.1831 | 25.1831 | 25.1831 | 25.1831 | 25.1831 | 25.1831 | 25.1831 | 25.1831 | 25.1831 | 25.1831 | 25.1831 | 25.1831 | 25.1831 | 25.1831 | 25.1831 | 25.1831
712 | 25.1866 | 25.1866 | 25.1866 | 25.1866 | 25.1866 | 25.1866 | 25.1866 | 25.1866 | 25.1866 | 25.1866 | 25.1866 | 25.1866 | 25.1866 | 25.1866 | 25.1866 | 25.1866 | 25.1866 | 25.1866 | 25.1866 | 25.1866 | 25.1866 | 25.1866 | 25.1866 | 25.1866 | 25.1866 | 25.1866 | 25.1866 | 25.1866 | 25.1866 | 25.1866 | 25.1866 | 25.1866 | 25.1866 | 25.1866 | 25.1866 | 25.1866 | 25.1866 | 25.1866 | 25.1866 | 25.1866 | 25.1866 | 25.1866 | 25.1866 | 25.1866 | 25.1866 | 25.1866 | 25.1866 | 25.1866 | 25.1866 | 25.1866 | 25.1866 | 25.1866 | 25.1866 | 25.1866 | 25.1866 | 25.1866 | 25.1866 | 25.1866 | 25.1866 | 25.1866
713 | 25.1901 | 25.1901 | 25.1901 | 25.1901 | 25.1901 | 25.1901 | 25.1901 | 25.1901 | 25.1901 | 25.1901 | 25.1901 | 25.1901 | 25.1901 | 25.1901 | 25.1901 | 25.1901 | 25.1901 | 25.1901 | 25.1901 | 25.1901 | 25.1901 | 25.1901 | 25.1901 | 25.1901 | 25.1901 | 25.1901 | 25.1901 | 25.1901 | 25.1901 | 25.1901 | 25.1901 | 25.1901 | 25.1901 | 25.1901 | 25.1901 | 25.1901 | 25.1901 | 25.1901 | 25.1901 | 25.1901 | 25.1901 | 25.1901 | 25.1901 | 25.1901 | 25.1901 | 25.1901 | 25.1901 | 25.1901 | 25.1901 | 25.1901 | 25.1901 | 25.1901 | 25.1901 | 25.1901 | 25.1901 | 25.1901 | 25.1901 | 25.1901 | 25.1901 | 25.1901
714 | 25.1936 | 25.1936 | 25.1936 | 25.1936 | 25.1936 | 25.1936 | 25.1936 | 25.1936 | 25.1936 | 25.1936 | 25.1936 | 25.1936 | 25.1936 | 25.1936 | 25.1936 | 25.1936 | 25.1936 | 25.1936 | 25.1936 | 25.1936 | 25.1936 | 25.1936 | 25.1936 | 25.1936 | 25.1936 | 25.1936 | 25.1936 | 25.1936 | 25.1936 | 25.1936 | 25.1936 | 25.1936 | 25.1936 | 25.1936 | 25.1936 | 25.1936 | 25.1936 | 25.1936 | 25.1936 | 25.1936 | 25.1936 | 25.1936 | 25.1936 | 25.1936 | 25.1936 | 25.1936 | 25.1936 | 25.1936 | 25.1936 | 25.1936 | 25.1936 | 25.1936 | 25.1936 | 25.1936 | 25.1936 | 25.1936 | 25.1936 | 25.1936 | 25.1936 | 25.1936
715 | 25.1971 | 25.1971 | 25.1971 | 25.1971 | 25.1971 | 25.1971 | 25.1971 | 25.1971 | 25.1971 | 25.1971 | 25.1971 | 25.1971 | 25.1971 | 25.1971 | 25.1971 | 25.1971 | 25.1971 | 25.1971 | 25.1971 | 25.1971 | 25.1971 | 25.1971 | 25.1971 | 25.1971 | 25.1971 | 25.1971 | 25.1971 | 25.1971 | 25.1971 | 25.1971 | 25.1971 | 25.1971 | 25.1971 | 25.1971 | 25.1971 | 25.1971 | 25.1971 | 25.1971 | 25.1971 | 25.1971 | 25.1971 | 25.1971 | 25.1971 | 25.1971 | 25.1971 | 25.1971 | 25.1971 | 25.1971 | 25.1971 | 25.1971 | 25.1971 | 25.1971 | 25.1971 | 25.1971 | 25.1971 | 25.1971 | 25.1971 | 25.1971 | 25.1971 | 25.1971
716 | 25.2006 | 25.2006 | 25.2006 | 25.2006 | 25.2006 | 25.2006 | 25.2006 | 25.2006 | 25.2006 | 25.2006 | 25.2006 | 25.2006 | 25.2006 | 25.2006 | 25.2006 | 25.2006 | 25.2006 | 25.2006 | 25.2006 | 25.2006 | 25.2006 | 25.2006 | 25.2006 | 25.2006 | 25.2006 | 25.2006 | 25.2006 | 25.2006 | 25.2006 | 25.2006 | 25.2006 | 25.2006 | 25.2006 | 25.2006 | 25.2006 | 25.2006 | 25.2006 | 25.2006 | 25.2006 | 25.2006 | 25.2006 | 25.2006 | 25.2006 | 25.2006 | 25.2006 | 25.2006 | 25.2006 | 25.2006 | 25.2006 | 25.2006 | 25.2006 | 25.2006 | 25.2006 | 25.2006 | 25.2006 | 25.2006 | 25.2006 | 25.2006 | 25.2006 | 25.2006
717 | 25.2041 | 25.2041 | 25.2041 | 25.2041 | 25.2041 | 25.2041 | 25.2041 | 25.2041 | 25.2041 | 25.2041 | 25.2041 | 25.2041 | 25.2041 | 25.2041 | 25.2041 | 25.2041 | 25.2041 | 25.2041 | 25.2041 | 25.2041 | 25.2041 | 25.2041 | 25.2041 | 25.2041 | 25.2041 | 25.2041 | 25.2041 | 25.2041 | 25.2041 | 25.2041 | 25.2041 | 25.2041 | 25.2041 | 25.2041 | 25.2041 | 25.2041 | 25.2041 | 25.2041 | 25.2041 | 25.2041 | 25.2041 | 25.2041 | 25.2041 | 25.2041 | 25.2041 | 25.2041 | 25.2041 | 25.2041 | 25.2041 | 25.2041 | 25.2041 | 25.2041 | 25.2041 | 25.2041 | 25.2041 | 25.2041 | 25.2041 | 25.2041 | 25.2041 | 25.2041
718 | 25.2076 | 25.2076 | 25.2076 | 25.2076 | 25.2076 | 25.2076 | 25.2076 | 25.2076 | 25.2076 | 25.2076 | 25.2076 | 25.2076 | 25.2076 | 25.2076 | 25.2076 | 25.2076 | 25.2076 | 25.2076 | 25.2076 | 25.2076 | 25.2076 | 25.2076 | 25.2076 | 25.2076 | 25.2076 | 25.2076 | 25.2076 | 25.2076 | 25.2076 | 25.2076 | 25.2076 | 25.2076 | 25.2076 | 25.2076 | 25.2076 | 25.2076 | 25.2076 | 25.2076 | 25.2076 | 25.2076 | 25.2076 | 25.2076 | 25.2076 | 25.2076 | 25.2076 | 25.2076 | 25.2076 | 25.2076 | 25.2076 | 25.2076 | 25.2076 | 25.2076 | 25.2076 | 25.2076 | 25.2076 | 25.2076 | 25.2076 | 25.2076 | 25.2076 | 25.2076
719 | 25.211 | 25.211 | 25.211 | 25.211 | 25.211 | 25.211 | 25.211 | 25.211 | 25.211 | 25.211 | 25.211 | 25.211 | 25.211 | 25.211 | 25.211 | 25.211 | 25.211 | 25.211 | 25.211 | 25.211 | 25.211 | 25.211 | 25.211 | 25.211 | 25.211 | 25.211 | 25.211 | 25.211 | 25.211 | 25.211 | 25.211 | 25.211 | 25.211 | 25.211 | 25.211 | 25.211 | 25.211 | 25.211 | 25.211 | 25.211 | 25.211 | 25.211 | 25.211 | 25.211 | 25.211 | 25.211 | 25.211 | 25.211 | 25.211 | 25.211 | 25.211 | 25.211 | 25.211 | 25.211 | 25.211 | 25.211 | 25.211 | 25.211 | 25.211 | 25.211
720 | 25.2145 | 25.2145 | 25.2145 | 25.2145 | 25.2145 | 25.2145 | 25.2145 | 25.2145 | 25.2145 | 25.2145 | 25.2145 | 25.2145 | 25.2145 | 25.2145 | 25.2145 | 25.2145 | 25.2145 | 25.2145 | 25.2145 | 25.2145 | 25.2145 | 25.2145 | 25.2145 | 25.2145 | 25.2145 | 25.2145 | 25.2145 | 25.2145 | 25.2145 | 25.2145 | 25.2145 | 25.2145 | 25.2145 | 25.2145 | 25.2145 | 25.2145 | 25.2145 | 25.2145 | 25.2145 | 25.2145 | 25.2145 | 25.2145 | 25.2145 | 25.2145 | 25.2145 | 25.2145 | 25.2145 | 25.2145 | 25.2145 | 25.2145 | 25.2145 | 25.2145 | 25.2145 | 25.2145 | 25.2145 | 25.2145 | 25.2145 | 25.2145 | 25.2145 | 25.2145
721 | 25.218 | 25.218 | 25.218 | 25.218 | 25.218 | 25.218 | 25.218 | 25.218 | 25.218 | 25.218 | 25.218 | 25.218 | 25.218 | 25.218 | 25.218 | 25.218 | 25.218 | 25.218 | 25.218 | 25.218 | 25.218 | 25.218 | 25.218 | 25.218 | 25.218 | 25.218 | 25.218 | 25.218 | 25.218 | 25.218 | 25.218 | 25.218 | 25.218 | 25.218 | 25.218 | 25.218 | 25.218 | 25.218 | 25.218 | 25.218 | 25.218 | 25.218 | 25.218 | 25.218 | 25.218 | 25.218 | 25.218 | 25.218 | 25.218 | 25.218 | 25.218 | 25.218 | 25.218 | 25.218 | 25.218 | 25.218 | 25.218 | 25.218 | 25.218 | 25.218
722 | 25.2215 | 25.2215 | 25.2215 | 25.2215 | 25.2215 | 25.2215 | 25.2215 | 25.2215 | 25.2215 | 25.2215 | 25.2215 | 25.2215 | 25.2215 | 25.2215 | 25.2215 | 25.2215 | 25.2215 | 25.2215 | 25.2215 | 25.2215 | 25.2215 | 25.2215 | 25.2215 | 25.2215 | 25.2215 | 25.2215 | 25.2215 | 25.2215 | 25.2215 | 25.2215 | 25.2215 | 25.2215 | 25.2215 | 25.2215 | 25.2215 | 25.2215 | 25.2215 | 25.2215 | 25.2215 | 25.2215 | 25.2215 | 25.2215 | 25.2215 | 25.2215 | 25.2215 | 25.2215 | 25.2215 | 25.2215 | 25.2215 | 25.2215 | 25.2215 | 25.2215 | 25.2215 | 25.2215 | 25.2215 | 25.2215 | 25.2215 | 25.2215 | 25.2215 | 25.2215
723 | 25.2249 | 25.2249 | 25.2249 | 25.2249 | 25.2249 | 25.2249 | 25.2249 | 25.2249 | 25.2249 | 25.2249 | 25.2249 | 25.2249 | 25.2249 | 25.2249 | 25.2249 | 25.2249 | 25.2249 | 25.2249 | 25.2249 | 25.2249 | 25.2249 | 25.2249 | 25.2249 | 25.2249 | 25.2249 | 25.2249 | 25.2249 | 25.2249 | 25.2249 | 25.2249 | 25.2249 | 25.2249 | 25.2249 | 25.2249 | 25.2249 | 25.2249 | 25.2249 | 25.2249 | 25.2249 | 25.2249 | 25.2249 | 25.2249 | 25.2249 | 25.2249 | 25.2249 | 25.2249 | 25.2249 | 25.2249 | 25.2249 | 25.2249 | 25.2249 | 25.2249 | 25.2249 | 25.2249 | 25.2249 | 25.2249 | 25.2249 | 25.2249 | 25.2249 | 25.2249
724 | 25.2284 | 25.2284 | 25.2284 | 25.2284 | 25.2284 | 25.2284 | 25.2284 | 25.2284 | 25.2284 | 25.2284 | 25.2284 | 25.2284 | 25.2284 | 25.2284 | 25.2284 | 25.2284 | 25.2284 | 25.2284 | 25.2284 | 25.2284 | 25.2284 | 25.2284 | 25.2284 | 25.2284 | 25.2284 | 25.2284 | 25.2284 | 25.2284 | 25.2284 | 25.2284 | 25.2284 | 25.2284 | 25.2284 | 25.2284 | 25.2284 | 25.2284 | 25.2284 | 25.2284 | 25.2284 | 25.2284 | 25.2284 | 25.2284 | 25.2284 | 25.2284 | 25.2284 | 25.2284 | 25.2284 | 25.2284 | 25.2284 | 25.2284 | 25.2284 | 25.2284 | 25.2284 | 25.2284 | 25.2284 | 25.2284 | 25.2284 | 25.2284 | 25.2284 | 25.2284
725 | 25.2318 | 25.2318 | 25.2318 | 25.2318 | 25.2318 | 25.2318 | 25.2318 | 25.2318 | 25.2318 | 25.2318 | 25.2318 | 25.2318 | 25.2318 | 25.2318 | 25.2318 | 25.2318 | 25.2318 | 25.2318 | 25.2318 | 25.2318 | 25.2318 | 25.2318 | 25.2318 | 25.2318 | 25.2318 | 25.2318 | 25.2318 | 25.2318 | 25.2318 | 25.2318 | 25.2318 | 25.2318 | 25.2318 | 25.2318 | 25.2318 | 25.2318 | 25.2318 | 25.2318 | 25.2318 | 25.2318 | 25.2318 | 25.2318 | 25.2318 | 25.2318 | 25.2318 | 25.2318 | 25.2318 | 25.2318 | 25.2318 | 25.2318 | 25.2318 | 25.2318 | 25.2318 | 25.2318 | 25.2318 | 25.2318 | 25.2318 | 25.2318 | 25.2318 | 25.2318
726 | 25.2353 | 25.2353 | 25.2353 | 25.2353 | 25.2353 | 25.2353 | 25.2353 | 25.2353 | 25.2353 | 25.2353 | 25.2353 | 25.2353 | 25.2353 | 25.2353 | 25.2353 | 25.2353 | 25.2353 | 25.2353 | 25.2353 | 25.2353 | 25.2353 | 25.2353 | 25.2353 | 25.2353 | 25.2353 | 25.2353 | 25.2353 | 25.2353 | 25.2353 | 25.2353 | 25.2353 | 25.2353 | 25.2353 | 25.2353 | 25.2353 | 25.2353 | 25.2353 | 25.2353 | 25.2353 | 25.2353 | 25.2353 | 25.2353 | 25.2353 | 25.2353 | 25.2353 | 25.2353 | 25.2353 | 25.2353 | 25.2353 | 25.2353 | 25.2353 | 25.2353 | 25.2353 | 25.2353 | 25.2353 | 25.2353 | 25.2353 | 25.2353 | 25.2353 | 25.2353
727 | 25.2387 | 25.2387 | 25.2387 | 25.2387 | 25.2387 | 25.2387 | 25.2387 | 25.2387 | 25.2387 | 25.2387 | 25.2387 | 25.2387 | 25.2387 | 25.2387 | 25.2387 | 25.2387 | 25.2387 | 25.2387 | 25.2387 | 25.2387 | 25.2387 | 25.2387 | 25.2387 | 25.2387 | 25.2387 | 25.2387 | 25.2387 | 25.2387 | 25.2387 | 25.2387 | 25.2387 | 25.2387 | 25.2387 | 25.2387 | 25.2387 | 25.2387 | 25.2387 | 25.2387 | 25.2387 | 25.2387 | 25.2387 | 25.2387 | 25.2387 | 25.2387 | 25.2387 | 25.2387 | 25.2387 | 25.2387 | 25.2387 | 25.2387 | 25.2387 | 25.2387 | 25.2387 | 25.2387 | 25.2387 | 25.2387 | 25.2387 | 25.2387 | 25.2387 | 25.2387
728 | 25.2421 | 25.2421 | 25.2421 | 25.2421 | 25.2421 | 25.2421 | 25.2421 | 25.2421 | 25.2421 | 25.2421 | 25.2421 | 25.2421 | 25.2421 | 25.2421 | 25.2421 | 25.2421 | 25.2421 | 25.2421 | 25.2421 | 25.2421 | 25.2421 | 25.2421 | 25.2421 | 25.2421 | 25.2421 | 25.2421 | 25.2421 | 25.2421 | 25.2421 | 25.2421 | 25.2421 | 25.2421 | 25.2421 | 25.2421 | 25.2421 | 25.2421 | 25.2421 | 25.2421 | 25.2421 | 25.2421 | 25.2421 | 25.2421 | 25.2421 | 25.2421 | 25.2421 | 25.2421 | 25.2421 | 25.2421 | 25.2421 | 25.2421 | 25.2421 | 25.2421 | 25.2421 | 25.2421 | 25.2421 | 25.2421 | 25.2421 | 25.2421 | 25.2421 | 25.2421
729 | 25.2456 | 25.2456 | 25.2456 | 25.2456 | 25.2456 | 25.2456 | 25.2456 | 25.2456 | 25.2456 | 25.2456 | 25.2456 | 25.2456 | 25.2456 | 25.2456 | 25.2456 | 25.2456 | 25.2456 | 25.2456 | 25.2456 | 25.2456 | 25.2456 | 25.2456 | 25.2456 | 25.2456 | 25.2456 | 25.2456 | 25.2456 | 25.2456 | 25.2456 | 25.2456 | 25.2456 | 25.2456 | 25.2456 | 25.2456 | 25.2456 | 25.2456 | 25.2456 | 25.2456 | 25.2456 | 25.2456 | 25.2456 | 25.2456 | 25.2456 | 25.2456 | 25.2456 | 25.2456 | 25.2456 | 25.2456 | 25.2456 | 25.2456 | 25.2456 | 25.2456 | 25.2456 | 25.2456 | 25.2456 | 25.2456 | 25.2456 | 25.2456 | 25.2456 | 25.2456
730 | 25.249 | 25.249 | 25.249 | 25.249 | 25.249 | 25.249 | 25.249 | 25.249 | 25.249 | 25.249 | 25.249 | 25.249 | 25.249 | 25.249 | 25.249 | 25.249 | 25.249 | 25.249 | 25.249 | 25.249 | 25.249 | 25.249 | 25.249 | 25.249 | 25.249 | 25.249 | 25.249 | 25.249 | 25.249 | 25.249 | 25.249 | 25.249 | 25.249 | 25.249 | 25.249 | 25.249 | 25.249 | 25.249 | 25.249 | 25.249 | 25.249 | 25.249 | 25.249 | 25.249 | 25.249 | 25.249 | 25.249 | 25.249 | 25.249 | 25.249 | 25.249 | 25.249 | 25.249 | 25.249 | 25.249 | 25.249 | 25.249 | 25.249 | 25.249 | 25.249
731 | 25.2524 | 25.2524 | 25.2524 | 25.2524 | 25.2524 | 25.2524 | 25.2524 | 25.2524 | 25.2524 | 25.2524 | 25.2524 | 25.2524 | 25.2524 | 25.2524 | 25.2524 | 25.2524 | 25.2524 | 25.2524 | 25.2524 | 25.2524 | 25.2524 | 25.2524 | 25.2524 | 25.2524 | 25.2524 | 25.2524 | 25.2524 | 25.2524 | 25.2524 | 25.2524 | 25.2524 | 25.2524 | 25.2524 | 25.2524 | 25.2524 | 25.2524 | 25.2524 | 25.2524 | 25.2524 | 25.2524 | 25.2524 | 25.2524 | 25.2524 | 25.2524 | 25.2524 | 25.2524 | 25.2524 | 25.2524 | 25.2524 | 25.2524 | 25.2524 | 25.2524 | 25.2524 | 25.2524 | 25.2524 | 25.2524 | 25.2524 | 25.2524 | 25.2524 | 25.2524
732 | 25.2558 | 25.2558 | 25.2558 | 25.2558 | 25.2558 | 25.2558 | 25.2558 | 25.2558 | 25.2558 | 25.2558 | 25.2558 | 25.2558 | 25.2558 | 25.2558 | 25.2558 | 25.2558 | 25.2558 | 25.2558 | 25.2558 | 25.2558 | 25.2558 | 25.2558 | 25.2558 | 25.2558 | 25.2558 | 25.2558 | 25.2558 | 25.2558 | 25.2558 | 25.2558 | 25.2558 | 25.2558 | 25.2558 | 25.2558 | 25.2558 | 25.2558 | 25.2558 | 25.2558 | 25.2558 | 25.2558 | 25.2558 | 25.2558 | 25.2558 | 25.2558 | 25.2558 | 25.2558 | 25.2558 | 25.2558 | 25.2558 | 25.2558 | 25.2558 | 25.2558 | 25.2558 | 25.2558 | 25.2558 | 25.2558 | 25.2558 | 25.2558 | 25.2558 | 25.2558
733 | 25.2593 | 25.2593 | 25.2593 | 25.2593 | 25.2593 | 25.2593 | 25.2593 | 25.2593 | 25.2593 | 25.2593 | 25.2593 | 25.2593 | 25.2593 | 25.2593 | 25.2593 | 25.2593 | 25.2593 | 25.2593 | 25.2593 | 25.2593 | 25.2593 | 25.2593 | 25.2593 | 25.2593 | 25.2593 | 25.2593 | 25.2593 | 25.2593 | 25.2593 | 25.2593 | 25.2593 | 25.2593 | 25.2593 | 25.2593 | 25.2593 | 25.2593 | 25.2593 | 25.2593 | 25.2593 | 25.2593 | 25.2593 | 25.2593 | 25.2593 | 25.2593 | 25.2593 | 25.2593 | 25.2593 | 25.2593 | 25.2593 | 25.2593 | 25.2593 | 25.2593 | 25.2593 | 25.2593 | 25.2593 | 25.2593 | 25.2593 | 25.2593 | 25.2593 | 25.2593
734 | 25.2627 | 25.2627 | 25.2627 | 25.2627 | 25.2627 | 25.2627 | 25.2627 | 25.2627 | 25.2627 | 25.2627 | 25.2627 | 25.2627 | 25.2627 | 25.2627 | 25.2627 | 25.2627 | 25.2627 | 25.2627 | 25.2627 | 25.2627 | 25.2627 | 25.2627 | 25.2627 | 25.2627 | 25.2627 | 25.2627 | 25.2627 | 25.2627 | 25.2627 | 25.2627 | 25.2627 | 25.2627 | 25.2627 | 25.2627 | 25.2627 | 25.2627 | 25.2627 | 25.2627 | 25.2627 | 25.2627 | 25.2627 | 25.2627 | 25.2627 | 25.2627 | 25.2627 | 25.2627 | 25.2627 | 25.2627 | 25.2627 | 25.2627 | 25.2627 | 25.2627 | 25.2627 | 25.2627 | 25.2627 | 25.2627 | 25.2627 | 25.2627 | 25.2627 | 25.2627
735 | 25.2661 | 25.2661 | 25.2661 | 25.2661 | 25.2661 | 25.2661 | 25.2661 | 25.2661 | 25.2661 | 25.2661 | 25.2661 | 25.2661 | 25.2661 | 25.2661 | 25.2661 | 25.2661 | 25.2661 | 25.2661 | 25.2661 | 25.2661 | 25.2661 | 25.2661 | 25.2661 | 25.2661 | 25.2661 | 25.2661 | 25.2661 | 25.2661 | 25.2661 | 25.2661 | 25.2661 | 25.2661 | 25.2661 | 25.2661 | 25.2661 | 25.2661 | 25.2661 | 25.2661 | 25.2661 | 25.2661 | 25.2661 | 25.2661 | 25.2661 | 25.2661 | 25.2661 | 25.2661 | 25.2661 | 25.2661 | 25.2661 | 25.2661 | 25.2661 | 25.2661 | 25.2661 | 25.2661 | 25.2661 | 25.2661 | 25.2661 | 25.2661 | 25.2661 | 25.2661
736 | 25.2695 | 25.2695 | 25.2695 | 25.2695 | 25.2695 | 25.2695 | 25.2695 | 25.2695 | 25.2695 | 25.2695 | 25.2695 | 25.2695 | 25.2695 | 25.2695 | 25.2695 | 25.2695 | 25.2695 | 25.2695 | 25.2695 | 25.2695 | 25.2695 | 25.2695 | 25.2695 | 25.2695 | 25.2695 | 25.2695 | 25.2695 | 25.2695 | 25.2695 | 25.2695 | 25.2695 | 25.2695 | 25.2695 | 25.2695 | 25.2695 | 25.2695 | 25.2695 | 25.2695 | 25.2695 | 25.2695 | 25.2695 | 25.2695 | 25.2695 | 25.2695 | 25.2695 | 25.2695 | 25.2695 | 25.2695 | 25.2695 | 25.2695 | 25.2695 | 25.2695 | 25.2695 | 25.2695 | 25.2695 | 25.2695 | 25.2695 | 25.2695 | 25.2695 | 25.2695
737 | 25.2729 | 25.2729 | 25.2729 | 25.2729 | 25.2729 | 25.2729 | 25.2729 | 25.2729 | 25.2729 | 25.2729 | 25.2729 | 25.2729 | 25.2729 | 25.2729 | 25.2729 | 25.2729 | 25.2729 | 25.2729 | 25.2729 | 25.2729 | 25.2729 | 25.2729 | 25.2729 | 25.2729 | 25.2729 | 25.2729 | 25.2729 | 25.2729 | 25.2729 | 25.2729 | 25.2729 | 25.2729 | 25.2729 | 25.2729 | 25.2729 | 25.2729 | 25.2729 | 25.2729 | 25.2729 | 25.2729 | 25.2729 | 25.2729 | 25.2729 | 25.2729 | 25.2729 | 25.2729 | 25.2729 | 25.2729 | 25.2729 | 25.2729 | 25.2729 | 25.2729 | 25.2729 | 25.2729 | 25.2729 | 25.2729 | 25.2729 | 25.2729 | 25.2729 | 25.2729
738 | 25.2763 | 25.2763 | 25.2763 | 25.2763 | 25.2763 | 25.2763 | 25.2763 | 25.2763 | 25.2763 | 25.2763 | 25.2763 | 25.2763 | 25.2763 | 25.2763 | 25.2763 | 25.2763 | 25.2763 | 25.2763 | 25.2763 | 25.2763 | 25.2763 | 25.2763 | 25.2763 | 25.2763 | 25.2763 | 25.2763 | 25.2763 | 25.2763 | 25.2763 | 25.2763 | 25.2763 | 25.2763 | 25.2763 | 25.2763 | 25.2763 | 25.2763 | 25.2763 | 25.2763 | 25.2763 | 25.2763 | 25.2763 | 25.2763 | 25.2763 | 25.2763 | 25.2763 | 25.2763 | 25.2763 | 25.2763 | 25.2763 | 25.2763 | 25.2763 | 25.2763 | 25.2763 | 25.2763 | 25.2763 | 25.2763 | 25.2763 | 25.2763 | 25.2763 | 25.2763
739 | 25.2796 | 25.2796 | 25.2796 | 25.2796 | 25.2796 | 25.2796 | 25.2796 | 25.2796 | 25.2796 | 25.2796 | 25.2796 | 25.2796 | 25.2796 | 25.2796 | 25.2796 | 25.2796 | 25.2796 | 25.2796 | 25.2796 | 25.2796 | 25.2796 | 25.2796 | 25.2796 | 25.2796 | 25.2796 | 25.2796 | 25.2796 | 25.2796 | 25.2796 | 25.2796 | 25.2796 | 25.2796 | 25.2796 | 25.2796 | 25.2796 | 25.2796 | 25.2796 | 25.2796 | 25.2796 | 25.2796 | 25.2796 | 25.2796 | 25.2796 | 25.2796 | 25.2796 | 25.2796 | 25.2796 | 25.2796 | 25.2796 | 25.2796 | 25.2796 | 25.2796 | 25.2796 | 25.2796 | 25.2796 | 25.2796 | 25.2796 | 25.2796 | 25.2796 | 25.2796
740 | 25.283 | 25.283 | 25.283 | 25.283 | 25.283 | 25.283 | 25.283 | 25.283 | 25.283 | 25.283 | 25.283 | 25.283 | 25.283 | 25.283 | 25.283 | 25.283 | 25.283 | 25.283 | 25.283 | 25.283 | 25.283 | 25.283 | 25.283 | 25.283 | 25.283 | 25.283 | 25.283 | 25.283 | 25.283 | 25.283 | 25.283 | 25.283 | 25.283 | 25.283 | 25.283 | 25.283 | 25.283 | 25.283 | 25.283 | 25.283 | 25.283 | 25.283 | 25.283 | 25.283 | 25.283 | 25.283 | 25.283 | 25.283 | 25.283 | 25.283 | 25.283 | 25.283 | 25.283 | 25.283 | 25.283 | 25.283 | 25.283 | 25.283 | 25.283 | 25.283
741 | 25.2864 | 25.2864 | 25.2864 | 25.2864 | 25.2864 | 25.2864 | 25.2864 | 25.2864 | 25.2864 | 25.2864 | 25.2864 | 25.2864 | 25.2864 | 25.2864 | 25.2864 | 25.2864 | 25.2864 | 25.2864 | 25.2864 | 25.2864 | 25.2864 | 25.2864 | 25.2864 | 25.2864 | 25.2864 | 25.2864 | 25.2864 | 25.2864 | 25.2864 | 25.2864 | 25.2864 | 25.2864 | 25.2864 | 25.2864 | 25.2864 | 25.2864 | 25.2864 | 25.2864 | 25.2864 | 25.2864 | 25.2864 | 25.2864 | 25.2864 | 25.2864 | 25.2864 | 25.2864 | 25.2864 | 25.2864 | 25.2864 | 25.2864 | 25.2864 | 25.2864 | 25.2864 | 25.2864 | 25.2864 | 25.2864 | 25.2864 | 25.2864 | 25.2864 | 25.2864
742 | 25.2898 | 25.2898 | 25.2898 | 25.2898 | 25.2898 | 25.2898 | 25.2898 | 25.2898 | 25.2898 | 25.2898 | 25.2898 | 25.2898 | 25.2898 | 25.2898 | 25.2898 | 25.2898 | 25.2898 | 25.2898 | 25.2898 | 25.2898 | 25.2898 | 25.2898 | 25.2898 | 25.2898 | 25.2898 | 25.2898 | 25.2898 | 25.2898 | 25.2898 | 25.2898 | 25.2898 | 25.2898 | 25.2898 | 25.2898 | 25.2898 | 25.2898 | 25.2898 | 25.2898 | 25.2898 | 25.2898 | 25.2898 | 25.2898 | 25.2898 | 25.2898 | 25.2898 | 25.2898 | 25.2898 | 25.2898 | 25.2898 | 25.2898 | 25.2898 | 25.2898 | 25.2898 | 25.2898 | 25.2898 | 25.2898 | 25.2898 | 25.2898 | 25.2898 | 25.2898
743 | 25.2931 | 25.2931 | 25.2931 | 25.2931 | 25.2931 | 25.2931 | 25.2931 | 25.2931 | 25.2931 | 25.2931 | 25.2931 | 25.2931 | 25.2931 | 25.2931 | 25.2931 | 25.2931 | 25.2931 | 25.2931 | 25.2931 | 25.2931 | 25.2931 | 25.2931 | 25.2931 | 25.2931 | 25.2931 | 25.2931 | 25.2931 | 25.2931 | 25.2931 | 25.2931 | 25.2931 | 25.2931 | 25.2931 | 25.2931 | 25.2931 | 25.2931 | 25.2931 | 25.2931 | 25.2931 | 25.2931 | 25.2931 | 25.2931 | 25.2931 | 25.2931 | 25.2931 | 25.2931 | 25.2931 | 25.2931 | 25.2931 | 25.2931 | 25.2931 | 25.2931 | 25.2931 | 25.2931 | 25.2931 | 25.2931 | 25.2931 | 25.2931 | 25.2931 | 25.2931
744 | 25.2965 | 25.2965 | 25.2965 | 25.2965 | 25.2965 | 25.2965 | 25.2965 | 25.2965 | 25.2965 | 25.2965 | 25.2965 | 25.2965 | 25.2965 | 25.2965 | 25.2965 | 25.2965 | 25.2965 | 25.2965 | 25.2965 | 25.2965 | 25.2965 | 25.2965 | 25.2965 | 25.2965 | 25.2965 | 25.2965 | 25.2965 | 25.2965 | 25.2965 | 25.2965 | 25.2965 | 25.2965 | 25.2965 | 25.2965 | 25.2965 | 25.2965 | 25.2965 | 25.2965 | 25.2965 | 25.2965 | 25.2965 | 25.2965 | 25.2965 | 25.2965 | 25.2965 | 25.2965 | 25.2965 | 25.2965 | 25.2965 | 25.2965 | 25.2965 | 25.2965 | 25.2965 | 25.2965 | 25.2965 | 25.2965 | 25.2965 | 25.2965 | 25.2965 | 25.2965
745 | 25.2999 | 25.2999 | 25.2999 | 25.2999 | 25.2999 | 25.2999 | 25.2999 | 25.2999 | 25.2999 | 25.2999 | 25.2999 | 25.2999 | 25.2999 | 25.2999 | 25.2999 | 25.2999 | 25.2999 | 25.2999 | 25.2999 | 25.2999 | 25.2999 | 25.2999 | 25.2999 | 25.2999 | 25.2999 | 25.2999 | 25.2999 | 25.2999 | 25.2999 | 25.2999 | 25.2999 | 25.2999 | 25.2999 | 25.2999 | 25.2999 | 25.2999 | 25.2999 | 25.2999 | 25.2999 | 25.2999 | 25.2999 | 25.2999 | 25.2999 | 25.2999 | 25.2999 | 25.2999 | 25.2999 | 25.2999 | 25.2999 | 25.2999 | 25.2999 | 25.2999 | 25.2999 | 25.2999 | 25.2999 | 25.2999 | 25.2999 | 25.2999 | 25.2999 | 25.2999
746 | 25.3032 | 25.3032 | 25.3032 | 25.3032 | 25.3032 | 25.3032 | 25.3032 | 25.3032 | 25.3032 | 25.3032 | 25.3032 | 25.3032 | 25.3032 | 25.3032 | 25.3032 | 25.3032 | 25.3032 | 25.3032 | 25.3032 | 25.3032 | 25.3032 | 25.3032 | 25.3032 | 25.3032 | 25.3032 | 25.3032 | 25.3032 | 25.3032 | 25.3032 | 25.3032 | 25.3032 | 25.3032 | 25.3032 | 25.3032 | 25.3032 | 25.3032 | 25.3032 | 25.3032 | 25.3032 | 25.3032 | 25.3032 | 25.3032 | 25.3032 | 25.3032 | 25.3032 | 25.3032 | 25.3032 | 25.3032 | 25.3032 | 25.3032 | 25.3032 | 25.3032 | 25.3032 | 25.3032 | 25.3032 | 25.3032 | 25.3032 | 25.3032 | 25.3032 | 25.3032
747 | 25.3066 | 25.3066 | 25.3066 | 25.3066 | 25.3066 | 25.3066 | 25.3066 | 25.3066 | 25.3066 | 25.3066 | 25.3066 | 25.3066 | 25.3066 | 25.3066 | 25.3066 | 25.3066 | 25.3066 | 25.3066 | 25.3066 | 25.3066 | 25.3066 | 25.3066 | 25.3066 | 25.3066 | 25.3066 | 25.3066 | 25.3066 | 25.3066 | 25.3066 | 25.3066 | 25.3066 | 25.3066 | 25.3066 | 25.3066 | 25.3066 | 25.3066 | 25.3066 | 25.3066 | 25.3066 | 25.3066 | 25.3066 | 25.3066 | 25.3066 | 25.3066 | 25.3066 | 25.3066 | 25.3066 | 25.3066 | 25.3066 | 25.3066 | 25.3066 | 25.3066 | 25.3066 | 25.3066 | 25.3066 | 25.3066 | 25.3066 | 25.3066 | 25.3066 | 25.3066
748 | 25.3099 | 25.3099 | 25.3099 | 25.3099 | 25.3099 | 25.3099 | 25.3099 | 25.3099 | 25.3099 | 25.3099 | 25.3099 | 25.3099 | 25.3099 | 25.3099 | 25.3099 | 25.3099 | 25.3099 | 25.3099 | 25.3099 | 25.3099 | 25.3099 | 25.3099 | 25.3099 | 25.3099 | 25.3099 | 25.3099 | 25.3099 | 25.3099 | 25.3099 | 25.3099 | 25.3099 | 25.3099 | 25.3099 | 25.3099 | 25.3099 | 25.3099 | 25.3099 | 25.3099 | 25.3099 | 25.3099 | 25.3099 | 25.3099 | 25.3099 | 25.3099 | 25.3099 | 25.3099 | 25.3099 | 25.3099 | 25.3099 | 25.3099 | 25.3099 | 25.3099 | 25.3099 | 25.3099 | 25.3099 | 25.3099 | 25.3099 | 25.3099 | 25.3099 | 25.3099
749 | 25.3132 | 25.3132 | 25.3132 | 25.3132 | 25.3132 | 25.3132 | 25.3132 | 25.3132 | 25.3132 | 25.3132 | 25.3132 | 25.3132 | 25.3132 | 25.3132 | 25.3132 | 25.3132 | 25.3132 | 25.3132 | 25.3132 | 25.3132 | 25.3132 | 25.3132 | 25.3132 | 25.3132 | 25.3132 | 25.3132 | 25.3132 | 25.3132 | 25.3132 | 25.3132 | 25.3132 | 25.3132 | 25.3132 | 25.3132 | 25.3132 | 25.3132 | 25.3132 | 25.3132 | 25.3132 | 25.3132 | 25.3132 | 25.3132 | 25.3132 | 25.3132 | 25.3132 | 25.3132 | 25.3132 | 25.3132 | 25.3132 | 25.3132 | 25.3132 | 25.3132 | 25.3132 | 25.3132 | 25.3132 | 25.3132 | 25.3132 | 25.3132 | 25.3132 | 25.3132
750 | 25.3166 | 25.3166 | 25.3166 | 25.3166 | 25.3166 | 25.3166 | 25.3166 | 25.3166 | 25.3166 | 25.3166 | 25.3166 | 25.3166 | 25.3166 | 25.3166 | 25.3166 | 25.3166 | 25.3166 | 25.3166 | 25.3166 | 25.3166 | 25.3166 | 25.3166 | 25.3166 | 25.3166 | 25.3166 | 25.3166 | 25.3166 | 25.3166 | 25.3166 | 25.3166 | 25.3166 | 25.3166 | 25.3166 | 25.3166 | 25.3166 | 25.3166 | 25.3166 | 25.3166 | 25.3166 | 25.3166 | 25.3166 | 25.3166 | 25.3166 | 25.3166 | 25.3166 | 25.3166 | 25.3166 | 25.3166 | 25.3166 | 25.3166 | 25.3166 | 25.3166 | 25.3166 | 25.3166 | 25.3166 | 25.3166 | 25.3166 | 25.3166 | 25.3166 | 25.3166
751 | 25.3199 | 25.3199 | 25.3199 | 25.3199 | 25.3199 | 25.3199 | 25.3199 | 25.3199 | 25.3199 | 25.3199 | 25.3199 | 25.3199 | 25.3199 | 25.3199 | 25.3199 | 25.3199 | 25.3199 | 25.3199 | 25.3199 | 25.3199 | 25.3199 | 25.3199 | 25.3199 | 25.3199 | 25.3199 | 25.3199 | 25.3199 | 25.3199 | 25.3199 | 25.3199 | 25.3199 | 25.3199 | 25.3199 | 25.3199 | 25.3199 | 25.3199 | 25.3199 | 25.3199 | 25.3199 | 25.3199 | 25.3199 | 25.3199 | 25.3199 | 25.3199 | 25.3199 | 25.3199 | 25.3199 | 25.3199 | 25.3199 | 25.3199 | 25.3199 | 25.3199 | 25.3199 | 25.3199 | 25.3199 | 25.3199 | 25.3199 | 25.3199 | 25.3199 | 25.3199
752 | 25.3232 | 25.3232 | 25.3232 | 25.3232 | 25.3232 | 25.3232 | 25.3232 | 25.3232 | 25.3232 | 25.3232 | 25.3232 | 25.3232 | 25.3232 | 25.3232 | 25.3232 | 25.3232 | 25.3232 | 25.3232 | 25.3232 | 25.3232 | 25.3232 | 25.3232 | 25.3232 | 25.3232 | 25.3232 | 25.3232 | 25.3232 | 25.3232 | 25.3232 | 25.3232 | 25.3232 | 25.3232 | 25.3232 | 25.3232 | 25.3232 | 25.3232 | 25.3232 | 25.3232 | 25.3232 | 25.3232 | 25.3232 | 25.3232 | 25.3232 | 25.3232 | 25.3232 | 25.3232 | 25.3232 | 25.3232 | 25.3232 | 25.3232 | 25.3232 | 25.3232 | 25.3232 | 25.3232 | 25.3232 | 25.3232 | 25.3232 | 25.3232 | 25.3232 | 25.3232
753 | 25.3266 | 25.3266 | 25.3266 | 25.3266 | 25.3266 | 25.3266 | 25.3266 | 25.3266 | 25.3266 | 25.3266 | 25.3266 | 25.3266 | 25.3266 | 25.3266 | 25.3266 | 25.3266 | 25.3266 | 25.3266 | 25.3266 | 25.3266 | 25.3266 | 25.3266 | 25.3266 | 25.3266 | 25.3266 | 25.3266 | 25.3266 | 25.3266 | 25.3266 | 25.3266 | 25.3266 | 25.3266 | 25.3266 | 25.3266 | 25.3266 | 25.3266 | 25.3266 | 25.3266 | 25.3266 | 25.3266 | 25.3266 | 25.3266 | 25.3266 | 25.3266 | 25.3266 | 25.3266 | 25.3266 | 25.3266 | 25.3266 | 25.3266 | 25.3266 | 25.3266 | 25.3266 | 25.3266 | 25.3266 | 25.3266 | 25.3266 | 25.3266 | 25.3266 | 25.3266
754 | 25.3299 | 25.3299 | 25.3299 | 25.3299 | 25.3299 | 25.3299 | 25.3299 | 25.3299 | 25.3299 | 25.3299 | 25.3299 | 25.3299 | 25.3299 | 25.3299 | 25.3299 | 25.3299 | 25.3299 | 25.3299 | 25.3299 | 25.3299 | 25.3299 | 25.3299 | 25.3299 | 25.3299 | 25.3299 | 25.3299 | 25.3299 | 25.3299 | 25.3299 | 25.3299 | 25.3299 | 25.3299 | 25.3299 | 25.3299 | 25.3299 | 25.3299 | 25.3299 | 25.3299 | 25.3299 | 25.3299 | 25.3299 | 25.3299 | 25.3299 | 25.3299 | 25.3299 | 25.3299 | 25.3299 | 25.3299 | 25.3299 | 25.3299 | 25.3299 | 25.3299 | 25.3299 | 25.3299 | 25.3299 | 25.3299 | 25.3299 | 25.3299 | 25.3299 | 25.3299
755 | 25.3332 | 25.3332 | 25.3332 | 25.3332 | 25.3332 | 25.3332 | 25.3332 | 25.3332 | 25.3332 | 25.3332 | 25.3332 | 25.3332 | 25.3332 | 25.3332 | 25.3332 | 25.3332 | 25.3332 | 25.3332 | 25.3332 | 25.3332 | 25.3332 | 25.3332 | 25.3332 | 25.3332 | 25.3332 | 25.3332 | 25.3332 | 25.3332 | 25.3332 | 25.3332 | 25.3332 | 25.3332 | 25.3332 | 25.3332 | 25.3332 | 25.3332 | 25.3332 | 25.3332 | 25.3332 | 25.3332 | 25.3332 | 25.3332 | 25.3332 | 25.3332 | 25.3332 | 25.3332 | 25.3332 | 25.3332 | 25.3332 | 25.3332 | 25.3332 | 25.3332 | 25.3332 | 25.3332 | 25.3332 | 25.3332 | 25.3332 | 25.3332 | 25.3332 | 25.3332
756 | 25.3365 | 25.3365 | 25.3365 | 25.3365 | 25.3365 | 25.3365 | 25.3365 | 25.3365 | 25.3365 | 25.3365 | 25.3365 | 25.3365 | 25.3365 | 25.3365 | 25.3365 | 25.3365 | 25.3365 | 25.3365 | 25.3365 | 25.3365 | 25.3365 | 25.3365 | 25.3365 | 25.3365 | 25.3365 | 25.3365 | 25.3365 | 25.3365 | 25.3365 | 25.3365 | 25.3365 | 25.3365 | 25.3365 | 25.3365 | 25.3365 | 25.3365 | 25.3365 | 25.3365 | 25.3365 | 25.3365 | 25.3365 | 25.3365 | 25.3365 | 25.3365 | 25.3365 | 25.3365 | 25.3365 | 25.3365 | 25.3365 | 25.3365 | 25.3365 | 25.3365 | 25.3365 | 25.3365 | 25.3365 | 25.3365 | 25.3365 | 25.3365 | 25.3365 | 25.3365
757 | 25.3398 | 25.3398 | 25.3398 | 25.3398 | 25.3398 | 25.3398 | 25.3398 | 25.3398 | 25.3398 | 25.3398 | 25.3398 | 25.3398 | 25.3398 | 25.3398 | 25.3398 | 25.3398 | 25.3398 | 25.3398 | 25.3398 | 25.3398 | 25.3398 | 25.3398 | 25.3398 | 25.3398 | 25.3398 | 25.3398 | 25.3398 | 25.3398 | 25.3398 | 25.3398 | 25.3398 | 25.3398 | 25.3398 | 25.3398 | 25.3398 | 25.3398 | 25.3398 | 25.3398 | 25.3398 | 25.3398 | 25.3398 | 25.3398 | 25.3398 | 25.3398 | 25.3398 | 25.3398 | 25.3398 | 25.3398 | 25.3398 | 25.3398 | 25.3398 | 25.3398 | 25.3398 | 25.3398 | 25.3398 | 25.3398 | 25.3398 | 25.3398 | 25.3398 | 25.3398
758 | 25.3431 | 25.3431 | 25.3431 | 25.3431 | 25.3431 | 25.3431 | 25.3431 | 25.3431 | 25.3431 | 25.3431 | 25.3431 | 25.3431 | 25.3431 | 25.3431 | 25.3431 | 25.3431 | 25.3431 | 25.3431 | 25.3431 | 25.3431 | 25.3431 | 25.3431 | 25.3431 | 25.3431 | 25.3431 | 25.3431 | 25.3431 | 25.3431 | 25.3431 | 25.3431 | 25.3431 | 25.3431 | 25.3431 | 25.3431 | 25.3431 | 25.3431 | 25.3431 | 25.3431 | 25.3431 | 25.3431 | 25.3431 | 25.3431 | 25.3431 | 25.3431 | 25.3431 | 25.3431 | 25.3431 | 25.3431 | 25.3431 | 25.3431 | 25.3431 | 25.3431 | 25.3431 | 25.3431 | 25.3431 | 25.3431 | 25.3431 | 25.3431 | 25.3431 | 25.3431
759 | 25.3464 | 25.3464 | 25.3464 | 25.3464 | 25.3464 | 25.3464 | 25.3464 | 25.3464 | 25.3464 | 25.3464 | 25.3464 | 25.3464 | 25.3464 | 25.3464 | 25.3464 | 25.3464 | 25.3464 | 25.3464 | 25.3464 | 25.3464 | 25.3464 | 25.3464 | 25.3464 | 25.3464 | 25.3464 | 25.3464 | 25.3464 | 25.3464 | 25.3464 | 25.3464 | 25.3464 | 25.3464 | 25.3464 | 25.3464 | 25.3464 | 25.3464 | 25.3464 | 25.3464 | 25.3464 | 25.3464 | 25.3464 | 25.3464 | 25.3464 | 25.3464 | 25.3464 | 25.3464 | 25.3464 | 25.3464 | 25.3464 | 25.3464 | 25.3464 | 25.3464 | 25.3464 | 25.3464 | 25.3464 | 25.3464 | 25.3464 | 25.3464 | 25.3464 | 25.3464
760 | 25.3497 | 25.3497 | 25.3497 | 25.3497 | 25.3497 | 25.3497 | 25.3497 | 25.3497 | 25.3497 | 25.3497 | 25.3497 | 25.3497 | 25.3497 | 25.3497 | 25.3497 | 25.3497 | 25.3497 | 25.3497 | 25.3497 | 25.3497 | 25.3497 | 25.3497 | 25.3497 | 25.3497 | 25.3497 | 25.3497 | 25.3497 | 25.3497 | 25.3497 | 25.3497 | 25.3497 | 25.3497 | 25.3497 | 25.3497 | 25.3497 | 25.3497 | 25.3497 | 25.3497 | 25.3497 | 25.3497 | 25.3497 | 25.3497 | 25.3497 | 25.3497 | 25.3497 | 25.3497 | 25.3497 | 25.3497 | 25.3497 | 25.3497 | 25.3497 | 25.3497 | 25.3497 | 25.3497 | 25.3497 | 25.3497 | 25.3497 | 25.3497 | 25.3497 | 25.3497
761 | 25.353 | 25.353 | 25.353 | 25.353 | 25.353 | 25.353 | 25.353 | 25.353 | 25.353 | 25.353 | 25.353 | 25.353 | 25.353 | 25.353 | 25.353 | 25.353 | 25.353 | 25.353 | 25.353 | 25.353 | 25.353 | 25.353 | 25.353 | 25.353 | 25.353 | 25.353 | 25.353 | 25.353 | 25.353 | 25.353 | 25.353 | 25.353 | 25.353 | 25.353 | 25.353 | 25.353 | 25.353 | 25.353 | 25.353 | 25.353 | 25.353 | 25.353 | 25.353 | 25.353 | 25.353 | 25.353 | 25.353 | 25.353 | 25.353 | 25.353 | 25.353 | 25.353 | 25.353 | 25.353 | 25.353 | 25.353 | 25.353 | 25.353 | 25.353 | 25.353
762 | 25.3563 | 25.3563 | 25.3563 | 25.3563 | 25.3563 | 25.3563 | 25.3563 | 25.3563 | 25.3563 | 25.3563 | 25.3563 | 25.3563 | 25.3563 | 25.3563 | 25.3563 | 25.3563 | 25.3563 | 25.3563 | 25.3563 | 25.3563 | 25.3563 | 25.3563 | 25.3563 | 25.3563 | 25.3563 | 25.3563 | 25.3563 | 25.3563 | 25.3563 | 25.3563 | 25.3563 | 25.3563 | 25.3563 | 25.3563 | 25.3563 | 25.3563 | 25.3563 | 25.3563 | 25.3563 | 25.3563 | 25.3563 | 25.3563 | 25.3563 | 25.3563 | 25.3563 | 25.3563 | 25.3563 | 25.3563 | 25.3563 | 25.3563 | 25.3563 | 25.3563 | 25.3563 | 25.3563 | 25.3563 | 25.3563 | 25.3563 | 25.3563 | 25.3563 | 25.3563
763 | 25.3595 | 25.3595 | 25.3595 | 25.3595 | 25.3595 | 25.3595 | 25.3595 | 25.3595 | 25.3595 | 25.3595 | 25.3595 | 25.3595 | 25.3595 | 25.3595 | 25.3595 | 25.3595 | 25.3595 | 25.3595 | 25.3595 | 25.3595 | 25.3595 | 25.3595 | 25.3595 | 25.3595 | 25.3595 | 25.3595 | 25.3595 | 25.3595 | 25.3595 | 25.3595 | 25.3595 | 25.3595 | 25.3595 | 25.3595 | 25.3595 | 25.3595 | 25.3595 | 25.3595 | 25.3595 | 25.3595 | 25.3595 | 25.3595 | 25.3595 | 25.3595 | 25.3595 | 25.3595 | 25.3595 | 25.3595 | 25.3595 | 25.3595 | 25.3595 | 25.3595 | 25.3595 | 25.3595 | 25.3595 | 25.3595 | 25.3595 | 25.3595 | 25.3595 | 25.3595
764 | 25.3628 | 25.3628 | 25.3628 | 25.3628 | 25.3628 | 25.3628 | 25.3628 | 25.3628 | 25.3628 | 25.3628 | 25.3628 | 25.3628 | 25.3628 | 25.3628 | 25.3628 | 25.3628 | 25.3628 | 25.3628 | 25.3628 | 25.3628 | 25.3628 | 25.3628 | 25.3628 | 25.3628 | 25.3628 | 25.3628 | 25.3628 | 25.3628 | 25.3628 | 25.3628 | 25.3628 | 25.3628 | 25.3628 | 25.3628 | 25.3628 | 25.3628 | 25.3628 | 25.3628 | 25.3628 | 25.3628 | 25.3628 | 25.3628 | 25.3628 | 25.3628 | 25.3628 | 25.3628 | 25.3628 | 25.3628 | 25.3628 | 25.3628 | 25.3628 | 25.3628 | 25.3628 | 25.3628 | 25.3628 | 25.3628 | 25.3628 | 25.3628 | 25.3628 | 25.3628
765 | 25.3661 | 25.3661 | 25.3661 | 25.3661 | 25.3661 | 25.3661 | 25.3661 | 25.3661 | 25.3661 | 25.3661 | 25.3661 | 25.3661 | 25.3661 | 25.3661 | 25.3661 | 25.3661 | 25.3661 | 25.3661 | 25.3661 | 25.3661 | 25.3661 | 25.3661 | 25.3661 | 25.3661 | 25.3661 | 25.3661 | 25.3661 | 25.3661 | 25.3661 | 25.3661 | 25.3661 | 25.3661 | 25.3661 | 25.3661 | 25.3661 | 25.3661 | 25.3661 | 25.3661 | 25.3661 | 25.3661 | 25.3661 | 25.3661 | 25.3661 | 25.3661 | 25.3661 | 25.3661 | 25.3661 | 25.3661 | 25.3661 | 25.3661 | 25.3661 | 25.3661 | 25.3661 | 25.3661 | 25.3661 | 25.3661 | 25.3661 | 25.3661 | 25.3661 | 25.3661
766 | 25.3694 | 25.3694 | 25.3694 | 25.3694 | 25.3694 | 25.3694 | 25.3694 | 25.3694 | 25.3694 | 25.3694 | 25.3694 | 25.3694 | 25.3694 | 25.3694 | 25.3694 | 25.3694 | 25.3694 | 25.3694 | 25.3694 | 25.3694 | 25.3694 | 25.3694 | 25.3694 | 25.3694 | 25.3694 | 25.3694 | 25.3694 | 25.3694 | 25.3694 | 25.3694 | 25.3694 | 25.3694 | 25.3694 | 25.3694 | 25.3694 | 25.3694 | 25.3694 | 25.3694 | 25.3694 | 25.3694 | 25.3694 | 25.3694 | 25.3694 | 25.3694 | 25.3694 | 25.3694 | 25.3694 | 25.3694 | 25.3694 | 25.3694 | 25.3694 | 25.3694 | 25.3694 | 25.3694 | 25.3694 | 25.3694 | 25.3694 | 25.3694 | 25.3694 | 25.3694
767 | 25.3726 | 25.3726 | 25.3726 | 25.3726 | 25.3726 | 25.3726 | 25.3726 | 25.3726 | 25.3726 | 25.3726 | 25.3726 | 25.3726 | 25.3726 | 25.3726 | 25.3726 | 25.3726 | 25.3726 | 25.3726 | 25.3726 | 25.3726 | 25.3726 | 25.3726 | 25.3726 | 25.3726 | 25.3726 | 25.3726 | 25.3726 | 25.3726 | 25.3726 | 25.3726 | 25.3726 | 25.3726 | 25.3726 | 25.3726 | 25.3726 | 25.3726 | 25.3726 | 25.3726 | 25.3726 | 25.3726 | 25.3726 | 25.3726 | 25.3726 | 25.3726 | 25.3726 | 25.3726 | 25.3726 | 25.3726 | 25.3726 | 25.3726 | 25.3726 | 25.3726 | 25.3726 | 25.3726 | 25.3726 | 25.3726 | 25.3726 | 25.3726 | 25.3726 | 25.3726
768 | 25.3759 | 25.3759 | 25.3759 | 25.3759 | 25.3759 | 25.3759 | 25.3759 | 25.3759 | 25.3759 | 25.3759 | 25.3759 | 25.3759 | 25.3759 | 25.3759 | 25.3759 | 25.3759 | 25.3759 | 25.3759 | 25.3759 | 25.3759 | 25.3759 | 25.3759 | 25.3759 | 25.3759 | 25.3759 | 25.3759 | 25.3759 | 25.3759 | 25.3759 | 25.3759 | 25.3759 | 25.3759 | 25.3759 | 25.3759 | 25.3759 | 25.3759 | 25.3759 | 25.3759 | 25.3759 | 25.3759 | 25.3759 | 25.3759 | 25.3759 | 25.3759 | 25.3759 | 25.3759 | 25.3759 | 25.3759 | 25.3759 | 25.3759 | 25.3759 | 25.3759 | 25.3759 | 25.3759 | 25.3759 | 25.3759 | 25.3759 | 25.3759 | 25.3759 | 25.3759
769 | 25.3791 | 25.3791 | 25.3791 | 25.3791 | 25.3791 | 25.3791 | 25.3791 | 25.3791 | 25.3791 | 25.3791 | 25.3791 | 25.3791 | 25.3791 | 25.3791 | 25.3791 | 25.3791 | 25.3791 | 25.3791 | 25.3791 | 25.3791 | 25.3791 | 25.3791 | 25.3791 | 25.3791 | 25.3791 | 25.3791 | 25.3791 | 25.3791 | 25.3791 | 25.3791 | 25.3791 | 25.3791 | 25.3791 | 25.3791 | 25.3791 | 25.3791 | 25.3791 | 25.3791 | 25.3791 | 25.3791 | 25.3791 | 25.3791 | 25.3791 | 25.3791 | 25.3791 | 25.3791 | 25.3791 | 25.3791 | 25.3791 | 25.3791 | 25.3791 | 25.3791 | 25.3791 | 25.3791 | 25.3791 | 25.3791 | 25.3791 | 25.3791 | 25.3791 | 25.3791
770 | 25.3824 | 25.3824 | 25.3824 | 25.3824 | 25.3824 | 25.3824 | 25.3824 | 25.3824 | 25.3824 | 25.3824 | 25.3824 | 25.3824 | 25.3824 | 25.3824 | 25.3824 | 25.3824 | 25.3824 | 25.3824 | 25.3824 | 25.3824 | 25.3824 | 25.3824 | 25.3824 | 25.3824 | 25.3824 | 25.3824 | 25.3824 | 25.3824 | 25.3824 | 25.3824 | 25.3824 | 25.3824 | 25.3824 | 25.3824 | 25.3824 | 25.3824 | 25.3824 | 25.3824 | 25.3824 | 25.3824 | 25.3824 | 25.3824 | 25.3824 | 25.3824 | 25.3824 | 25.3824 | 25.3824 | 25.3824 | 25.3824 | 25.3824 | 25.3824 | 25.3824 | 25.3824 | 25.3824 | 25.3824 | 25.3824 | 25.3824 | 25.3824 | 25.3824 | 25.3824
771 | 25.3856 | 25.3856 | 25.3856 | 25.3856 | 25.3856 | 25.3856 | 25.3856 | 25.3856 | 25.3856 | 25.3856 | 25.3856 | 25.3856 | 25.3856 | 25.3856 | 25.3856 | 25.3856 | 25.3856 | 25.3856 | 25.3856 | 25.3856 | 25.3856 | 25.3856 | 25.3856 | 25.3856 | 25.3856 | 25.3856 | 25.3856 | 25.3856 | 25.3856 | 25.3856 | 25.3856 | 25.3856 | 25.3856 | 25.3856 | 25.3856 | 25.3856 | 25.3856 | 25.3856 | 25.3856 | 25.3856 | 25.3856 | 25.3856 | 25.3856 | 25.3856 | 25.3856 | 25.3856 | 25.3856 | 25.3856 | 25.3856 | 25.3856 | 25.3856 | 25.3856 | 25.3856 | 25.3856 | 25.3856 | 25.3856 | 25.3856 | 25.3856 | 25.3856 | 25.3856
772 | 25.3889 | 25.3889 | 25.3889 | 25.3889 | 25.3889 | 25.3889 | 25.3889 | 25.3889 | 25.3889 | 25.3889 | 25.3889 | 25.3889 | 25.3889 | 25.3889 | 25.3889 | 25.3889 | 25.3889 | 25.3889 | 25.3889 | 25.3889 | 25.3889 | 25.3889 | 25.3889 | 25.3889 | 25.3889 | 25.3889 | 25.3889 | 25.3889 | 25.3889 | 25.3889 | 25.3889 | 25.3889 | 25.3889 | 25.3889 | 25.3889 | 25.3889 | 25.3889 | 25.3889 | 25.3889 | 25.3889 | 25.3889 | 25.3889 | 25.3889 | 25.3889 | 25.3889 | 25.3889 | 25.3889 | 25.3889 | 25.3889 | 25.3889 | 25.3889 | 25.3889 | 25.3889 | 25.3889 | 25.3889 | 25.3889 | 25.3889 | 25.3889 | 25.3889 | 25.3889
773 | 25.3921 | 25.3921 | 25.3921 | 25.3921 | 25.3921 | 25.3921 | 25.3921 | 25.3921 | 25.3921 | 25.3921 | 25.3921 | 25.3921 | 25.3921 | 25.3921 | 25.3921 | 25.3921 | 25.3921 | 25.3921 | 25.3921 | 25.3921 | 25.3921 | 25.3921 | 25.3921 | 25.3921 | 25.3921 | 25.3921 | 25.3921 | 25.3921 | 25.3921 | 25.3921 | 25.3921 | 25.3921 | 25.3921 | 25.3921 | 25.3921 | 25.3921 | 25.3921 | 25.3921 | 25.3921 | 25.3921 | 25.3921 | 25.3921 | 25.3921 | 25.3921 | 25.3921 | 25.3921 | 25.3921 | 25.3921 | 25.3921 | 25.3921 | 25.3921 | 25.3921 | 25.3921 | 25.3921 | 25.3921 | 25.3921 | 25.3921 | 25.3921 | 25.3921 | 25.3921
774 | 25.3953 | 25.3953 | 25.3953 | 25.3953 | 25.3953 | 25.3953 | 25.3953 | 25.3953 | 25.3953 | 25.3953 | 25.3953 | 25.3953 | 25.3953 | 25.3953 | 25.3953 | 25.3953 | 25.3953 | 25.3953 | 25.3953 | 25.3953 | 25.3953 | 25.3953 | 25.3953 | 25.3953 | 25.3953 | 25.3953 | 25.3953 | 25.3953 | 25.3953 | 25.3953 | 25.3953 | 25.3953 | 25.3953 | 25.3953 | 25.3953 | 25.3953 | 25.3953 | 25.3953 | 25.3953 | 25.3953 | 25.3953 | 25.3953 | 25.3953 | 25.3953 | 25.3953 | 25.3953 | 25.3953 | 25.3953 | 25.3953 | 25.3953 | 25.3953 | 25.3953 | 25.3953 | 25.3953 | 25.3953 | 25.3953 | 25.3953 | 25.3953 | 25.3953 | 25.3953
775 | 25.3986 | 25.3986 | 25.3986 | 25.3986 | 25.3986 | 25.3986 | 25.3986 | 25.3986 | 25.3986 | 25.3986 | 25.3986 | 25.3986 | 25.3986 | 25.3986 | 25.3986 | 25.3986 | 25.3986 | 25.3986 | 25.3986 | 25.3986 | 25.3986 | 25.3986 | 25.3986 | 25.3986 | 25.3986 | 25.3986 | 25.3986 | 25.3986 | 25.3986 | 25.3986 | 25.3986 | 25.3986 | 25.3986 | 25.3986 | 25.3986 | 25.3986 | 25.3986 | 25.3986 | 25.3986 | 25.3986 | 25.3986 | 25.3986 | 25.3986 | 25.3986 | 25.3986 | 25.3986 | 25.3986 | 25.3986 | 25.3986 | 25.3986 | 25.3986 | 25.3986 | 25.3986 | 25.3986 | 25.3986 | 25.3986 | 25.3986 | 25.3986 | 25.3986 | 25.3986
776 | 25.4018 | 25.4018 | 25.4018 | 25.4018 | 25.4018 | 25.4018 | 25.4018 | 25.4018 | 25.4018 | 25.4018 | 25.4018 | 25.4018 | 25.4018 | 25.4018 | 25.4018 | 25.4018 | 25.4018 | 25.4018 | 25.4018 | 25.4018 | 25.4018 | 25.4018 | 25.4018 | 25.4018 | 25.4018 | 25.4018 | 25.4018 | 25.4018 | 25.4018 | 25.4018 | 25.4018 | 25.4018 | 25.4018 | 25.4018 | 25.4018 | 25.4018 | 25.4018 | 25.4018 | 25.4018 | 25.4018 | 25.4018 | 25.4018 | 25.4018 | 25.4018 | 25.4018 | 25.4018 | 25.4018 | 25.4018 | 25.4018 | 25.4018 | 25.4018 | 25.4018 | 25.4018 | 25.4018 | 25.4018 | 25.4018 | 25.4018 | 25.4018 | 25.4018 | 25.4018
777 | 25.405 | 25.405 | 25.405 | 25.405 | 25.405 | 25.405 | 25.405 | 25.405 | 25.405 | 25.405 | 25.405 | 25.405 | 25.405 | 25.405 | 25.405 | 25.405 | 25.405 | 25.405 | 25.405 | 25.405 | 25.405 | 25.405 | 25.405 | 25.405 | 25.405 | 25.405 | 25.405 | 25.405 | 25.405 | 25.405 | 25.405 | 25.405 | 25.405 | 25.405 | 25.405 | 25.405 | 25.405 | 25.405 | 25.405 | 25.405 | 25.405 | 25.405 | 25.405 | 25.405 | 25.405 | 25.405 | 25.405 | 25.405 | 25.405 | 25.405 | 25.405 | 25.405 | 25.405 | 25.405 | 25.405 | 25.405 | 25.405 | 25.405 | 25.405 | 25.405
778 | 25.4082 | 25.4082 | 25.4082 | 25.4082 | 25.4082 | 25.4082 | 25.4082 | 25.4082 | 25.4082 | 25.4082 | 25.4082 | 25.4082 | 25.4082 | 25.4082 | 25.4082 | 25.4082 | 25.4082 | 25.4082 | 25.4082 | 25.4082 | 25.4082 | 25.4082 | 25.4082 | 25.4082 | 25.4082 | 25.4082 | 25.4082 | 25.4082 | 25.4082 | 25.4082 | 25.4082 | 25.4082 | 25.4082 | 25.4082 | 25.4082 | 25.4082 | 25.4082 | 25.4082 | 25.4082 | 25.4082 | 25.4082 | 25.4082 | 25.4082 | 25.4082 | 25.4082 | 25.4082 | 25.4082 | 25.4082 | 25.4082 | 25.4082 | 25.4082 | 25.4082 | 25.4082 | 25.4082 | 25.4082 | 25.4082 | 25.4082 | 25.4082 | 25.4082 | 25.4082
779 | 25.4114 | 25.4114 | 25.4114 | 25.4114 | 25.4114 | 25.4114 | 25.4114 | 25.4114 | 25.4114 | 25.4114 | 25.4114 | 25.4114 | 25.4114 | 25.4114 | 25.4114 | 25.4114 | 25.4114 | 25.4114 | 25.4114 | 25.4114 | 25.4114 | 25.4114 | 25.4114 | 25.4114 | 25.4114 | 25.4114 | 25.4114 | 25.4114 | 25.4114 | 25.4114 | 25.4114 | 25.4114 | 25.4114 | 25.4114 | 25.4114 | 25.4114 | 25.4114 | 25.4114 | 25.4114 | 25.4114 | 25.4114 | 25.4114 | 25.4114 | 25.4114 | 25.4114 | 25.4114 | 25.4114 | 25.4114 | 25.4114 | 25.4114 | 25.4114 | 25.4114 | 25.4114 | 25.4114 | 25.4114 | 25.4114 | 25.4114 | 25.4114 | 25.4114 | 25.4114
780 | 25.4146 | 25.4146 | 25.4146 | 25.4146 | 25.4146 | 25.4146 | 25.4146 | 25.4146 | 25.4146 | 25.4146 | 25.4146 | 25.4146 | 25.4146 | 25.4146 | 25.4146 | 25.4146 | 25.4146 | 25.4146 | 25.4146 | 25.4146 | 25.4146 | 25.4146 | 25.4146 | 25.4146 | 25.4146 | 25.4146 | 25.4146 | 25.4146 | 25.4146 | 25.4146 | 25.4146 | 25.4146 | 25.4146 | 25.4146 | 25.4146 | 25.4146 | 25.4146 | 25.4146 | 25.4146 | 25.4146 | 25.4146 | 25.4146 | 25.4146 | 25.4146 | 25.4146 | 25.4146 | 25.4146 | 25.4146 | 25.4146 | 25.4146 | 25.4146 | 25.4146 | 25.4146 | 25.4146 | 25.4146 | 25.4146 | 25.4146 | 25.4146 | 25.4146 | 25.4146
781 | 25.4178 | 25.4178 | 25.4178 | 25.4178 | 25.4178 | 25.4178 | 25.4178 | 25.4178 | 25.4178 | 25.4178 | 25.4178 | 25.4178 | 25.4178 | 25.4178 | 25.4178 | 25.4178 | 25.4178 | 25.4178 | 25.4178 | 25.4178 | 25.4178 | 25.4178 | 25.4178 | 25.4178 | 25.4178 | 25.4178 | 25.4178 | 25.4178 | 25.4178 | 25.4178 | 25.4178 | 25.4178 | 25.4178 | 25.4178 | 25.4178 | 25.4178 | 25.4178 | 25.4178 | 25.4178 | 25.4178 | 25.4178 | 25.4178 | 25.4178 | 25.4178 | 25.4178 | 25.4178 | 25.4178 | 25.4178 | 25.4178 | 25.4178 | 25.4178 | 25.4178 | 25.4178 | 25.4178 | 25.4178 | 25.4178 | 25.4178 | 25.4178 | 25.4178 | 25.4178
782 | 25.421 | 25.421 | 25.421 | 25.421 | 25.421 | 25.421 | 25.421 | 25.421 | 25.421 | 25.421 | 25.421 | 25.421 | 25.421 | 25.421 | 25.421 | 25.421 | 25.421 | 25.421 | 25.421 | 25.421 | 25.421 | 25.421 | 25.421 | 25.421 | 25.421 | 25.421 | 25.421 | 25.421 | 25.421 | 25.421 | 25.421 | 25.421 | 25.421 | 25.421 | 25.421 | 25.421 | 25.421 | 25.421 | 25.421 | 25.421 | 25.421 | 25.421 | 25.421 | 25.421 | 25.421 | 25.421 | 25.421 | 25.421 | 25.421 | 25.421 | 25.421 | 25.421 | 25.421 | 25.421 | 25.421 | 25.421 | 25.421 | 25.421 | 25.421 | 25.421
783 | 25.4242 | 25.4242 | 25.4242 | 25.4242 | 25.4242 | 25.4242 | 25.4242 | 25.4242 | 25.4242 | 25.4242 | 25.4242 | 25.4242 | 25.4242 | 25.4242 | 25.4242 | 25.4242 | 25.4242 | 25.4242 | 25.4242 | 25.4242 | 25.4242 | 25.4242 | 25.4242 | 25.4242 | 25.4242 | 25.4242 | 25.4242 | 25.4242 | 25.4242 | 25.4242 | 25.4242 | 25.4242 | 25.4242 | 25.4242 | 25.4242 | 25.4242 | 25.4242 | 25.4242 | 25.4242 | 25.4242 | 25.4242 | 25.4242 | 25.4242 | 25.4242 | 25.4242 | 25.4242 | 25.4242 | 25.4242 | 25.4242 | 25.4242 | 25.4242 | 25.4242 | 25.4242 | 25.4242 | 25.4242 | 25.4242 | 25.4242 | 25.4242 | 25.4242 | 25.4242
784 | 25.4274 | 25.4274 | 25.4274 | 25.4274 | 25.4274 | 25.4274 | 25.4274 | 25.4274 | 25.4274 | 25.4274 | 25.4274 | 25.4274 | 25.4274 | 25.4274 | 25.4274 | 25.4274 | 25.4274 | 25.4274 | 25.4274 | 25.4274 | 25.4274 | 25.4274 | 25.4274 | 25.4274 | 25.4274 | 25.4274 | 25.4274 | 25.4274 | 25.4274 | 25.4274 | 25.4274 | 25.4274 | 25.4274 | 25.4274 | 25.4274 | 25.4274 | 25.4274 | 25.4274 | 25.4274 | 25.4274 | 25.4274 | 25.4274 | 25.4274 | 25.4274 | 25.4274 | 25.4274 | 25.4274 | 25.4274 | 25.4274 | 25.4274 | 25.4274 | 25.4274 | 25.4274 | 25.4274 | 25.4274 | 25.4274 | 25.4274 | 25.4274 | 25.4274 | 25.4274
785 | 25.4306 | 25.4306 | 25.4306 | 25.4306 | 25.4306 | 25.4306 | 25.4306 | 25.4306 | 25.4306 | 25.4306 | 25.4306 | 25.4306 | 25.4306 | 25.4306 | 25.4306 | 25.4306 | 25.4306 | 25.4306 | 25.4306 | 25.4306 | 25.4306 | 25.4306 | 25.4306 | 25.4306 | 25.4306 | 25.4306 | 25.4306 | 25.4306 | 25.4306 | 25.4306 | 25.4306 | 25.4306 | 25.4306 | 25.4306 | 25.4306 | 25.4306 | 25.4306 | 25.4306 | 25.4306 | 25.4306 | 25.4306 | 25.4306 | 25.4306 | 25.4306 | 25.4306 | 25.4306 | 25.4306 | 25.4306 | 25.4306 | 25.4306 | 25.4306 | 25.4306 | 25.4306 | 25.4306 | 25.4306 | 25.4306 | 25.4306 | 25.4306 | 25.4306 | 25.4306
786 | 25.4338 | 25.4338 | 25.4338 | 25.4338 | 25.4338 | 25.4338 | 25.4338 | 25.4338 | 25.4338 | 25.4338 | 25.4338 | 25.4338 | 25.4338 | 25.4338 | 25.4338 | 25.4338 | 25.4338 | 25.4338 | 25.4338 | 25.4338 | 25.4338 | 25.4338 | 25.4338 | 25.4338 | 25.4338 | 25.4338 | 25.4338 | 25.4338 | 25.4338 | 25.4338 | 25.4338 | 25.4338 | 25.4338 | 25.4338 | 25.4338 | 25.4338 | 25.4338 | 25.4338 | 25.4338 | 25.4338 | 25.4338 | 25.4338 | 25.4338 | 25.4338 | 25.4338 | 25.4338 | 25.4338 | 25.4338 | 25.4338 | 25.4338 | 25.4338 | 25.4338 | 25.4338 | 25.4338 | 25.4338 | 25.4338 | 25.4338 | 25.4338 | 25.4338 | 25.4338
787 | 25.437 | 25.437 | 25.437 | 25.437 | 25.437 | 25.437 | 25.437 | 25.437 | 25.437 | 25.437 | 25.437 | 25.437 | 25.437 | 25.437 | 25.437 | 25.437 | 25.437 | 25.437 | 25.437 | 25.437 | 25.437 | 25.437 | 25.437 | 25.437 | 25.437 | 25.437 | 25.437 | 25.437 | 25.437 | 25.437 | 25.437 | 25.437 | 25.437 | 25.437 | 25.437 | 25.437 | 25.437 | 25.437 | 25.437 | 25.437 | 25.437 | 25.437 | 25.437 | 25.437 | 25.437 | 25.437 | 25.437 | 25.437 | 25.437 | 25.437 | 25.437 | 25.437 | 25.437 | 25.437 | 25.437 | 25.437 | 25.437 | 25.437 | 25.437 | 25.437
788 | 25.4401 | 25.4401 | 25.4401 | 25.4401 | 25.4401 | 25.4401 | 25.4401 | 25.4401 | 25.4401 | 25.4401 | 25.4401 | 25.4401 | 25.4401 | 25.4401 | 25.4401 | 25.4401 | 25.4401 | 25.4401 | 25.4401 | 25.4401 | 25.4401 | 25.4401 | 25.4401 | 25.4401 | 25.4401 | 25.4401 | 25.4401 | 25.4401 | 25.4401 | 25.4401 | 25.4401 | 25.4401 | 25.4401 | 25.4401 | 25.4401 | 25.4401 | 25.4401 | 25.4401 | 25.4401 | 25.4401 | 25.4401 | 25.4401 | 25.4401 | 25.4401 | 25.4401 | 25.4401 | 25.4401 | 25.4401 | 25.4401 | 25.4401 | 25.4401 | 25.4401 | 25.4401 | 25.4401 | 25.4401 | 25.4401 | 25.4401 | 25.4401 | 25.4401 | 25.4401
789 | 25.4433 | 25.4433 | 25.4433 | 25.4433 | 25.4433 | 25.4433 | 25.4433 | 25.4433 | 25.4433 | 25.4433 | 25.4433 | 25.4433 | 25.4433 | 25.4433 | 25.4433 | 25.4433 | 25.4433 | 25.4433 | 25.4433 | 25.4433 | 25.4433 | 25.4433 | 25.4433 | 25.4433 | 25.4433 | 25.4433 | 25.4433 | 25.4433 | 25.4433 | 25.4433 | 25.4433 | 25.4433 | 25.4433 | 25.4433 | 25.4433 | 25.4433 | 25.4433 | 25.4433 | 25.4433 | 25.4433 | 25.4433 | 25.4433 | 25.4433 | 25.4433 | 25.4433 | 25.4433 | 25.4433 | 25.4433 | 25.4433 | 25.4433 | 25.4433 | 25.4433 | 25.4433 | 25.4433 | 25.4433 | 25.4433 | 25.4433 | 25.4433 | 25.4433 | 25.4433
790 | 25.4465 | 25.4465 | 25.4465 | 25.4465 | 25.4465 | 25.4465 | 25.4465 | 25.4465 | 25.4465 | 25.4465 | 25.4465 | 25.4465 | 25.4465 | 25.4465 | 25.4465 | 25.4465 | 25.4465 | 25.4465 | 25.4465 | 25.4465 | 25.4465 | 25.4465 | 25.4465 | 25.4465 | 25.4465 | 25.4465 | 25.4465 | 25.4465 | 25.4465 | 25.4465 | 25.4465 | 25.4465 | 25.4465 | 25.4465 | 25.4465 | 25.4465 | 25.4465 | 25.4465 | 25.4465 | 25.4465 | 25.4465 | 25.4465 | 25.4465 | 25.4465 | 25.4465 | 25.4465 | 25.4465 | 25.4465 | 25.4465 | 25.4465 | 25.4465 | 25.4465 | 25.4465 | 25.4465 | 25.4465 | 25.4465 | 25.4465 | 25.4465 | 25.4465 | 25.4465
791 | 25.4496 | 25.4496 | 25.4496 | 25.4496 | 25.4496 | 25.4496 | 25.4496 | 25.4496 | 25.4496 | 25.4496 | 25.4496 | 25.4496 | 25.4496 | 25.4496 | 25.4496 | 25.4496 | 25.4496 | 25.4496 | 25.4496 | 25.4496 | 25.4496 | 25.4496 | 25.4496 | 25.4496 | 25.4496 | 25.4496 | 25.4496 | 25.4496 | 25.4496 | 25.4496 | 25.4496 | 25.4496 | 25.4496 | 25.4496 | 25.4496 | 25.4496 | 25.4496 | 25.4496 | 25.4496 | 25.4496 | 25.4496 | 25.4496 | 25.4496 | 25.4496 | 25.4496 | 25.4496 | 25.4496 | 25.4496 | 25.4496 | 25.4496 | 25.4496 | 25.4496 | 25.4496 | 25.4496 | 25.4496 | 25.4496 | 25.4496 | 25.4496 | 25.4496 | 25.4496
792 | 25.4528 | 25.4528 | 25.4528 | 25.4528 | 25.4528 | 25.4528 | 25.4528 | 25.4528 | 25.4528 | 25.4528 | 25.4528 | 25.4528 | 25.4528 | 25.4528 | 25.4528 | 25.4528 | 25.4528 | 25.4528 | 25.4528 | 25.4528 | 25.4528 | 25.4528 | 25.4528 | 25.4528 | 25.4528 | 25.4528 | 25.4528 | 25.4528 | 25.4528 | 25.4528 | 25.4528 | 25.4528 | 25.4528 | 25.4528 | 25.4528 | 25.4528 | 25.4528 | 25.4528 | 25.4528 | 25.4528 | 25.4528 | 25.4528 | 25.4528 | 25.4528 | 25.4528 | 25.4528 | 25.4528 | 25.4528 | 25.4528 | 25.4528 | 25.4528 | 25.4528 | 25.4528 | 25.4528 | 25.4528 | 25.4528 | 25.4528 | 25.4528 | 25.4528 | 25.4528
793 | 25.456 | 25.456 | 25.456 | 25.456 | 25.456 | 25.456 | 25.456 | 25.456 | 25.456 | 25.456 | 25.456 | 25.456 | 25.456 | 25.456 | 25.456 | 25.456 | 25.456 | 25.456 | 25.456 | 25.456 | 25.456 | 25.456 | 25.456 | 25.456 | 25.456 | 25.456 | 25.456 | 25.456 | 25.456 | 25.456 | 25.456 | 25.456 | 25.456 | 25.456 | 25.456 | 25.456 | 25.456 | 25.456 | 25.456 | 25.456 | 25.456 | 25.456 | 25.456 | 25.456 | 25.456 | 25.456 | 25.456 | 25.456 | 25.456 | 25.456 | 25.456 | 25.456 | 25.456 | 25.456 | 25.456 | 25.456 | 25.456 | 25.456 | 25.456 | 25.456
794 | 25.4591 | 25.4591 | 25.4591 | 25.4591 | 25.4591 | 25.4591 | 25.4591 | 25.4591 | 25.4591 | 25.4591 | 25.4591 | 25.4591 | 25.4591 | 25.4591 | 25.4591 | 25.4591 | 25.4591 | 25.4591 | 25.4591 | 25.4591 | 25.4591 | 25.4591 | 25.4591 | 25.4591 | 25.4591 | 25.4591 | 25.4591 | 25.4591 | 25.4591 | 25.4591 | 25.4591 | 25.4591 | 25.4591 | 25.4591 | 25.4591 | 25.4591 | 25.4591 | 25.4591 | 25.4591 | 25.4591 | 25.4591 | 25.4591 | 25.4591 | 25.4591 | 25.4591 | 25.4591 | 25.4591 | 25.4591 | 25.4591 | 25.4591 | 25.4591 | 25.4591 | 25.4591 | 25.4591 | 25.4591 | 25.4591 | 25.4591 | 25.4591 | 25.4591 | 25.4591
795 | 25.4623 | 25.4623 | 25.4623 | 25.4623 | 25.4623 | 25.4623 | 25.4623 | 25.4623 | 25.4623 | 25.4623 | 25.4623 | 25.4623 | 25.4623 | 25.4623 | 25.4623 | 25.4623 | 25.4623 | 25.4623 | 25.4623 | 25.4623 | 25.4623 | 25.4623 | 25.4623 | 25.4623 | 25.4623 | 25.4623 | 25.4623 | 25.4623 | 25.4623 | 25.4623 | 25.4623 | 25.4623 | 25.4623 | 25.4623 | 25.4623 | 25.4623 | 25.4623 | 25.4623 | 25.4623 | 25.4623 | 25.4623 | 25.4623 | 25.4623 | 25.4623 | 25.4623 | 25.4623 | 25.4623 | 25.4623 | 25.4623 | 25.4623 | 25.4623 | 25.4623 | 25.4623 | 25.4623 | 25.4623 | 25.4623 | 25.4623 | 25.4623 | 25.4623 | 25.4623
796 | 25.4654 | 25.4654 | 25.4654 | 25.4654 | 25.4654 | 25.4654 | 25.4654 | 25.4654 | 25.4654 | 25.4654 | 25.4654 | 25.4654 | 25.4654 | 25.4654 | 25.4654 | 25.4654 | 25.4654 | 25.4654 | 25.4654 | 25.4654 | 25.4654 | 25.4654 | 25.4654 | 25.4654 | 25.4654 | 25.4654 | 25.4654 | 25.4654 | 25.4654 | 25.4654 | 25.4654 | 25.4654 | 25.4654 | 25.4654 | 25.4654 | 25.4654 | 25.4654 | 25.4654 | 25.4654 | 25.4654 | 25.4654 | 25.4654 | 25.4654 | 25.4654 | 25.4654 | 25.4654 | 25.4654 | 25.4654 | 25.4654 | 25.4654 | 25.4654 | 25.4654 | 25.4654 | 25.4654 | 25.4654 | 25.4654 | 25.4654 | 25.4654 | 25.4654 | 25.4654
797 | 25.4685 | 25.4685 | 25.4685 | 25.4685 | 25.4685 | 25.4685 | 25.4685 | 25.4685 | 25.4685 | 25.4685 | 25.4685 | 25.4685 | 25.4685 | 25.4685 | 25.4685 | 25.4685 | 25.4685 | 25.4685 | 25.4685 | 25.4685 | 25.4685 | 25.4685 | 25.4685 | 25.4685 | 25.4685 | 25.4685 | 25.4685 | 25.4685 | 25.4685 | 25.4685 | 25.4685 | 25.4685 | 25.4685 | 25.4685 | 25.4685 | 25.4685 | 25.4685 | 25.4685 | 25.4685 | 25.4685 | 25.4685 | 25.4685 | 25.4685 | 25.4685 | 25.4685 | 25.4685 | 25.4685 | 25.4685 | 25.4685 | 25.4685 | 25.4685 | 25.4685 | 25.4685 | 25.4685 | 25.4685 | 25.4685 | 25.4685 | 25.4685 | 25.4685 | 25.4685
798 | 25.4717 | 25.4717 | 25.4717 | 25.4717 | 25.4717 | 25.4717 | 25.4717 | 25.4717 | 25.4717 | 25.4717 | 25.4717 | 25.4717 | 25.4717 | 25.4717 | 25.4717 | 25.4717 | 25.4717 | 25.4717 | 25.4717 | 25.4717 | 25.4717 | 25.4717 | 25.4717 | 25.4717 | 25.4717 | 25.4717 | 25.4717 | 25.4717 | 25.4717 | 25.4717 | 25.4717 | 25.4717 | 25.4717 | 25.4717 | 25.4717 | 25.4717 | 25.4717 | 25.4717 | 25.4717 | 25.4717 | 25.4717 | 25.4717 | 25.4717 | 25.4717 | 25.4717 | 25.4717 | 25.4717 | 25.4717 | 25.4717 | 25.4717 | 25.4717 | 25.4717 | 25.4717 | 25.4717 | 25.4717 | 25.4717 | 25.4717 | 25.4717 | 25.4717 | 25.4717
799 | 25.4748 | 25.4748 | 25.4748 | 25.4748 | 25.4748 | 25.4748 | 25.4748 | 25.4748 | 25.4748 | 25.4748 | 25.4748 | 25.4748 | 25.4748 | 25.4748 | 25.4748 | 25.4748 | 25.4748 | 25.4748 | 25.4748 | 25.4748 | 25.4748 | 25.4748 | 25.4748 | 25.4748 | 25.4748 | 25.4748 | 25.4748 | 25.4748 | 25.4748 | 25.4748 | 25.4748 | 25.4748 | 25.4748 | 25.4748 | 25.4748 | 25.4748 | 25.4748 | 25.4748 | 25.4748 | 25.4748 | 25.4748 | 25.4748 | 25.4748 | 25.4748 | 25.4748 | 25.4748 | 25.4748 | 25.4748 | 25.4748 | 25.4748 | 25.4748 | 25.4748 | 25.4748 | 25.4748 | 25.4748 | 25.4748 | 25.4748 | 25.4748 | 25.4748 | 25.4748
800 | 25.4779 | 25.4779 | 25.4779 | 25.4779 | 25.4779 | 25.4779 | 25.4779 | 25.4779 | 25.4779 | 25.4779 | 25.4779 | 25.4779 | 25.4779 | 25.4779 | 25.4779 | 25.4779 | 25.4779 | 25.4779 | 25.4779 | 25.4779 | 25.4779 | 25.4779 | 25.4779 | 25.4779 | 25.4779 | 25.4779 | 25.4779 | 25.4779 | 25.4779 | 25.4779 | 25.4779 | 25.4779 | 25.4779 | 25.4779 | 25.4779 | 25.4779 | 25.4779 | 25.4779 | 25.4779 | 25.4779 | 25.4779 | 25.4779 | 25.4779 | 25.4779 | 25.4779 | 25.4779 | 25.4779 | 25.4779 | 25.4779 | 25.4779 | 25.4779 | 25.4779 | 25.4779 | 25.4779 | 25.4779 | 25.4779 | 25.4779 | 25.4779 | 25.4779 | 25.4779
801 | 25.481 | 25.481 | 25.481 | 25.481 | 25.481 | 25.481 | 25.481 | 25.481 | 25.481 | 25.481 | 25.481 | 25.481 | 25.481 | 25.481 | 25.481 | 25.481 | 25.481 | 25.481 | 25.481 | 25.481 | 25.481 | 25.481 | 25.481 | 25.481 | 25.481 | 25.481 | 25.481 | 25.481 | 25.481 | 25.481 | 25.481 | 25.481 | 25.481 | 25.481 | 25.481 | 25.481 | 25.481 | 25.481 | 25.481 | 25.481 | 25.481 | 25.481 | 25.481 | 25.481 | 25.481 | 25.481 | 25.481 | 25.481 | 25.481 | 25.481 | 25.481 | 25.481 | 25.481 | 25.481 | 25.481 | 25.481 | 25.481 | 25.481 | 25.481 | 25.481
802 | 25.4842 | 25.4842 | 25.4842 | 25.4842 | 25.4842 | 25.4842 | 25.4842 | 25.4842 | 25.4842 | 25.4842 | 25.4842 | 25.4842 | 25.4842 | 25.4842 | 25.4842 | 25.4842 | 25.4842 | 25.4842 | 25.4842 | 25.4842 | 25.4842 | 25.4842 | 25.4842 | 25.4842 | 25.4842 | 25.4842 | 25.4842 | 25.4842 | 25.4842 | 25.4842 | 25.4842 | 25.4842 | 25.4842 | 25.4842 | 25.4842 | 25.4842 | 25.4842 | 25.4842 | 25.4842 | 25.4842 | 25.4842 | 25.4842 | 25.4842 | 25.4842 | 25.4842 | 25.4842 | 25.4842 | 25.4842 | 25.4842 | 25.4842 | 25.4842 | 25.4842 | 25.4842 | 25.4842 | 25.4842 | 25.4842 | 25.4842 | 25.4842 | 25.4842 | 25.4842
803 | 25.4873 | 25.4873 | 25.4873 | 25.4873 | 25.4873 | 25.4873 | 25.4873 | 25.4873 | 25.4873 | 25.4873 | 25.4873 | 25.4873 | 25.4873 | 25.4873 | 25.4873 | 25.4873 | 25.4873 | 25.4873 | 25.4873 | 25.4873 | 25.4873 | 25.4873 | 25.4873 | 25.4873 | 25.4873 | 25.4873 | 25.4873 | 25.4873 | 25.4873 | 25.4873 | 25.4873 | 25.4873 | 25.4873 | 25.4873 | 25.4873 | 25.4873 | 25.4873 | 25.4873 | 25.4873 | 25.4873 | 25.4873 | 25.4873 | 25.4873 | 25.4873 | 25.4873 | 25.4873 | 25.4873 | 25.4873 | 25.4873 | 25.4873 | 25.4873 | 25.4873 | 25.4873 | 25.4873 | 25.4873 | 25.4873 | 25.4873 | 25.4873 | 25.4873 | 25.4873
804 | 25.4904 | 25.4904 | 25.4904 | 25.4904 | 25.4904 | 25.4904 | 25.4904 | 25.4904 | 25.4904 | 25.4904 | 25.4904 | 25.4904 | 25.4904 | 25.4904 | 25.4904 | 25.4904 | 25.4904 | 25.4904 | 25.4904 | 25.4904 | 25.4904 | 25.4904 | 25.4904 | 25.4904 | 25.4904 | 25.4904 | 25.4904 | 25.4904 | 25.4904 | 25.4904 | 25.4904 | 25.4904 | 25.4904 | 25.4904 | 25.4904 | 25.4904 | 25.4904 | 25.4904 | 25.4904 | 25.4904 | 25.4904 | 25.4904 | 25.4904 | 25.4904 | 25.4904 | 25.4904 | 25.4904 | 25.4904 | 25.4904 | 25.4904 | 25.4904 | 25.4904 | 25.4904 | 25.4904 | 25.4904 | 25.4904 | 25.4904 | 25.4904 | 25.4904 | 25.4904
805 | 25.4935 | 25.4935 | 25.4935 | 25.4935 | 25.4935 | 25.4935 | 25.4935 | 25.4935 | 25.4935 | 25.4935 | 25.4935 | 25.4935 | 25.4935 | 25.4935 | 25.4935 | 25.4935 | 25.4935 | 25.4935 | 25.4935 | 25.4935 | 25.4935 | 25.4935 | 25.4935 | 25.4935 | 25.4935 | 25.4935 | 25.4935 | 25.4935 | 25.4935 | 25.4935 | 25.4935 | 25.4935 | 25.4935 | 25.4935 | 25.4935 | 25.4935 | 25.4935 | 25.4935 | 25.4935 | 25.4935 | 25.4935 | 25.4935 | 25.4935 | 25.4935 | 25.4935 | 25.4935 | 25.4935 | 25.4935 | 25.4935 | 25.4935 | 25.4935 | 25.4935 | 25.4935 | 25.4935 | 25.4935 | 25.4935 | 25.4935 | 25.4935 | 25.4935 | 25.4935
806 | 25.4966 | 25.4966 | 25.4966 | 25.4966 | 25.4966 | 25.4966 | 25.4966 | 25.4966 | 25.4966 | 25.4966 | 25.4966 | 25.4966 | 25.4966 | 25.4966 | 25.4966 | 25.4966 | 25.4966 | 25.4966 | 25.4966 | 25.4966 | 25.4966 | 25.4966 | 25.4966 | 25.4966 | 25.4966 | 25.4966 | 25.4966 | 25.4966 | 25.4966 | 25.4966 | 25.4966 | 25.4966 | 25.4966 | 25.4966 | 25.4966 | 25.4966 | 25.4966 | 25.4966 | 25.4966 | 25.4966 | 25.4966 | 25.4966 | 25.4966 | 25.4966 | 25.4966 | 25.4966 | 25.4966 | 25.4966 | 25.4966 | 25.4966 | 25.4966 | 25.4966 | 25.4966 | 25.4966 | 25.4966 | 25.4966 | 25.4966 | 25.4966 | 25.4966 | 25.4966
807 | 25.4997 | 25.4997 | 25.4997 | 25.4997 | 25.4997 | 25.4997 | 25.4997 | 25.4997 | 25.4997 | 25.4997 | 25.4997 | 25.4997 | 25.4997 | 25.4997 | 25.4997 | 25.4997 | 25.4997 | 25.4997 | 25.4997 | 25.4997 | 25.4997 | 25.4997 | 25.4997 | 25.4997 | 25.4997 | 25.4997 | 25.4997 | 25.4997 | 25.4997 | 25.4997 | 25.4997 | 25.4997 | 25.4997 | 25.4997 | 25.4997 | 25.4997 | 25.4997 | 25.4997 | 25.4997 | 25.4997 | 25.4997 | 25.4997 | 25.4997 | 25.4997 | 25.4997 | 25.4997 | 25.4997 | 25.4997 | 25.4997 | 25.4997 | 25.4997 | 25.4997 | 25.4997 | 25.4997 | 25.4997 | 25.4997 | 25.4997 | 25.4997 | 25.4997 | 25.4997
808 | 25.5028 | 25.5028 | 25.5028 | 25.5028 | 25.5028 | 25.5028 | 25.5028 | 25.5028 | 25.5028 | 25.5028 | 25.5028 | 25.5028 | 25.5028 | 25.5028 | 25.5028 | 25.5028 | 25.5028 | 25.5028 | 25.5028 | 25.5028 | 25.5028 | 25.5028 | 25.5028 | 25.5028 | 25.5028 | 25.5028 | 25.5028 | 25.5028 | 25.5028 | 25.5028 | 25.5028 | 25.5028 | 25.5028 | 25.5028 | 25.5028 | 25.5028 | 25.5028 | 25.5028 | 25.5028 | 25.5028 | 25.5028 | 25.5028 | 25.5028 | 25.5028 | 25.5028 | 25.5028 | 25.5028 | 25.5028 | 25.5028 | 25.5028 | 25.5028 | 25.5028 | 25.5028 | 25.5028 | 25.5028 | 25.5028 | 25.5028 | 25.5028 | 25.5028 | 25.5028
809 | 25.5059 | 25.5059 | 25.5059 | 25.5059 | 25.5059 | 25.5059 | 25.5059 | 25.5059 | 25.5059 | 25.5059 | 25.5059 | 25.5059 | 25.5059 | 25.5059 | 25.5059 | 25.5059 | 25.5059 | 25.5059 | 25.5059 | 25.5059 | 25.5059 | 25.5059 | 25.5059 | 25.5059 | 25.5059 | 25.5059 | 25.5059 | 25.5059 | 25.5059 | 25.5059 | 25.5059 | 25.5059 | 25.5059 | 25.5059 | 25.5059 | 25.5059 | 25.5059 | 25.5059 | 25.5059 | 25.5059 | 25.5059 | 25.5059 | 25.5059 | 25.5059 | 25.5059 | 25.5059 | 25.5059 | 25.5059 | 25.5059 | 25.5059 | 25.5059 | 25.5059 | 25.5059 | 25.5059 | 25.5059 | 25.5059 | 25.5059 | 25.5059 | 25.5059 | 25.5059
810 | 25.509 | 25.509 | 25.509 | 25.509 | 25.509 | 25.509 | 25.509 | 25.509 | 25.509 | 25.509 | 25.509 | 25.509 | 25.509 | 25.509 | 25.509 | 25.509 | 25.509 | 25.509 | 25.509 | 25.509 | 25.509 | 25.509 | 25.509 | 25.509 | 25.509 | 25.509 | 25.509 | 25.509 | 25.509 | 25.509 | 25.509 | 25.509 | 25.509 | 25.509 | 25.509 | 25.509 | 25.509 | 25.509 | 25.509 | 25.509 | 25.509 | 25.509 | 25.509 | 25.509 | 25.509 | 25.509 | 25.509 | 25.509 | 25.509 | 25.509 | 25.509 | 25.509 | 25.509 | 25.509 | 25.509 | 25.509 | 25.509 | 25.509 | 25.509 | 25.509
811 | 25.5121 | 25.5121 | 25.5121 | 25.5121 | 25.5121 | 25.5121 | 25.5121 | 25.5121 | 25.5121 | 25.5121 | 25.5121 | 25.5121 | 25.5121 | 25.5121 | 25.5121 | 25.5121 | 25.5121 | 25.5121 | 25.5121 | 25.5121 | 25.5121 | 25.5121 | 25.5121 | 25.5121 | 25.5121 | 25.5121 | 25.5121 | 25.5121 | 25.5121 | 25.5121 | 25.5121 | 25.5121 | 25.5121 | 25.5121 | 25.5121 | 25.5121 | 25.5121 | 25.5121 | 25.5121 | 25.5121 | 25.5121 | 25.5121 | 25.5121 | 25.5121 | 25.5121 | 25.5121 | 25.5121 | 25.5121 | 25.5121 | 25.5121 | 25.5121 | 25.5121 | 25.5121 | 25.5121 | 25.5121 | 25.5121 | 25.5121 | 25.5121 | 25.5121 | 25.5121
812 | 25.5151 | 25.5151 | 25.5151 | 25.5151 | 25.5151 | 25.5151 | 25.5151 | 25.5151 | 25.5151 | 25.5151 | 25.5151 | 25.5151 | 25.5151 | 25.5151 | 25.5151 | 25.5151 | 25.5151 | 25.5151 | 25.5151 | 25.5151 | 25.5151 | 25.5151 | 25.5151 | 25.5151 | 25.5151 | 25.5151 | 25.5151 | 25.5151 | 25.5151 | 25.5151 | 25.5151 | 25.5151 | 25.5151 | 25.5151 | 25.5151 | 25.5151 | 25.5151 | 25.5151 | 25.5151 | 25.5151 | 25.5151 | 25.5151 | 25.5151 | 25.5151 | 25.5151 | 25.5151 | 25.5151 | 25.5151 | 25.5151 | 25.5151 | 25.5151 | 25.5151 | 25.5151 | 25.5151 | 25.5151 | 25.5151 | 25.5151 | 25.5151 | 25.5151 | 25.5151
813 | 25.5182 | 25.5182 | 25.5182 | 25.5182 | 25.5182 | 25.5182 | 25.5182 | 25.5182 | 25.5182 | 25.5182 | 25.5182 | 25.5182 | 25.5182 | 25.5182 | 25.5182 | 25.5182 | 25.5182 | 25.5182 | 25.5182 | 25.5182 | 25.5182 | 25.5182 | 25.5182 | 25.5182 | 25.5182 | 25.5182 | 25.5182 | 25.5182 | 25.5182 | 25.5182 | 25.5182 | 25.5182 | 25.5182 | 25.5182 | 25.5182 | 25.5182 | 25.5182 | 25.5182 | 25.5182 | 25.5182 | 25.5182 | 25.5182 | 25.5182 | 25.5182 | 25.5182 | 25.5182 | 25.5182 | 25.5182 | 25.5182 | 25.5182 | 25.5182 | 25.5182 | 25.5182 | 25.5182 | 25.5182 | 25.5182 | 25.5182 | 25.5182 | 25.5182 | 25.5182
814 | 25.5213 | 25.5213 | 25.5213 | 25.5213 | 25.5213 | 25.5213 | 25.5213 | 25.5213 | 25.5213 | 25.5213 | 25.5213 | 25.5213 | 25.5213 | 25.5213 | 25.5213 | 25.5213 | 25.5213 | 25.5213 | 25.5213 | 25.5213 | 25.5213 | 25.5213 | 25.5213 | 25.5213 | 25.5213 | 25.5213 | 25.5213 | 25.5213 | 25.5213 | 25.5213 | 25.5213 | 25.5213 | 25.5213 | 25.5213 | 25.5213 | 25.5213 | 25.5213 | 25.5213 | 25.5213 | 25.5213 | 25.5213 | 25.5213 | 25.5213 | 25.5213 | 25.5213 | 25.5213 | 25.5213 | 25.5213 | 25.5213 | 25.5213 | 25.5213 | 25.5213 | 25.5213 | 25.5213 | 25.5213 | 25.5213 | 25.5213 | 25.5213 | 25.5213 | 25.5213
815 | 25.5244 | 25.5244 | 25.5244 | 25.5244 | 25.5244 | 25.5244 | 25.5244 | 25.5244 | 25.5244 | 25.5244 | 25.5244 | 25.5244 | 25.5244 | 25.5244 | 25.5244 | 25.5244 | 25.5244 | 25.5244 | 25.5244 | 25.5244 | 25.5244 | 25.5244 | 25.5244 | 25.5244 | 25.5244 | 25.5244 | 25.5244 | 25.5244 | 25.5244 | 25.5244 | 25.5244 | 25.5244 | 25.5244 | 25.5244 | 25.5244 | 25.5244 | 25.5244 | 25.5244 | 25.5244 | 25.5244 | 25.5244 | 25.5244 | 25.5244 | 25.5244 | 25.5244 | 25.5244 | 25.5244 | 25.5244 | 25.5244 | 25.5244 | 25.5244 | 25.5244 | 25.5244 | 25.5244 | 25.5244 | 25.5244 | 25.5244 | 25.5244 | 25.5244 | 25.5244
816 | 25.5274 | 25.5274 | 25.5274 | 25.5274 | 25.5274 | 25.5274 | 25.5274 | 25.5274 | 25.5274 | 25.5274 | 25.5274 | 25.5274 | 25.5274 | 25.5274 | 25.5274 | 25.5274 | 25.5274 | 25.5274 | 25.5274 | 25.5274 | 25.5274 | 25.5274 | 25.5274 | 25.5274 | 25.5274 | 25.5274 | 25.5274 | 25.5274 | 25.5274 | 25.5274 | 25.5274 | 25.5274 | 25.5274 | 25.5274 | 25.5274 | 25.5274 | 25.5274 | 25.5274 | 25.5274 | 25.5274 | 25.5274 | 25.5274 | 25.5274 | 25.5274 | 25.5274 | 25.5274 | 25.5274 | 25.5274 | 25.5274 | 25.5274 | 25.5274 | 25.5274 | 25.5274 | 25.5274 | 25.5274 | 25.5274 | 25.5274 | 25.5274 | 25.5274 | 25.5274
817 | 25.5305 | 25.5305 | 25.5305 | 25.5305 | 25.5305 | 25.5305 | 25.5305 | 25.5305 | 25.5305 | 25.5305 | 25.5305 | 25.5305 | 25.5305 | 25.5305 | 25.5305 | 25.5305 | 25.5305 | 25.5305 | 25.5305 | 25.5305 | 25.5305 | 25.5305 | 25.5305 | 25.5305 | 25.5305 | 25.5305 | 25.5305 | 25.5305 | 25.5305 | 25.5305 | 25.5305 | 25.5305 | 25.5305 | 25.5305 | 25.5305 | 25.5305 | 25.5305 | 25.5305 | 25.5305 | 25.5305 | 25.5305 | 25.5305 | 25.5305 | 25.5305 | 25.5305 | 25.5305 | 25.5305 | 25.5305 | 25.5305 | 25.5305 | 25.5305 | 25.5305 | 25.5305 | 25.5305 | 25.5305 | 25.5305 | 25.5305 | 25.5305 | 25.5305 | 25.5305
818 | 25.5336 | 25.5336 | 25.5336 | 25.5336 | 25.5336 | 25.5336 | 25.5336 | 25.5336 | 25.5336 | 25.5336 | 25.5336 | 25.5336 | 25.5336 | 25.5336 | 25.5336 | 25.5336 | 25.5336 | 25.5336 | 25.5336 | 25.5336 | 25.5336 | 25.5336 | 25.5336 | 25.5336 | 25.5336 | 25.5336 | 25.5336 | 25.5336 | 25.5336 | 25.5336 | 25.5336 | 25.5336 | 25.5336 | 25.5336 | 25.5336 | 25.5336 | 25.5336 | 25.5336 | 25.5336 | 25.5336 | 25.5336 | 25.5336 | 25.5336 | 25.5336 | 25.5336 | 25.5336 | 25.5336 | 25.5336 | 25.5336 | 25.5336 | 25.5336 | 25.5336 | 25.5336 | 25.5336 | 25.5336 | 25.5336 | 25.5336 | 25.5336 | 25.5336 | 25.5336
819 | 25.5366 | 25.5366 | 25.5366 | 25.5366 | 25.5366 | 25.5366 | 25.5366 | 25.5366 | 25.5366 | 25.5366 | 25.5366 | 25.5366 | 25.5366 | 25.5366 | 25.5366 | 25.5366 | 25.5366 | 25.5366 | 25.5366 | 25.5366 | 25.5366 | 25.5366 | 25.5366 | 25.5366 | 25.5366 | 25.5366 | 25.5366 | 25.5366 | 25.5366 | 25.5366 | 25.5366 | 25.5366 | 25.5366 | 25.5366 | 25.5366 | 25.5366 | 25.5366 | 25.5366 | 25.5366 | 25.5366 | 25.5366 | 25.5366 | 25.5366 | 25.5366 | 25.5366 | 25.5366 | 25.5366 | 25.5366 | 25.5366 | 25.5366 | 25.5366 | 25.5366 | 25.5366 | 25.5366 | 25.5366 | 25.5366 | 25.5366 | 25.5366 | 25.5366 | 25.5366
820 | 25.5397 | 25.5397 | 25.5397 | 25.5397 | 25.5397 | 25.5397 | 25.5397 | 25.5397 | 25.5397 | 25.5397 | 25.5397 | 25.5397 | 25.5397 | 25.5397 | 25.5397 | 25.5397 | 25.5397 | 25.5397 | 25.5397 | 25.5397 | 25.5397 | 25.5397 | 25.5397 | 25.5397 | 25.5397 | 25.5397 | 25.5397 | 25.5397 | 25.5397 | 25.5397 | 25.5397 | 25.5397 | 25.5397 | 25.5397 | 25.5397 | 25.5397 | 25.5397 | 25.5397 | 25.5397 | 25.5397 | 25.5397 | 25.5397 | 25.5397 | 25.5397 | 25.5397 | 25.5397 | 25.5397 | 25.5397 | 25.5397 | 25.5397 | 25.5397 | 25.5397 | 25.5397 | 25.5397 | 25.5397 | 25.5397 | 25.5397 | 25.5397 | 25.5397 | 25.5397
821 | 25.5427 | 25.5427 | 25.5427 | 25.5427 | 25.5427 | 25.5427 | 25.5427 | 25.5427 | 25.5427 | 25.5427 | 25.5427 | 25.5427 | 25.5427 | 25.5427 | 25.5427 | 25.5427 | 25.5427 | 25.5427 | 25.5427 | 25.5427 | 25.5427 | 25.5427 | 25.5427 | 25.5427 | 25.5427 | 25.5427 | 25.5427 | 25.5427 | 25.5427 | 25.5427 | 25.5427 | 25.5427 | 25.5427 | 25.5427 | 25.5427 | 25.5427 | 25.5427 | 25.5427 | 25.5427 | 25.5427 | 25.5427 | 25.5427 | 25.5427 | 25.5427 | 25.5427 | 25.5427 | 25.5427 | 25.5427 | 25.5427 | 25.5427 | 25.5427 | 25.5427 | 25.5427 | 25.5427 | 25.5427 | 25.5427 | 25.5427 | 25.5427 | 25.5427 | 25.5427
822 | 25.5457 | 25.5457 | 25.5457 | 25.5457 | 25.5457 | 25.5457 | 25.5457 | 25.5457 | 25.5457 | 25.5457 | 25.5457 | 25.5457 | 25.5457 | 25.5457 | 25.5457 | 25.5457 | 25.5457 | 25.5457 | 25.5457 | 25.5457 | 25.5457 | 25.5457 | 25.5457 | 25.5457 | 25.5457 | 25.5457 | 25.5457 | 25.5457 | 25.5457 | 25.5457 | 25.5457 | 25.5457 | 25.5457 | 25.5457 | 25.5457 | 25.5457 | 25.5457 | 25.5457 | 25.5457 | 25.5457 | 25.5457 | 25.5457 | 25.5457 | 25.5457 | 25.5457 | 25.5457 | 25.5457 | 25.5457 | 25.5457 | 25.5457 | 25.5457 | 25.5457 | 25.5457 | 25.5457 | 25.5457 | 25.5457 | 25.5457 | 25.5457 | 25.5457 | 25.5457
823 | 25.5488 | 25.5488 | 25.5488 | 25.5488 | 25.5488 | 25.5488 | 25.5488 | 25.5488 | 25.5488 | 25.5488 | 25.5488 | 25.5488 | 25.5488 | 25.5488 | 25.5488 | 25.5488 | 25.5488 | 25.5488 | 25.5488 | 25.5488 | 25.5488 | 25.5488 | 25.5488 | 25.5488 | 25.5488 | 25.5488 | 25.5488 | 25.5488 | 25.5488 | 25.5488 | 25.5488 | 25.5488 | 25.5488 | 25.5488 | 25.5488 | 25.5488 | 25.5488 | 25.5488 | 25.5488 | 25.5488 | 25.5488 | 25.5488 | 25.5488 | 25.5488 | 25.5488 | 25.5488 | 25.5488 | 25.5488 | 25.5488 | 25.5488 | 25.5488 | 25.5488 | 25.5488 | 25.5488 | 25.5488 | 25.5488 | 25.5488 | 25.5488 | 25.5488 | 25.5488
824 | 25.5518 | 25.5518 | 25.5518 | 25.5518 | 25.5518 | 25.5518 | 25.5518 | 25.5518 | 25.5518 | 25.5518 | 25.5518 | 25.5518 | 25.5518 | 25.5518 | 25.5518 | 25.5518 | 25.5518 | 25.5518 | 25.5518 | 25.5518 | 25.5518 | 25.5518 | 25.5518 | 25.5518 | 25.5518 | 25.5518 | 25.5518 | 25.5518 | 25.5518 | 25.5518 | 25.5518 | 25.5518 | 25.5518 | 25.5518 | 25.5518 | 25.5518 | 25.5518 | 25.5518 | 25.5518 | 25.5518 | 25.5518 | 25.5518 | 25.5518 | 25.5518 | 25.5518 | 25.5518 | 25.5518 | 25.5518 | 25.5518 | 25.5518 | 25.5518 | 25.5518 | 25.5518 | 25.5518 | 25.5518 | 25.5518 | 25.5518 | 25.5518 | 25.5518 | 25.5518
825 | 25.5549 | 25.5549 | 25.5549 | 25.5549 | 25.5549 | 25.5549 | 25.5549 | 25.5549 | 25.5549 | 25.5549 | 25.5549 | 25.5549 | 25.5549 | 25.5549 | 25.5549 | 25.5549 | 25.5549 | 25.5549 | 25.5549 | 25.5549 | 25.5549 | 25.5549 | 25.5549 | 25.5549 | 25.5549 | 25.5549 | 25.5549 | 25.5549 | 25.5549 | 25.5549 | 25.5549 | 25.5549 | 25.5549 | 25.5549 | 25.5549 | 25.5549 | 25.5549 | 25.5549 | 25.5549 | 25.5549 | 25.5549 | 25.5549 | 25.5549 | 25.5549 | 25.5549 | 25.5549 | 25.5549 | 25.5549 | 25.5549 | 25.5549 | 25.5549 | 25.5549 | 25.5549 | 25.5549 | 25.5549 | 25.5549 | 25.5549 | 25.5549 | 25.5549 | 25.5549
826 | 25.5579 | 25.5579 | 25.5579 | 25.5579 | 25.5579 | 25.5579 | 25.5579 | 25.5579 | 25.5579 | 25.5579 | 25.5579 | 25.5579 | 25.5579 | 25.5579 | 25.5579 | 25.5579 | 25.5579 | 25.5579 | 25.5579 | 25.5579 | 25.5579 | 25.5579 | 25.5579 | 25.5579 | 25.5579 | 25.5579 | 25.5579 | 25.5579 | 25.5579 | 25.5579 | 25.5579 | 25.5579 | 25.5579 | 25.5579 | 25.5579 | 25.5579 | 25.5579 | 25.5579 | 25.5579 | 25.5579 | 25.5579 | 25.5579 | 25.5579 | 25.5579 | 25.5579 | 25.5579 | 25.5579 | 25.5579 | 25.5579 | 25.5579 | 25.5579 | 25.5579 | 25.5579 | 25.5579 | 25.5579 | 25.5579 | 25.5579 | 25.5579 | 25.5579 | 25.5579
827 | 25.5609 | 25.5609 | 25.5609 | 25.5609 | 25.5609 | 25.5609 | 25.5609 | 25.5609 | 25.5609 | 25.5609 | 25.5609 | 25.5609 | 25.5609 | 25.5609 | 25.5609 | 25.5609 | 25.5609 | 25.5609 | 25.5609 | 25.5609 | 25.5609 | 25.5609 | 25.5609 | 25.5609 | 25.5609 | 25.5609 | 25.5609 | 25.5609 | 25.5609 | 25.5609 | 25.5609 | 25.5609 | 25.5609 | 25.5609 | 25.5609 | 25.5609 | 25.5609 | 25.5609 | 25.5609 | 25.5609 | 25.5609 | 25.5609 | 25.5609 | 25.5609 | 25.5609 | 25.5609 | 25.5609 | 25.5609 | 25.5609 | 25.5609 | 25.5609 | 25.5609 | 25.5609 | 25.5609 | 25.5609 | 25.5609 | 25.5609 | 25.5609 | 25.5609 | 25.5609
828 | 25.5639 | 25.5639 | 25.5639 | 25.5639 | 25.5639 | 25.5639 | 25.5639 | 25.5639 | 25.5639 | 25.5639 | 25.5639 | 25.5639 | 25.5639 | 25.5639 | 25.5639 | 25.5639 | 25.5639 | 25.5639 | 25.5639 | 25.5639 | 25.5639 | 25.5639 | 25.5639 | 25.5639 | 25.5639 | 25.5639 | 25.5639 | 25.5639 | 25.5639 | 25.5639 | 25.5639 | 25.5639 | 25.5639 | 25.5639 | 25.5639 | 25.5639 | 25.5639 | 25.5639 | 25.5639 | 25.5639 | 25.5639 | 25.5639 | 25.5639 | 25.5639 | 25.5639 | 25.5639 | 25.5639 | 25.5639 | 25.5639 | 25.5639 | 25.5639 | 25.5639 | 25.5639 | 25.5639 | 25.5639 | 25.5639 | 25.5639 | 25.5639 | 25.5639 | 25.5639
829 | 25.5669 | 25.5669 | 25.5669 | 25.5669 | 25.5669 | 25.5669 | 25.5669 | 25.5669 | 25.5669 | 25.5669 | 25.5669 | 25.5669 | 25.5669 | 25.5669 | 25.5669 | 25.5669 | 25.5669 | 25.5669 | 25.5669 | 25.5669 | 25.5669 | 25.5669 | 25.5669 | 25.5669 | 25.5669 | 25.5669 | 25.5669 | 25.5669 | 25.5669 | 25.5669 | 25.5669 | 25.5669 | 25.5669 | 25.5669 | 25.5669 | 25.5669 | 25.5669 | 25.5669 | 25.5669 | 25.5669 | 25.5669 | 25.5669 | 25.5669 | 25.5669 | 25.5669 | 25.5669 | 25.5669 | 25.5669 | 25.5669 | 25.5669 | 25.5669 | 25.5669 | 25.5669 | 25.5669 | 25.5669 | 25.5669 | 25.5669 | 25.5669 | 25.5669 | 25.5669
830 | 25.57 | 25.57 | 25.57 | 25.57 | 25.57 | 25.57 | 25.57 | 25.57 | 25.57 | 25.57 | 25.57 | 25.57 | 25.57 | 25.57 | 25.57 | 25.57 | 25.57 | 25.57 | 25.57 | 25.57 | 25.57 | 25.57 | 25.57 | 25.57 | 25.57 | 25.57 | 25.57 | 25.57 | 25.57 | 25.57 | 25.57 | 25.57 | 25.57 | 25.57 | 25.57 | 25.57 | 25.57 | 25.57 | 25.57 | 25.57 | 25.57 | 25.57 | 25.57 | 25.57 | 25.57 | 25.57 | 25.57 | 25.57 | 25.57 | 25.57 | 25.57 | 25.57 | 25.57 | 25.57 | 25.57 | 25.57 | 25.57 | 25.57 | 25.57 | 25.57
831 | 25.573 | 25.573 | 25.573 | 25.573 | 25.573 | 25.573 | 25.573 | 25.573 | 25.573 | 25.573 | 25.573 | 25.573 | 25.573 | 25.573 | 25.573 | 25.573 | 25.573 | 25.573 | 25.573 | 25.573 | 25.573 | 25.573 | 25.573 | 25.573 | 25.573 | 25.573 | 25.573 | 25.573 | 25.573 | 25.573 | 25.573 | 25.573 | 25.573 | 25.573 | 25.573 | 25.573 | 25.573 | 25.573 | 25.573 | 25.573 | 25.573 | 25.573 | 25.573 | 25.573 | 25.573 | 25.573 | 25.573 | 25.573 | 25.573 | 25.573 | 25.573 | 25.573 | 25.573 | 25.573 | 25.573 | 25.573 | 25.573 | 25.573 | 25.573 | 25.573
832 | 25.576 | 25.576 | 25.576 | 25.576 | 25.576 | 25.576 | 25.576 | 25.576 | 25.576 | 25.576 | 25.576 | 25.576 | 25.576 | 25.576 | 25.576 | 25.576 | 25.576 | 25.576 | 25.576 | 25.576 | 25.576 | 25.576 | 25.576 | 25.576 | 25.576 | 25.576 | 25.576 | 25.576 | 25.576 | 25.576 | 25.576 | 25.576 | 25.576 | 25.576 | 25.576 | 25.576 | 25.576 | 25.576 | 25.576 | 25.576 | 25.576 | 25.576 | 25.576 | 25.576 | 25.576 | 25.576 | 25.576 | 25.576 | 25.576 | 25.576 | 25.576 | 25.576 | 25.576 | 25.576 | 25.576 | 25.576 | 25.576 | 25.576 | 25.576 | 25.576
833 | 25.579 | 25.579 | 25.579 | 25.579 | 25.579 | 25.579 | 25.579 | 25.579 | 25.579 | 25.579 | 25.579 | 25.579 | 25.579 | 25.579 | 25.579 | 25.579 | 25.579 | 25.579 | 25.579 | 25.579 | 25.579 | 25.579 | 25.579 | 25.579 | 25.579 | 25.579 | 25.579 | 25.579 | 25.579 | 25.579 | 25.579 | 25.579 | 25.579 | 25.579 | 25.579 | 25.579 | 25.579 | 25.579 | 25.579 | 25.579 | 25.579 | 25.579 | 25.579 | 25.579 | 25.579 | 25.579 | 25.579 | 25.579 | 25.579 | 25.579 | 25.579 | 25.579 | 25.579 | 25.579 | 25.579 | 25.579 | 25.579 | 25.579 | 25.579 | 25.579
834 | 25.582 | 25.582 | 25.582 | 25.582 | 25.582 | 25.582 | 25.582 | 25.582 | 25.582 | 25.582 | 25.582 | 25.582 | 25.582 | 25.582 | 25.582 | 25.582 | 25.582 | 25.582 | 25.582 | 25.582 | 25.582 | 25.582 | 25.582 | 25.582 | 25.582 | 25.582 | 25.582 | 25.582 | 25.582 | 25.582 | 25.582 | 25.582 | 25.582 | 25.582 | 25.582 | 25.582 | 25.582 | 25.582 | 25.582 | 25.582 | 25.582 | 25.582 | 25.582 | 25.582 | 25.582 | 25.582 | 25.582 | 25.582 | 25.582 | 25.582 | 25.582 | 25.582 | 25.582 | 25.582 | 25.582 | 25.582 | 25.582 | 25.582 | 25.582 | 25.582
835 | 25.585 | 25.585 | 25.585 | 25.585 | 25.585 | 25.585 | 25.585 | 25.585 | 25.585 | 25.585 | 25.585 | 25.585 | 25.585 | 25.585 | 25.585 | 25.585 | 25.585 | 25.585 | 25.585 | 25.585 | 25.585 | 25.585 | 25.585 | 25.585 | 25.585 | 25.585 | 25.585 | 25.585 | 25.585 | 25.585 | 25.585 | 25.585 | 25.585 | 25.585 | 25.585 | 25.585 | 25.585 | 25.585 | 25.585 | 25.585 | 25.585 | 25.585 | 25.585 | 25.585 | 25.585 | 25.585 | 25.585 | 25.585 | 25.585 | 25.585 | 25.585 | 25.585 | 25.585 | 25.585 | 25.585 | 25.585 | 25.585 | 25.585 | 25.585 | 25.585
836 | 25.588 | 25.588 | 25.588 | 25.588 | 25.588 | 25.588 | 25.588 | 25.588 | 25.588 | 25.588 | 25.588 | 25.588 | 25.588 | 25.588 | 25.588 | 25.588 | 25.588 | 25.588 | 25.588 | 25.588 | 25.588 | 25.588 | 25.588 | 25.588 | 25.588 | 25.588 | 25.588 | 25.588 | 25.588 | 25.588 | 25.588 | 25.588 | 25.588 | 25.588 | 25.588 | 25.588 | 25.588 | 25.588 | 25.588 | 25.588 | 25.588 | 25.588 | 25.588 | 25.588 | 25.588 | 25.588 | 25.588 | 25.588 | 25.588 | 25.588 | 25.588 | 25.588 | 25.588 | 25.588 | 25.588 | 25.588 | 25.588 | 25.588 | 25.588 | 25.588
837 | 25.591 | 25.591 | 25.591 | 25.591 | 25.591 | 25.591 | 25.591 | 25.591 | 25.591 | 25.591 | 25.591 | 25.591 | 25.591 | 25.591 | 25.591 | 25.591 | 25.591 | 25.591 | 25.591 | 25.591 | 25.591 | 25.591 | 25.591 | 25.591 | 25.591 | 25.591 | 25.591 | 25.591 | 25.591 | 25.591 | 25.591 | 25.591 | 25.591 | 25.591 | 25.591 | 25.591 | 25.591 | 25.591 | 25.591 | 25.591 | 25.591 | 25.591 | 25.591 | 25.591 | 25.591 | 25.591 | 25.591 | 25.591 | 25.591 | 25.591 | 25.591 | 25.591 | 25.591 | 25.591 | 25.591 | 25.591 | 25.591 | 25.591 | 25.591 | 25.591
838 | 25.5939 | 25.5939 | 25.5939 | 25.5939 | 25.5939 | 25.5939 | 25.5939 | 25.5939 | 25.5939 | 25.5939 | 25.5939 | 25.5939 | 25.5939 | 25.5939 | 25.5939 | 25.5939 | 25.5939 | 25.5939 | 25.5939 | 25.5939 | 25.5939 | 25.5939 | 25.5939 | 25.5939 | 25.5939 | 25.5939 | 25.5939 | 25.5939 | 25.5939 | 25.5939 | 25.5939 | 25.5939 | 25.5939 | 25.5939 | 25.5939 | 25.5939 | 25.5939 | 25.5939 | 25.5939 | 25.5939 | 25.5939 | 25.5939 | 25.5939 | 25.5939 | 25.5939 | 25.5939 | 25.5939 | 25.5939 | 25.5939 | 25.5939 | 25.5939 | 25.5939 | 25.5939 | 25.5939 | 25.5939 | 25.5939 | 25.5939 | 25.5939 | 25.5939 | 25.5939
839 | 25.5969 | 25.5969 | 25.5969 | 25.5969 | 25.5969 | 25.5969 | 25.5969 | 25.5969 | 25.5969 | 25.5969 | 25.5969 | 25.5969 | 25.5969 | 25.5969 | 25.5969 | 25.5969 | 25.5969 | 25.5969 | 25.5969 | 25.5969 | 25.5969 | 25.5969 | 25.5969 | 25.5969 | 25.5969 | 25.5969 | 25.5969 | 25.5969 | 25.5969 | 25.5969 | 25.5969 | 25.5969 | 25.5969 | 25.5969 | 25.5969 | 25.5969 | 25.5969 | 25.5969 | 25.5969 | 25.5969 | 25.5969 | 25.5969 | 25.5969 | 25.5969 | 25.5969 | 25.5969 | 25.5969 | 25.5969 | 25.5969 | 25.5969 | 25.5969 | 25.5969 | 25.5969 | 25.5969 | 25.5969 | 25.5969 | 25.5969 | 25.5969 | 25.5969 | 25.5969
840 | 25.5999 | 25.5999 | 25.5999 | 25.5999 | 25.5999 | 25.5999 | 25.5999 | 25.5999 | 25.5999 | 25.5999 | 25.5999 | 25.5999 | 25.5999 | 25.5999 | 25.5999 | 25.5999 | 25.5999 | 25.5999 | 25.5999 | 25.5999 | 25.5999 | 25.5999 | 25.5999 | 25.5999 | 25.5999 | 25.5999 | 25.5999 | 25.5999 | 25.5999 | 25.5999 | 25.5999 | 25.5999 | 25.5999 | 25.5999 | 25.5999 | 25.5999 | 25.5999 | 25.5999 | 25.5999 | 25.5999 | 25.5999 | 25.5999 | 25.5999 | 25.5999 | 25.5999 | 25.5999 | 25.5999 | 25.5999 | 25.5999 | 25.5999 | 25.5999 | 25.5999 | 25.5999 | 25.5999 | 25.5999 | 25.5999 | 25.5999 | 25.5999 | 25.5999 | 25.5999
841 | 25.6029 | 25.6029 | 25.6029 | 25.6029 | 25.6029 | 25.6029 | 25.6029 | 25.6029 | 25.6029 | 25.6029 | 25.6029 | 25.6029 | 25.6029 | 25.6029 | 25.6029 | 25.6029 | 25.6029 | 25.6029 | 25.6029 | 25.6029 | 25.6029 | 25.6029 | 25.6029 | 25.6029 | 25.6029 | 25.6029 | 25.6029 | 25.6029 | 25.6029 | 25.6029 | 25.6029 | 25.6029 | 25.6029 | 25.6029 | 25.6029 | 25.6029 | 25.6029 | 25.6029 | 25.6029 | 25.6029 | 25.6029 | 25.6029 | 25.6029 | 25.6029 | 25.6029 | 25.6029 | 25.6029 | 25.6029 | 25.6029 | 25.6029 | 25.6029 | 25.6029 | 25.6029 | 25.6029 | 25.6029 | 25.6029 | 25.6029 | 25.6029 | 25.6029 | 25.6029
842 | 25.6058 | 25.6058 | 25.6058 | 25.6058 | 25.6058 | 25.6058 | 25.6058 | 25.6058 | 25.6058 | 25.6058 | 25.6058 | 25.6058 | 25.6058 | 25.6058 | 25.6058 | 25.6058 | 25.6058 | 25.6058 | 25.6058 | 25.6058 | 25.6058 | 25.6058 | 25.6058 | 25.6058 | 25.6058 | 25.6058 | 25.6058 | 25.6058 | 25.6058 | 25.6058 | 25.6058 | 25.6058 | 25.6058 | 25.6058 | 25.6058 | 25.6058 | 25.6058 | 25.6058 | 25.6058 | 25.6058 | 25.6058 | 25.6058 | 25.6058 | 25.6058 | 25.6058 | 25.6058 | 25.6058 | 25.6058 | 25.6058 | 25.6058 | 25.6058 | 25.6058 | 25.6058 | 25.6058 | 25.6058 | 25.6058 | 25.6058 | 25.6058 | 25.6058 | 25.6058
843 | 25.6088 | 25.6088 | 25.6088 | 25.6088 | 25.6088 | 25.6088 | 25.6088 | 25.6088 | 25.6088 | 25.6088 | 25.6088 | 25.6088 | 25.6088 | 25.6088 | 25.6088 | 25.6088 | 25.6088 | 25.6088 | 25.6088 | 25.6088 | 25.6088 | 25.6088 | 25.6088 | 25.6088 | 25.6088 | 25.6088 | 25.6088 | 25.6088 | 25.6088 | 25.6088 | 25.6088 | 25.6088 | 25.6088 | 25.6088 | 25.6088 | 25.6088 | 25.6088 | 25.6088 | 25.6088 | 25.6088 | 25.6088 | 25.6088 | 25.6088 | 25.6088 | 25.6088 | 25.6088 | 25.6088 | 25.6088 | 25.6088 | 25.6088 | 25.6088 | 25.6088 | 25.6088 | 25.6088 | 25.6088 | 25.6088 | 25.6088 | 25.6088 | 25.6088 | 25.6088
844 | 25.6118 | 25.6118 | 25.6118 | 25.6118 | 25.6118 | 25.6118 | 25.6118 | 25.6118 | 25.6118 | 25.6118 | 25.6118 | 25.6118 | 25.6118 | 25.6118 | 25.6118 | 25.6118 | 25.6118 | 25.6118 | 25.6118 | 25.6118 | 25.6118 | 25.6118 | 25.6118 | 25.6118 | 25.6118 | 25.6118 | 25.6118 | 25.6118 | 25.6118 | 25.6118 | 25.6118 | 25.6118 | 25.6118 | 25.6118 | 25.6118 | 25.6118 | 25.6118 | 25.6118 | 25.6118 | 25.6118 | 25.6118 | 25.6118 | 25.6118 | 25.6118 | 25.6118 | 25.6118 | 25.6118 | 25.6118 | 25.6118 | 25.6118 | 25.6118 | 25.6118 | 25.6118 | 25.6118 | 25.6118 | 25.6118 | 25.6118 | 25.6118 | 25.6118 | 25.6118
845 | 25.6147 | 25.6147 | 25.6147 | 25.6147 | 25.6147 | 25.6147 | 25.6147 | 25.6147 | 25.6147 | 25.6147 | 25.6147 | 25.6147 | 25.6147 | 25.6147 | 25.6147 | 25.6147 | 25.6147 | 25.6147 | 25.6147 | 25.6147 | 25.6147 | 25.6147 | 25.6147 | 25.6147 | 25.6147 | 25.6147 | 25.6147 | 25.6147 | 25.6147 | 25.6147 | 25.6147 | 25.6147 | 25.6147 | 25.6147 | 25.6147 | 25.6147 | 25.6147 | 25.6147 | 25.6147 | 25.6147 | 25.6147 | 25.6147 | 25.6147 | 25.6147 | 25.6147 | 25.6147 | 25.6147 | 25.6147 | 25.6147 | 25.6147 | 25.6147 | 25.6147 | 25.6147 | 25.6147 | 25.6147 | 25.6147 | 25.6147 | 25.6147 | 25.6147 | 25.6147
846 | 25.6177 | 25.6177 | 25.6177 | 25.6177 | 25.6177 | 25.6177 | 25.6177 | 25.6177 | 25.6177 | 25.6177 | 25.6177 | 25.6177 | 25.6177 | 25.6177 | 25.6177 | 25.6177 | 25.6177 | 25.6177 | 25.6177 | 25.6177 | 25.6177 | 25.6177 | 25.6177 | 25.6177 | 25.6177 | 25.6177 | 25.6177 | 25.6177 | 25.6177 | 25.6177 | 25.6177 | 25.6177 | 25.6177 | 25.6177 | 25.6177 | 25.6177 | 25.6177 | 25.6177 | 25.6177 | 25.6177 | 25.6177 | 25.6177 | 25.6177 | 25.6177 | 25.6177 | 25.6177 | 25.6177 | 25.6177 | 25.6177 | 25.6177 | 25.6177 | 25.6177 | 25.6177 | 25.6177 | 25.6177 | 25.6177 | 25.6177 | 25.6177 | 25.6177 | 25.6177
847 | 25.6206 | 25.6206 | 25.6206 | 25.6206 | 25.6206 | 25.6206 | 25.6206 | 25.6206 | 25.6206 | 25.6206 | 25.6206 | 25.6206 | 25.6206 | 25.6206 | 25.6206 | 25.6206 | 25.6206 | 25.6206 | 25.6206 | 25.6206 | 25.6206 | 25.6206 | 25.6206 | 25.6206 | 25.6206 | 25.6206 | 25.6206 | 25.6206 | 25.6206 | 25.6206 | 25.6206 | 25.6206 | 25.6206 | 25.6206 | 25.6206 | 25.6206 | 25.6206 | 25.6206 | 25.6206 | 25.6206 | 25.6206 | 25.6206 | 25.6206 | 25.6206 | 25.6206 | 25.6206 | 25.6206 | 25.6206 | 25.6206 | 25.6206 | 25.6206 | 25.6206 | 25.6206 | 25.6206 | 25.6206 | 25.6206 | 25.6206 | 25.6206 | 25.6206 | 25.6206
848 | 25.6236 | 25.6236 | 25.6236 | 25.6236 | 25.6236 | 25.6236 | 25.6236 | 25.6236 | 25.6236 | 25.6236 | 25.6236 | 25.6236 | 25.6236 | 25.6236 | 25.6236 | 25.6236 | 25.6236 | 25.6236 | 25.6236 | 25.6236 | 25.6236 | 25.6236 | 25.6236 | 25.6236 | 25.6236 | 25.6236 | 25.6236 | 25.6236 | 25.6236 | 25.6236 | 25.6236 | 25.6236 | 25.6236 | 25.6236 | 25.6236 | 25.6236 | 25.6236 | 25.6236 | 25.6236 | 25.6236 | 25.6236 | 25.6236 | 25.6236 | 25.6236 | 25.6236 | 25.6236 | 25.6236 | 25.6236 | 25.6236 | 25.6236 | 25.6236 | 25.6236 | 25.6236 | 25.6236 | 25.6236 | 25.6236 | 25.6236 | 25.6236 | 25.6236 | 25.6236
849 | 25.6265 | 25.6265 | 25.6265 | 25.6265 | 25.6265 | 25.6265 | 25.6265 | 25.6265 | 25.6265 | 25.6265 | 25.6265 | 25.6265 | 25.6265 | 25.6265 | 25.6265 | 25.6265 | 25.6265 | 25.6265 | 25.6265 | 25.6265 | 25.6265 | 25.6265 | 25.6265 | 25.6265 | 25.6265 | 25.6265 | 25.6265 | 25.6265 | 25.6265 | 25.6265 | 25.6265 | 25.6265 | 25.6265 | 25.6265 | 25.6265 | 25.6265 | 25.6265 | 25.6265 | 25.6265 | 25.6265 | 25.6265 | 25.6265 | 25.6265 | 25.6265 | 25.6265 | 25.6265 | 25.6265 | 25.6265 | 25.6265 | 25.6265 | 25.6265 | 25.6265 | 25.6265 | 25.6265 | 25.6265 | 25.6265 | 25.6265 | 25.6265 | 25.6265 | 25.6265
850 | 25.6295 | 25.6295 | 25.6295 | 25.6295 | 25.6295 | 25.6295 | 25.6295 | 25.6295 | 25.6295 | 25.6295 | 25.6295 | 25.6295 | 25.6295 | 25.6295 | 25.6295 | 25.6295 | 25.6295 | 25.6295 | 25.6295 | 25.6295 | 25.6295 | 25.6295 | 25.6295 | 25.6295 | 25.6295 | 25.6295 | 25.6295 | 25.6295 | 25.6295 | 25.6295 | 25.6295 | 25.6295 | 25.6295 | 25.6295 | 25.6295 | 25.6295 | 25.6295 | 25.6295 | 25.6295 | 25.6295 | 25.6295 | 25.6295 | 25.6295 | 25.6295 | 25.6295 | 25.6295 | 25.6295 | 25.6295 | 25.6295 | 25.6295 | 25.6295 | 25.6295 | 25.6295 | 25.6295 | 25.6295 | 25.6295 | 25.6295 | 25.6295 | 25.6295 | 25.6295
851 | 25.6324 | 25.6324 | 25.6324 | 25.6324 | 25.6324 | 25.6324 | 25.6324 | 25.6324 | 25.6324 | 25.6324 | 25.6324 | 25.6324 | 25.6324 | 25.6324 | 25.6324 | 25.6324 | 25.6324 | 25.6324 | 25.6324 | 25.6324 | 25.6324 | 25.6324 | 25.6324 | 25.6324 | 25.6324 | 25.6324 | 25.6324 | 25.6324 | 25.6324 | 25.6324 | 25.6324 | 25.6324 | 25.6324 | 25.6324 | 25.6324 | 25.6324 | 25.6324 | 25.6324 | 25.6324 | 25.6324 | 25.6324 | 25.6324 | 25.6324 | 25.6324 | 25.6324 | 25.6324 | 25.6324 | 25.6324 | 25.6324 | 25.6324 | 25.6324 | 25.6324 | 25.6324 | 25.6324 | 25.6324 | 25.6324 | 25.6324 | 25.6324 | 25.6324 | 25.6324
852 | 25.6354 | 25.6354 | 25.6354 | 25.6354 | 25.6354 | 25.6354 | 25.6354 | 25.6354 | 25.6354 | 25.6354 | 25.6354 | 25.6354 | 25.6354 | 25.6354 | 25.6354 | 25.6354 | 25.6354 | 25.6354 | 25.6354 | 25.6354 | 25.6354 | 25.6354 | 25.6354 | 25.6354 | 25.6354 | 25.6354 | 25.6354 | 25.6354 | 25.6354 | 25.6354 | 25.6354 | 25.6354 | 25.6354 | 25.6354 | 25.6354 | 25.6354 | 25.6354 | 25.6354 | 25.6354 | 25.6354 | 25.6354 | 25.6354 | 25.6354 | 25.6354 | 25.6354 | 25.6354 | 25.6354 | 25.6354 | 25.6354 | 25.6354 | 25.6354 | 25.6354 | 25.6354 | 25.6354 | 25.6354 | 25.6354 | 25.6354 | 25.6354 | 25.6354 | 25.6354
853 | 25.6383 | 25.6383 | 25.6383 | 25.6383 | 25.6383 | 25.6383 | 25.6383 | 25.6383 | 25.6383 | 25.6383 | 25.6383 | 25.6383 | 25.6383 | 25.6383 | 25.6383 | 25.6383 | 25.6383 | 25.6383 | 25.6383 | 25.6383 | 25.6383 | 25.6383 | 25.6383 | 25.6383 | 25.6383 | 25.6383 | 25.6383 | 25.6383 | 25.6383 | 25.6383 | 25.6383 | 25.6383 | 25.6383 | 25.6383 | 25.6383 | 25.6383 | 25.6383 | 25.6383 | 25.6383 | 25.6383 | 25.6383 | 25.6383 | 25.6383 | 25.6383 | 25.6383 | 25.6383 | 25.6383 | 25.6383 | 25.6383 | 25.6383 | 25.6383 | 25.6383 | 25.6383 | 25.6383 | 25.6383 | 25.6383 | 25.6383 | 25.6383 | 25.6383 | 25.6383
854 | 25.6412 | 25.6412 | 25.6412 | 25.6412 | 25.6412 | 25.6412 | 25.6412 | 25.6412 | 25.6412 | 25.6412 | 25.6412 | 25.6412 | 25.6412 | 25.6412 | 25.6412 | 25.6412 | 25.6412 | 25.6412 | 25.6412 | 25.6412 | 25.6412 | 25.6412 | 25.6412 | 25.6412 | 25.6412 | 25.6412 | 25.6412 | 25.6412 | 25.6412 | 25.6412 | 25.6412 | 25.6412 | 25.6412 | 25.6412 | 25.6412 | 25.6412 | 25.6412 | 25.6412 | 25.6412 | 25.6412 | 25.6412 | 25.6412 | 25.6412 | 25.6412 | 25.6412 | 25.6412 | 25.6412 | 25.6412 | 25.6412 | 25.6412 | 25.6412 | 25.6412 | 25.6412 | 25.6412 | 25.6412 | 25.6412 | 25.6412 | 25.6412 | 25.6412 | 25.6412
855 | 25.6441 | 25.6441 | 25.6441 | 25.6441 | 25.6441 | 25.6441 | 25.6441 | 25.6441 | 25.6441 | 25.6441 | 25.6441 | 25.6441 | 25.6441 | 25.6441 | 25.6441 | 25.6441 | 25.6441 | 25.6441 | 25.6441 | 25.6441 | 25.6441 | 25.6441 | 25.6441 | 25.6441 | 25.6441 | 25.6441 | 25.6441 | 25.6441 | 25.6441 | 25.6441 | 25.6441 | 25.6441 | 25.6441 | 25.6441 | 25.6441 | 25.6441 | 25.6441 | 25.6441 | 25.6441 | 25.6441 | 25.6441 | 25.6441 | 25.6441 | 25.6441 | 25.6441 | 25.6441 | 25.6441 | 25.6441 | 25.6441 | 25.6441 | 25.6441 | 25.6441 | 25.6441 | 25.6441 | 25.6441 | 25.6441 | 25.6441 | 25.6441 | 25.6441 | 25.6441
856 | 25.6471 | 25.6471 | 25.6471 | 25.6471 | 25.6471 | 25.6471 | 25.6471 | 25.6471 | 25.6471 | 25.6471 | 25.6471 | 25.6471 | 25.6471 | 25.6471 | 25.6471 | 25.6471 | 25.6471 | 25.6471 | 25.6471 | 25.6471 | 25.6471 | 25.6471 | 25.6471 | 25.6471 | 25.6471 | 25.6471 | 25.6471 | 25.6471 | 25.6471 | 25.6471 | 25.6471 | 25.6471 | 25.6471 | 25.6471 | 25.6471 | 25.6471 | 25.6471 | 25.6471 | 25.6471 | 25.6471 | 25.6471 | 25.6471 | 25.6471 | 25.6471 | 25.6471 | 25.6471 | 25.6471 | 25.6471 | 25.6471 | 25.6471 | 25.6471 | 25.6471 | 25.6471 | 25.6471 | 25.6471 | 25.6471 | 25.6471 | 25.6471 | 25.6471 | 25.6471
857 | 25.65 | 25.65 | 25.65 | 25.65 | 25.65 | 25.65 | 25.65 | 25.65 | 25.65 | 25.65 | 25.65 | 25.65 | 25.65 | 25.65 | 25.65 | 25.65 | 25.65 | 25.65 | 25.65 | 25.65 | 25.65 | 25.65 | 25.65 | 25.65 | 25.65 | 25.65 | 25.65 | 25.65 | 25.65 | 25.65 | 25.65 | 25.65 | 25.65 | 25.65 | 25.65 | 25.65 | 25.65 | 25.65 | 25.65 | 25.65 | 25.65 | 25.65 | 25.65 | 25.65 | 25.65 | 25.65 | 25.65 | 25.65 | 25.65 | 25.65 | 25.65 | 25.65 | 25.65 | 25.65 | 25.65 | 25.65 | 25.65 | 25.65 | 25.65 | 25.65
858 | 25.6529 | 25.6529 | 25.6529 | 25.6529 | 25.6529 | 25.6529 | 25.6529 | 25.6529 | 25.6529 | 25.6529 | 25.6529 | 25.6529 | 25.6529 | 25.6529 | 25.6529 | 25.6529 | 25.6529 | 25.6529 | 25.6529 | 25.6529 | 25.6529 | 25.6529 | 25.6529 | 25.6529 | 25.6529 | 25.6529 | 25.6529 | 25.6529 | 25.6529 | 25.6529 | 25.6529 | 25.6529 | 25.6529 | 25.6529 | 25.6529 | 25.6529 | 25.6529 | 25.6529 | 25.6529 | 25.6529 | 25.6529 | 25.6529 | 25.6529 | 25.6529 | 25.6529 | 25.6529 | 25.6529 | 25.6529 | 25.6529 | 25.6529 | 25.6529 | 25.6529 | 25.6529 | 25.6529 | 25.6529 | 25.6529 | 25.6529 | 25.6529 | 25.6529 | 25.6529
859 | 25.6558 | 25.6558 | 25.6558 | 25.6558 | 25.6558 | 25.6558 | 25.6558 | 25.6558 | 25.6558 | 25.6558 | 25.6558 | 25.6558 | 25.6558 | 25.6558 | 25.6558 | 25.6558 | 25.6558 | 25.6558 | 25.6558 | 25.6558 | 25.6558 | 25.6558 | 25.6558 | 25.6558 | 25.6558 | 25.6558 | 25.6558 | 25.6558 | 25.6558 | 25.6558 | 25.6558 | 25.6558 | 25.6558 | 25.6558 | 25.6558 | 25.6558 | 25.6558 | 25.6558 | 25.6558 | 25.6558 | 25.6558 | 25.6558 | 25.6558 | 25.6558 | 25.6558 | 25.6558 | 25.6558 | 25.6558 | 25.6558 | 25.6558 | 25.6558 | 25.6558 | 25.6558 | 25.6558 | 25.6558 | 25.6558 | 25.6558 | 25.6558 | 25.6558 | 25.6558
860 | 25.6587 | 25.6587 | 25.6587 | 25.6587 | 25.6587 | 25.6587 | 25.6587 | 25.6587 | 25.6587 | 25.6587 | 25.6587 | 25.6587 | 25.6587 | 25.6587 | 25.6587 | 25.6587 | 25.6587 | 25.6587 | 25.6587 | 25.6587 | 25.6587 | 25.6587 | 25.6587 | 25.6587 | 25.6587 | 25.6587 | 25.6587 | 25.6587 | 25.6587 | 25.6587 | 25.6587 | 25.6587 | 25.6587 | 25.6587 | 25.6587 | 25.6587 | 25.6587 | 25.6587 | 25.6587 | 25.6587 | 25.6587 | 25.6587 | 25.6587 | 25.6587 | 25.6587 | 25.6587 | 25.6587 | 25.6587 | 25.6587 | 25.6587 | 25.6587 | 25.6587 | 25.6587 | 25.6587 | 25.6587 | 25.6587 | 25.6587 | 25.6587 | 25.6587 | 25.6587
861 | 25.6616 | 25.6616 | 25.6616 | 25.6616 | 25.6616 | 25.6616 | 25.6616 | 25.6616 | 25.6616 | 25.6616 | 25.6616 | 25.6616 | 25.6616 | 25.6616 | 25.6616 | 25.6616 | 25.6616 | 25.6616 | 25.6616 | 25.6616 | 25.6616 | 25.6616 | 25.6616 | 25.6616 | 25.6616 | 25.6616 | 25.6616 | 25.6616 | 25.6616 | 25.6616 | 25.6616 | 25.6616 | 25.6616 | 25.6616 | 25.6616 | 25.6616 | 25.6616 | 25.6616 | 25.6616 | 25.6616 | 25.6616 | 25.6616 | 25.6616 | 25.6616 | 25.6616 | 25.6616 | 25.6616 | 25.6616 | 25.6616 | 25.6616 | 25.6616 | 25.6616 | 25.6616 | 25.6616 | 25.6616 | 25.6616 | 25.6616 | 25.6616 | 25.6616 | 25.6616
862 | 25.6645 | 25.6645 | 25.6645 | 25.6645 | 25.6645 | 25.6645 | 25.6645 | 25.6645 | 25.6645 | 25.6645 | 25.6645 | 25.6645 | 25.6645 | 25.6645 | 25.6645 | 25.6645 | 25.6645 | 25.6645 | 25.6645 | 25.6645 | 25.6645 | 25.6645 | 25.6645 | 25.6645 | 25.6645 | 25.6645 | 25.6645 | 25.6645 | 25.6645 | 25.6645 | 25.6645 | 25.6645 | 25.6645 | 25.6645 | 25.6645 | 25.6645 | 25.6645 | 25.6645 | 25.6645 | 25.6645 | 25.6645 | 25.6645 | 25.6645 | 25.6645 | 25.6645 | 25.6645 | 25.6645 | 25.6645 | 25.6645 | 25.6645 | 25.6645 | 25.6645 | 25.6645 | 25.6645 | 25.6645 | 25.6645 | 25.6645 | 25.6645 | 25.6645 | 25.6645
863 | 25.6674 | 25.6674 | 25.6674 | 25.6674 | 25.6674 | 25.6674 | 25.6674 | 25.6674 | 25.6674 | 25.6674 | 25.6674 | 25.6674 | 25.6674 | 25.6674 | 25.6674 | 25.6674 | 25.6674 | 25.6674 | 25.6674 | 25.6674 | 25.6674 | 25.6674 | 25.6674 | 25.6674 | 25.6674 | 25.6674 | 25.6674 | 25.6674 | 25.6674 | 25.6674 | 25.6674 | 25.6674 | 25.6674 | 25.6674 | 25.6674 | 25.6674 | 25.6674 | 25.6674 | 25.6674 | 25.6674 | 25.6674 | 25.6674 | 25.6674 | 25.6674 | 25.6674 | 25.6674 | 25.6674 | 25.6674 | 25.6674 | 25.6674 | 25.6674 | 25.6674 | 25.6674 | 25.6674 | 25.6674 | 25.6674 | 25.6674 | 25.6674 | 25.6674 | 25.6674
864 | 25.6703 | 25.6703 | 25.6703 | 25.6703 | 25.6703 | 25.6703 | 25.6703 | 25.6703 | 25.6703 | 25.6703 | 25.6703 | 25.6703 | 25.6703 | 25.6703 | 25.6703 | 25.6703 | 25.6703 | 25.6703 | 25.6703 | 25.6703 | 25.6703 | 25.6703 | 25.6703 | 25.6703 | 25.6703 | 25.6703 | 25.6703 | 25.6703 | 25.6703 | 25.6703 | 25.6703 | 25.6703 | 25.6703 | 25.6703 | 25.6703 | 25.6703 | 25.6703 | 25.6703 | 25.6703 | 25.6703 | 25.6703 | 25.6703 | 25.6703 | 25.6703 | 25.6703 | 25.6703 | 25.6703 | 25.6703 | 25.6703 | 25.6703 | 25.6703 | 25.6703 | 25.6703 | 25.6703 | 25.6703 | 25.6703 | 25.6703 | 25.6703 | 25.6703 | 25.6703
865 | 25.6732 | 25.6732 | 25.6732 | 25.6732 | 25.6732 | 25.6732 | 25.6732 | 25.6732 | 25.6732 | 25.6732 | 25.6732 | 25.6732 | 25.6732 | 25.6732 | 25.6732 | 25.6732 | 25.6732 | 25.6732 | 25.6732 | 25.6732 | 25.6732 | 25.6732 | 25.6732 | 25.6732 | 25.6732 | 25.6732 | 25.6732 | 25.6732 | 25.6732 | 25.6732 | 25.6732 | 25.6732 | 25.6732 | 25.6732 | 25.6732 | 25.6732 | 25.6732 | 25.6732 | 25.6732 | 25.6732 | 25.6732 | 25.6732 | 25.6732 | 25.6732 | 25.6732 | 25.6732 | 25.6732 | 25.6732 | 25.6732 | 25.6732 | 25.6732 | 25.6732 | 25.6732 | 25.6732 | 25.6732 | 25.6732 | 25.6732 | 25.6732 | 25.6732 | 25.6732
866 | 25.6761 | 25.6761 | 25.6761 | 25.6761 | 25.6761 | 25.6761 | 25.6761 | 25.6761 | 25.6761 | 25.6761 | 25.6761 | 25.6761 | 25.6761 | 25.6761 | 25.6761 | 25.6761 | 25.6761 | 25.6761 | 25.6761 | 25.6761 | 25.6761 | 25.6761 | 25.6761 | 25.6761 | 25.6761 | 25.6761 | 25.6761 | 25.6761 | 25.6761 | 25.6761 | 25.6761 | 25.6761 | 25.6761 | 25.6761 | 25.6761 | 25.6761 | 25.6761 | 25.6761 | 25.6761 | 25.6761 | 25.6761 | 25.6761 | 25.6761 | 25.6761 | 25.6761 | 25.6761 | 25.6761 | 25.6761 | 25.6761 | 25.6761 | 25.6761 | 25.6761 | 25.6761 | 25.6761 | 25.6761 | 25.6761 | 25.6761 | 25.6761 | 25.6761 | 25.6761
867 | 25.679 | 25.679 | 25.679 | 25.679 | 25.679 | 25.679 | 25.679 | 25.679 | 25.679 | 25.679 | 25.679 | 25.679 | 25.679 | 25.679 | 25.679 | 25.679 | 25.679 | 25.679 | 25.679 | 25.679 | 25.679 | 25.679 | 25.679 | 25.679 | 25.679 | 25.679 | 25.679 | 25.679 | 25.679 | 25.679 | 25.679 | 25.679 | 25.679 | 25.679 | 25.679 | 25.679 | 25.679 | 25.679 | 25.679 | 25.679 | 25.679 | 25.679 | 25.679 | 25.679 | 25.679 | 25.679 | 25.679 | 25.679 | 25.679 | 25.679 | 25.679 | 25.679 | 25.679 | 25.679 | 25.679 | 25.679 | 25.679 | 25.679 | 25.679 | 25.679
868 | 25.6819 | 25.6819 | 25.6819 | 25.6819 | 25.6819 | 25.6819 | 25.6819 | 25.6819 | 25.6819 | 25.6819 | 25.6819 | 25.6819 | 25.6819 | 25.6819 | 25.6819 | 25.6819 | 25.6819 | 25.6819 | 25.6819 | 25.6819 | 25.6819 | 25.6819 | 25.6819 | 25.6819 | 25.6819 | 25.6819 | 25.6819 | 25.6819 | 25.6819 | 25.6819 | 25.6819 | 25.6819 | 25.6819 | 25.6819 | 25.6819 | 25.6819 | 25.6819 | 25.6819 | 25.6819 | 25.6819 | 25.6819 | 25.6819 | 25.6819 | 25.6819 | 25.6819 | 25.6819 | 25.6819 | 25.6819 | 25.6819 | 25.6819 | 25.6819 | 25.6819 | 25.6819 | 25.6819 | 25.6819 | 25.6819 | 25.6819 | 25.6819 | 25.6819 | 25.6819
869 | 25.6848 | 25.6848 | 25.6848 | 25.6848 | 25.6848 | 25.6848 | 25.6848 | 25.6848 | 25.6848 | 25.6848 | 25.6848 | 25.6848 | 25.6848 | 25.6848 | 25.6848 | 25.6848 | 25.6848 | 25.6848 | 25.6848 | 25.6848 | 25.6848 | 25.6848 | 25.6848 | 25.6848 | 25.6848 | 25.6848 | 25.6848 | 25.6848 | 25.6848 | 25.6848 | 25.6848 | 25.6848 | 25.6848 | 25.6848 | 25.6848 | 25.6848 | 25.6848 | 25.6848 | 25.6848 | 25.6848 | 25.6848 | 25.6848 | 25.6848 | 25.6848 | 25.6848 | 25.6848 | 25.6848 | 25.6848 | 25.6848 | 25.6848 | 25.6848 | 25.6848 | 25.6848 | 25.6848 | 25.6848 | 25.6848 | 25.6848 | 25.6848 | 25.6848 | 25.6848
870 | 25.6876 | 25.6876 | 25.6876 | 25.6876 | 25.6876 | 25.6876 | 25.6876 | 25.6876 | 25.6876 | 25.6876 | 25.6876 | 25.6876 | 25.6876 | 25.6876 | 25.6876 | 25.6876 | 25.6876 | 25.6876 | 25.6876 | 25.6876 | 25.6876 | 25.6876 | 25.6876 | 25.6876 | 25.6876 | 25.6876 | 25.6876 | 25.6876 | 25.6876 | 25.6876 | 25.6876 | 25.6876 | 25.6876 | 25.6876 | 25.6876 | 25.6876 | 25.6876 | 25.6876 | 25.6876 | 25.6876 | 25.6876 | 25.6876 | 25.6876 | 25.6876 | 25.6876 | 25.6876 | 25.6876 | 25.6876 | 25.6876 | 25.6876 | 25.6876 | 25.6876 | 25.6876 | 25.6876 | 25.6876 | 25.6876 | 25.6876 | 25.6876 | 25.6876 | 25.6876
871 | 25.6905 | 25.6905 | 25.6905 | 25.6905 | 25.6905 | 25.6905 | 25.6905 | 25.6905 | 25.6905 | 25.6905 | 25.6905 | 25.6905 | 25.6905 | 25.6905 | 25.6905 | 25.6905 | 25.6905 | 25.6905 | 25.6905 | 25.6905 | 25.6905 | 25.6905 | 25.6905 | 25.6905 | 25.6905 | 25.6905 | 25.6905 | 25.6905 | 25.6905 | 25.6905 | 25.6905 | 25.6905 | 25.6905 | 25.6905 | 25.6905 | 25.6905 | 25.6905 | 25.6905 | 25.6905 | 25.6905 | 25.6905 | 25.6905 | 25.6905 | 25.6905 | 25.6905 | 25.6905 | 25.6905 | 25.6905 | 25.6905 | 25.6905 | 25.6905 | 25.6905 | 25.6905 | 25.6905 | 25.6905 | 25.6905 | 25.6905 | 25.6905 | 25.6905 | 25.6905
872 | 25.6934 | 25.6934 | 25.6934 | 25.6934 | 25.6934 | 25.6934 | 25.6934 | 25.6934 | 25.6934 | 25.6934 | 25.6934 | 25.6934 | 25.6934 | 25.6934 | 25.6934 | 25.6934 | 25.6934 | 25.6934 | 25.6934 | 25.6934 | 25.6934 | 25.6934 | 25.6934 | 25.6934 | 25.6934 | 25.6934 | 25.6934 | 25.6934 | 25.6934 | 25.6934 | 25.6934 | 25.6934 | 25.6934 | 25.6934 | 25.6934 | 25.6934 | 25.6934 | 25.6934 | 25.6934 | 25.6934 | 25.6934 | 25.6934 | 25.6934 | 25.6934 | 25.6934 | 25.6934 | 25.6934 | 25.6934 | 25.6934 | 25.6934 | 25.6934 | 25.6934 | 25.6934 | 25.6934 | 25.6934 | 25.6934 | 25.6934 | 25.6934 | 25.6934 | 25.6934
873 | 25.6962 | 25.6962 | 25.6962 | 25.6962 | 25.6962 | 25.6962 | 25.6962 | 25.6962 | 25.6962 | 25.6962 | 25.6962 | 25.6962 | 25.6962 | 25.6962 | 25.6962 | 25.6962 | 25.6962 | 25.6962 | 25.6962 | 25.6962 | 25.6962 | 25.6962 | 25.6962 | 25.6962 | 25.6962 | 25.6962 | 25.6962 | 25.6962 | 25.6962 | 25.6962 | 25.6962 | 25.6962 | 25.6962 | 25.6962 | 25.6962 | 25.6962 | 25.6962 | 25.6962 | 25.6962 | 25.6962 | 25.6962 | 25.6962 | 25.6962 | 25.6962 | 25.6962 | 25.6962 | 25.6962 | 25.6962 | 25.6962 | 25.6962 | 25.6962 | 25.6962 | 25.6962 | 25.6962 | 25.6962 | 25.6962 | 25.6962 | 25.6962 | 25.6962 | 25.6962
874 | 25.6991 | 25.6991 | 25.6991 | 25.6991 | 25.6991 | 25.6991 | 25.6991 | 25.6991 | 25.6991 | 25.6991 | 25.6991 | 25.6991 | 25.6991 | 25.6991 | 25.6991 | 25.6991 | 25.6991 | 25.6991 | 25.6991 | 25.6991 | 25.6991 | 25.6991 | 25.6991 | 25.6991 | 25.6991 | 25.6991 | 25.6991 | 25.6991 | 25.6991 | 25.6991 | 25.6991 | 25.6991 | 25.6991 | 25.6991 | 25.6991 | 25.6991 | 25.6991 | 25.6991 | 25.6991 | 25.6991 | 25.6991 | 25.6991 | 25.6991 | 25.6991 | 25.6991 | 25.6991 | 25.6991 | 25.6991 | 25.6991 | 25.6991 | 25.6991 | 25.6991 | 25.6991 | 25.6991 | 25.6991 | 25.6991 | 25.6991 | 25.6991 | 25.6991 | 25.6991
875 | 25.702 | 25.702 | 25.702 | 25.702 | 25.702 | 25.702 | 25.702 | 25.702 | 25.702 | 25.702 | 25.702 | 25.702 | 25.702 | 25.702 | 25.702 | 25.702 | 25.702 | 25.702 | 25.702 | 25.702 | 25.702 | 25.702 | 25.702 | 25.702 | 25.702 | 25.702 | 25.702 | 25.702 | 25.702 | 25.702 | 25.702 | 25.702 | 25.702 | 25.702 | 25.702 | 25.702 | 25.702 | 25.702 | 25.702 | 25.702 | 25.702 | 25.702 | 25.702 | 25.702 | 25.702 | 25.702 | 25.702 | 25.702 | 25.702 | 25.702 | 25.702 | 25.702 | 25.702 | 25.702 | 25.702 | 25.702 | 25.702 | 25.702 | 25.702 | 25.702
876 | 25.7048 | 25.7048 | 25.7048 | 25.7048 | 25.7048 | 25.7048 | 25.7048 | 25.7048 | 25.7048 | 25.7048 | 25.7048 | 25.7048 | 25.7048 | 25.7048 | 25.7048 | 25.7048 | 25.7048 | 25.7048 | 25.7048 | 25.7048 | 25.7048 | 25.7048 | 25.7048 | 25.7048 | 25.7048 | 25.7048 | 25.7048 | 25.7048 | 25.7048 | 25.7048 | 25.7048 | 25.7048 | 25.7048 | 25.7048 | 25.7048 | 25.7048 | 25.7048 | 25.7048 | 25.7048 | 25.7048 | 25.7048 | 25.7048 | 25.7048 | 25.7048 | 25.7048 | 25.7048 | 25.7048 | 25.7048 | 25.7048 | 25.7048 | 25.7048 | 25.7048 | 25.7048 | 25.7048 | 25.7048 | 25.7048 | 25.7048 | 25.7048 | 25.7048 | 25.7048
877 | 25.7077 | 25.7077 | 25.7077 | 25.7077 | 25.7077 | 25.7077 | 25.7077 | 25.7077 | 25.7077 | 25.7077 | 25.7077 | 25.7077 | 25.7077 | 25.7077 | 25.7077 | 25.7077 | 25.7077 | 25.7077 | 25.7077 | 25.7077 | 25.7077 | 25.7077 | 25.7077 | 25.7077 | 25.7077 | 25.7077 | 25.7077 | 25.7077 | 25.7077 | 25.7077 | 25.7077 | 25.7077 | 25.7077 | 25.7077 | 25.7077 | 25.7077 | 25.7077 | 25.7077 | 25.7077 | 25.7077 | 25.7077 | 25.7077 | 25.7077 | 25.7077 | 25.7077 | 25.7077 | 25.7077 | 25.7077 | 25.7077 | 25.7077 | 25.7077 | 25.7077 | 25.7077 | 25.7077 | 25.7077 | 25.7077 | 25.7077 | 25.7077 | 25.7077 | 25.7077
878 | 25.7105 | 25.7105 | 25.7105 | 25.7105 | 25.7105 | 25.7105 | 25.7105 | 25.7105 | 25.7105 | 25.7105 | 25.7105 | 25.7105 | 25.7105 | 25.7105 | 25.7105 | 25.7105 | 25.7105 | 25.7105 | 25.7105 | 25.7105 | 25.7105 | 25.7105 | 25.7105 | 25.7105 | 25.7105 | 25.7105 | 25.7105 | 25.7105 | 25.7105 | 25.7105 | 25.7105 | 25.7105 | 25.7105 | 25.7105 | 25.7105 | 25.7105 | 25.7105 | 25.7105 | 25.7105 | 25.7105 | 25.7105 | 25.7105 | 25.7105 | 25.7105 | 25.7105 | 25.7105 | 25.7105 | 25.7105 | 25.7105 | 25.7105 | 25.7105 | 25.7105 | 25.7105 | 25.7105 | 25.7105 | 25.7105 | 25.7105 | 25.7105 | 25.7105 | 25.7105
879 | 25.7134 | 25.7134 | 25.7134 | 25.7134 | 25.7134 | 25.7134 | 25.7134 | 25.7134 | 25.7134 | 25.7134 | 25.7134 | 25.7134 | 25.7134 | 25.7134 | 25.7134 | 25.7134 | 25.7134 | 25.7134 | 25.7134 | 25.7134 | 25.7134 | 25.7134 | 25.7134 | 25.7134 | 25.7134 | 25.7134 | 25.7134 | 25.7134 | 25.7134 | 25.7134 | 25.7134 | 25.7134 | 25.7134 | 25.7134 | 25.7134 | 25.7134 | 25.7134 | 25.7134 | 25.7134 | 25.7134 | 25.7134 | 25.7134 | 25.7134 | 25.7134 | 25.7134 | 25.7134 | 25.7134 | 25.7134 | 25.7134 | 25.7134 | 25.7134 | 25.7134 | 25.7134 | 25.7134 | 25.7134 | 25.7134 | 25.7134 | 25.7134 | 25.7134 | 25.7134
880 | 25.7162 | 25.7162 | 25.7162 | 25.7162 | 25.7162 | 25.7162 | 25.7162 | 25.7162 | 25.7162 | 25.7162 | 25.7162 | 25.7162 | 25.7162 | 25.7162 | 25.7162 | 25.7162 | 25.7162 | 25.7162 | 25.7162 | 25.7162 | 25.7162 | 25.7162 | 25.7162 | 25.7162 | 25.7162 | 25.7162 | 25.7162 | 25.7162 | 25.7162 | 25.7162 | 25.7162 | 25.7162 | 25.7162 | 25.7162 | 25.7162 | 25.7162 | 25.7162 | 25.7162 | 25.7162 | 25.7162 | 25.7162 | 25.7162 | 25.7162 | 25.7162 | 25.7162 | 25.7162 | 25.7162 | 25.7162 | 25.7162 | 25.7162 | 25.7162 | 25.7162 | 25.7162 | 25.7162 | 25.7162 | 25.7162 | 25.7162 | 25.7162 | 25.7162 | 25.7162
881 | 25.719 | 25.719 | 25.719 | 25.719 | 25.719 | 25.719 | 25.719 | 25.719 | 25.719 | 25.719 | 25.719 | 25.719 | 25.719 | 25.719 | 25.719 | 25.719 | 25.719 | 25.719 | 25.719 | 25.719 | 25.719 | 25.719 | 25.719 | 25.719 | 25.719 | 25.719 | 25.719 | 25.719 | 25.719 | 25.719 | 25.719 | 25.719 | 25.719 | 25.719 | 25.719 | 25.719 | 25.719 | 25.719 | 25.719 | 25.719 | 25.719 | 25.719 | 25.719 | 25.719 | 25.719 | 25.719 | 25.719 | 25.719 | 25.719 | 25.719 | 25.719 | 25.719 | 25.719 | 25.719 | 25.719 | 25.719 | 25.719 | 25.719 | 25.719 | 25.719
882 | 25.7219 | 25.7219 | 25.7219 | 25.7219 | 25.7219 | 25.7219 | 25.7219 | 25.7219 | 25.7219 | 25.7219 | 25.7219 | 25.7219 | 25.7219 | 25.7219 | 25.7219 | 25.7219 | 25.7219 | 25.7219 | 25.7219 | 25.7219 | 25.7219 | 25.7219 | 25.7219 | 25.7219 | 25.7219 | 25.7219 | 25.7219 | 25.7219 | 25.7219 | 25.7219 | 25.7219 | 25.7219 | 25.7219 | 25.7219 | 25.7219 | 25.7219 | 25.7219 | 25.7219 | 25.7219 | 25.7219 | 25.7219 | 25.7219 | 25.7219 | 25.7219 | 25.7219 | 25.7219 | 25.7219 | 25.7219 | 25.7219 | 25.7219 | 25.7219 | 25.7219 | 25.7219 | 25.7219 | 25.7219 | 25.7219 | 25.7219 | 25.7219 | 25.7219 | 25.7219
883 | 25.7247 | 25.7247 | 25.7247 | 25.7247 | 25.7247 | 25.7247 | 25.7247 | 25.7247 | 25.7247 | 25.7247 | 25.7247 | 25.7247 | 25.7247 | 25.7247 | 25.7247 | 25.7247 | 25.7247 | 25.7247 | 25.7247 | 25.7247 | 25.7247 | 25.7247 | 25.7247 | 25.7247 | 25.7247 | 25.7247 | 25.7247 | 25.7247 | 25.7247 | 25.7247 | 25.7247 | 25.7247 | 25.7247 | 25.7247 | 25.7247 | 25.7247 | 25.7247 | 25.7247 | 25.7247 | 25.7247 | 25.7247 | 25.7247 | 25.7247 | 25.7247 | 25.7247 | 25.7247 | 25.7247 | 25.7247 | 25.7247 | 25.7247 | 25.7247 | 25.7247 | 25.7247 | 25.7247 | 25.7247 | 25.7247 | 25.7247 | 25.7247 | 25.7247 | 25.7247
884 | 25.7275 | 25.7275 | 25.7275 | 25.7275 | 25.7275 | 25.7275 | 25.7275 | 25.7275 | 25.7275 | 25.7275 | 25.7275 | 25.7275 | 25.7275 | 25.7275 | 25.7275 | 25.7275 | 25.7275 | 25.7275 | 25.7275 | 25.7275 | 25.7275 | 25.7275 | 25.7275 | 25.7275 | 25.7275 | 25.7275 | 25.7275 | 25.7275 | 25.7275 | 25.7275 | 25.7275 | 25.7275 | 25.7275 | 25.7275 | 25.7275 | 25.7275 | 25.7275 | 25.7275 | 25.7275 | 25.7275 | 25.7275 | 25.7275 | 25.7275 | 25.7275 | 25.7275 | 25.7275 | 25.7275 | 25.7275 | 25.7275 | 25.7275 | 25.7275 | 25.7275 | 25.7275 | 25.7275 | 25.7275 | 25.7275 | 25.7275 | 25.7275 | 25.7275 | 25.7275
885 | 25.7304 | 25.7304 | 25.7304 | 25.7304 | 25.7304 | 25.7304 | 25.7304 | 25.7304 | 25.7304 | 25.7304 | 25.7304 | 25.7304 | 25.7304 | 25.7304 | 25.7304 | 25.7304 | 25.7304 | 25.7304 | 25.7304 | 25.7304 | 25.7304 | 25.7304 | 25.7304 | 25.7304 | 25.7304 | 25.7304 | 25.7304 | 25.7304 | 25.7304 | 25.7304 | 25.7304 | 25.7304 | 25.7304 | 25.7304 | 25.7304 | 25.7304 | 25.7304 | 25.7304 | 25.7304 | 25.7304 | 25.7304 | 25.7304 | 25.7304 | 25.7304 | 25.7304 | 25.7304 | 25.7304 | 25.7304 | 25.7304 | 25.7304 | 25.7304 | 25.7304 | 25.7304 | 25.7304 | 25.7304 | 25.7304 | 25.7304 | 25.7304 | 25.7304 | 25.7304
886 | 25.7332 | 25.7332 | 25.7332 | 25.7332 | 25.7332 | 25.7332 | 25.7332 | 25.7332 | 25.7332 | 25.7332 | 25.7332 | 25.7332 | 25.7332 | 25.7332 | 25.7332 | 25.7332 | 25.7332 | 25.7332 | 25.7332 | 25.7332 | 25.7332 | 25.7332 | 25.7332 | 25.7332 | 25.7332 | 25.7332 | 25.7332 | 25.7332 | 25.7332 | 25.7332 | 25.7332 | 25.7332 | 25.7332 | 25.7332 | 25.7332 | 25.7332 | 25.7332 | 25.7332 | 25.7332 | 25.7332 | 25.7332 | 25.7332 | 25.7332 | 25.7332 | 25.7332 | 25.7332 | 25.7332 | 25.7332 | 25.7332 | 25.7332 | 25.7332 | 25.7332 | 25.7332 | 25.7332 | 25.7332 | 25.7332 | 25.7332 | 25.7332 | 25.7332 | 25.7332
887 | 25.736 | 25.736 | 25.736 | 25.736 | 25.736 | 25.736 | 25.736 | 25.736 | 25.736 | 25.736 | 25.736 | 25.736 | 25.736 | 25.736 | 25.736 | 25.736 | 25.736 | 25.736 | 25.736 | 25.736 | 25.736 | 25.736 | 25.736 | 25.736 | 25.736 | 25.736 | 25.736 | 25.736 | 25.736 | 25.736 | 25.736 | 25.736 | 25.736 | 25.736 | 25.736 | 25.736 | 25.736 | 25.736 | 25.736 | 25.736 | 25.736 | 25.736 | 25.736 | 25.736 | 25.736 | 25.736 | 25.736 | 25.736 | 25.736 | 25.736 | 25.736 | 25.736 | 25.736 | 25.736 | 25.736 | 25.736 | 25.736 | 25.736 | 25.736 | 25.736
888 | 25.7388 | 25.7388 | 25.7388 | 25.7388 | 25.7388 | 25.7388 | 25.7388 | 25.7388 | 25.7388 | 25.7388 | 25.7388 | 25.7388 | 25.7388 | 25.7388 | 25.7388 | 25.7388 | 25.7388 | 25.7388 | 25.7388 | 25.7388 | 25.7388 | 25.7388 | 25.7388 | 25.7388 | 25.7388 | 25.7388 | 25.7388 | 25.7388 | 25.7388 | 25.7388 | 25.7388 | 25.7388 | 25.7388 | 25.7388 | 25.7388 | 25.7388 | 25.7388 | 25.7388 | 25.7388 | 25.7388 | 25.7388 | 25.7388 | 25.7388 | 25.7388 | 25.7388 | 25.7388 | 25.7388 | 25.7388 | 25.7388 | 25.7388 | 25.7388 | 25.7388 | 25.7388 | 25.7388 | 25.7388 | 25.7388 | 25.7388 | 25.7388 | 25.7388 | 25.7388
889 | 25.7416 | 25.7416 | 25.7416 | 25.7416 | 25.7416 | 25.7416 | 25.7416 | 25.7416 | 25.7416 | 25.7416 | 25.7416 | 25.7416 | 25.7416 | 25.7416 | 25.7416 | 25.7416 | 25.7416 | 25.7416 | 25.7416 | 25.7416 | 25.7416 | 25.7416 | 25.7416 | 25.7416 | 25.7416 | 25.7416 | 25.7416 | 25.7416 | 25.7416 | 25.7416 | 25.7416 | 25.7416 | 25.7416 | 25.7416 | 25.7416 | 25.7416 | 25.7416 | 25.7416 | 25.7416 | 25.7416 | 25.7416 | 25.7416 | 25.7416 | 25.7416 | 25.7416 | 25.7416 | 25.7416 | 25.7416 | 25.7416 | 25.7416 | 25.7416 | 25.7416 | 25.7416 | 25.7416 | 25.7416 | 25.7416 | 25.7416 | 25.7416 | 25.7416 | 25.7416
890 | 25.7444 | 25.7444 | 25.7444 | 25.7444 | 25.7444 | 25.7444 | 25.7444 | 25.7444 | 25.7444 | 25.7444 | 25.7444 | 25.7444 | 25.7444 | 25.7444 | 25.7444 | 25.7444 | 25.7444 | 25.7444 | 25.7444 | 25.7444 | 25.7444 | 25.7444 | 25.7444 | 25.7444 | 25.7444 | 25.7444 | 25.7444 | 25.7444 | 25.7444 | 25.7444 | 25.7444 | 25.7444 | 25.7444 | 25.7444 | 25.7444 | 25.7444 | 25.7444 | 25.7444 | 25.7444 | 25.7444 | 25.7444 | 25.7444 | 25.7444 | 25.7444 | 25.7444 | 25.7444 | 25.7444 | 25.7444 | 25.7444 | 25.7444 | 25.7444 | 25.7444 | 25.7444 | 25.7444 | 25.7444 | 25.7444 | 25.7444 | 25.7444 | 25.7444 | 25.7444
891 | 25.7473 | 25.7473 | 25.7473 | 25.7473 | 25.7473 | 25.7473 | 25.7473 | 25.7473 | 25.7473 | 25.7473 | 25.7473 | 25.7473 | 25.7473 | 25.7473 | 25.7473 | 25.7473 | 25.7473 | 25.7473 | 25.7473 | 25.7473 | 25.7473 | 25.7473 | 25.7473 | 25.7473 | 25.7473 | 25.7473 | 25.7473 | 25.7473 | 25.7473 | 25.7473 | 25.7473 | 25.7473 | 25.7473 | 25.7473 | 25.7473 | 25.7473 | 25.7473 | 25.7473 | 25.7473 | 25.7473 | 25.7473 | 25.7473 | 25.7473 | 25.7473 | 25.7473 | 25.7473 | 25.7473 | 25.7473 | 25.7473 | 25.7473 | 25.7473 | 25.7473 | 25.7473 | 25.7473 | 25.7473 | 25.7473 | 25.7473 | 25.7473 | 25.7473 | 25.7473
892 | 25.7501 | 25.7501 | 25.7501 | 25.7501 | 25.7501 | 25.7501 | 25.7501 | 25.7501 | 25.7501 | 25.7501 | 25.7501 | 25.7501 | 25.7501 | 25.7501 | 25.7501 | 25.7501 | 25.7501 | 25.7501 | 25.7501 | 25.7501 | 25.7501 | 25.7501 | 25.7501 | 25.7501 | 25.7501 | 25.7501 | 25.7501 | 25.7501 | 25.7501 | 25.7501 | 25.7501 | 25.7501 | 25.7501 | 25.7501 | 25.7501 | 25.7501 | 25.7501 | 25.7501 | 25.7501 | 25.7501 | 25.7501 | 25.7501 | 25.7501 | 25.7501 | 25.7501 | 25.7501 | 25.7501 | 25.7501 | 25.7501 | 25.7501 | 25.7501 | 25.7501 | 25.7501 | 25.7501 | 25.7501 | 25.7501 | 25.7501 | 25.7501 | 25.7501 | 25.7501
893 | 25.7529 | 25.7529 | 25.7529 | 25.7529 | 25.7529 | 25.7529 | 25.7529 | 25.7529 | 25.7529 | 25.7529 | 25.7529 | 25.7529 | 25.7529 | 25.7529 | 25.7529 | 25.7529 | 25.7529 | 25.7529 | 25.7529 | 25.7529 | 25.7529 | 25.7529 | 25.7529 | 25.7529 | 25.7529 | 25.7529 | 25.7529 | 25.7529 | 25.7529 | 25.7529 | 25.7529 | 25.7529 | 25.7529 | 25.7529 | 25.7529 | 25.7529 | 25.7529 | 25.7529 | 25.7529 | 25.7529 | 25.7529 | 25.7529 | 25.7529 | 25.7529 | 25.7529 | 25.7529 | 25.7529 | 25.7529 | 25.7529 | 25.7529 | 25.7529 | 25.7529 | 25.7529 | 25.7529 | 25.7529 | 25.7529 | 25.7529 | 25.7529 | 25.7529 | 25.7529
894 | 25.7557 | 25.7557 | 25.7557 | 25.7557 | 25.7557 | 25.7557 | 25.7557 | 25.7557 | 25.7557 | 25.7557 | 25.7557 | 25.7557 | 25.7557 | 25.7557 | 25.7557 | 25.7557 | 25.7557 | 25.7557 | 25.7557 | 25.7557 | 25.7557 | 25.7557 | 25.7557 | 25.7557 | 25.7557 | 25.7557 | 25.7557 | 25.7557 | 25.7557 | 25.7557 | 25.7557 | 25.7557 | 25.7557 | 25.7557 | 25.7557 | 25.7557 | 25.7557 | 25.7557 | 25.7557 | 25.7557 | 25.7557 | 25.7557 | 25.7557 | 25.7557 | 25.7557 | 25.7557 | 25.7557 | 25.7557 | 25.7557 | 25.7557 | 25.7557 | 25.7557 | 25.7557 | 25.7557 | 25.7557 | 25.7557 | 25.7557 | 25.7557 | 25.7557 | 25.7557
895 | 25.7585 | 25.7585 | 25.7585 | 25.7585 | 25.7585 | 25.7585 | 25.7585 | 25.7585 | 25.7585 | 25.7585 | 25.7585 | 25.7585 | 25.7585 | 25.7585 | 25.7585 | 25.7585 | 25.7585 | 25.7585 | 25.7585 | 25.7585 | 25.7585 | 25.7585 | 25.7585 | 25.7585 | 25.7585 | 25.7585 | 25.7585 | 25.7585 | 25.7585 | 25.7585 | 25.7585 | 25.7585 | 25.7585 | 25.7585 | 25.7585 | 25.7585 | 25.7585 | 25.7585 | 25.7585 | 25.7585 | 25.7585 | 25.7585 | 25.7585 | 25.7585 | 25.7585 | 25.7585 | 25.7585 | 25.7585 | 25.7585 | 25.7585 | 25.7585 | 25.7585 | 25.7585 | 25.7585 | 25.7585 | 25.7585 | 25.7585 | 25.7585 | 25.7585 | 25.7585
896 | 25.7612 | 25.7612 | 25.7612 | 25.7612 | 25.7612 | 25.7612 | 25.7612 | 25.7612 | 25.7612 | 25.7612 | 25.7612 | 25.7612 | 25.7612 | 25.7612 | 25.7612 | 25.7612 | 25.7612 | 25.7612 | 25.7612 | 25.7612 | 25.7612 | 25.7612 | 25.7612 | 25.7612 | 25.7612 | 25.7612 | 25.7612 | 25.7612 | 25.7612 | 25.7612 | 25.7612 | 25.7612 | 25.7612 | 25.7612 | 25.7612 | 25.7612 | 25.7612 | 25.7612 | 25.7612 | 25.7612 | 25.7612 | 25.7612 | 25.7612 | 25.7612 | 25.7612 | 25.7612 | 25.7612 | 25.7612 | 25.7612 | 25.7612 | 25.7612 | 25.7612 | 25.7612 | 25.7612 | 25.7612 | 25.7612 | 25.7612 | 25.7612 | 25.7612 | 25.7612
897 | 25.764 | 25.764 | 25.764 | 25.764 | 25.764 | 25.764 | 25.764 | 25.764 | 25.764 | 25.764 | 25.764 | 25.764 | 25.764 | 25.764 | 25.764 | 25.764 | 25.764 | 25.764 | 25.764 | 25.764 | 25.764 | 25.764 | 25.764 | 25.764 | 25.764 | 25.764 | 25.764 | 25.764 | 25.764 | 25.764 | 25.764 | 25.764 | 25.764 | 25.764 | 25.764 | 25.764 | 25.764 | 25.764 | 25.764 | 25.764 | 25.764 | 25.764 | 25.764 | 25.764 | 25.764 | 25.764 | 25.764 | 25.764 | 25.764 | 25.764 | 25.764 | 25.764 | 25.764 | 25.764 | 25.764 | 25.764 | 25.764 | 25.764 | 25.764 | 25.764
898 | 25.7668 | 25.7668 | 25.7668 | 25.7668 | 25.7668 | 25.7668 | 25.7668 | 25.7668 | 25.7668 | 25.7668 | 25.7668 | 25.7668 | 25.7668 | 25.7668 | 25.7668 | 25.7668 | 25.7668 | 25.7668 | 25.7668 | 25.7668 | 25.7668 | 25.7668 | 25.7668 | 25.7668 | 25.7668 | 25.7668 | 25.7668 | 25.7668 | 25.7668 | 25.7668 | 25.7668 | 25.7668 | 25.7668 | 25.7668 | 25.7668 | 25.7668 | 25.7668 | 25.7668 | 25.7668 | 25.7668 | 25.7668 | 25.7668 | 25.7668 | 25.7668 | 25.7668 | 25.7668 | 25.7668 | 25.7668 | 25.7668 | 25.7668 | 25.7668 | 25.7668 | 25.7668 | 25.7668 | 25.7668 | 25.7668 | 25.7668 | 25.7668 | 25.7668 | 25.7668
899 | 25.7696 | 25.7696 | 25.7696 | 25.7696 | 25.7696 | 25.7696 | 25.7696 | 25.7696 | 25.7696 | 25.7696 | 25.7696 | 25.7696 | 25.7696 | 25.7696 | 25.7696 | 25.7696 | 25.7696 | 25.7696 | 25.7696 | 25.7696 | 25.7696 | 25.7696 | 25.7696 | 25.7696 | 25.7696 | 25.7696 | 25.7696 | 25.7696 | 25.7696 | 25.7696 | 25.7696 | 25.7696 | 25.7696 | 25.7696 | 25.7696 | 25.7696 | 25.7696 | 25.7696 | 25.7696 | 25.7696 | 25.7696 | 25.7696 | 25.7696 | 25.7696 | 25.7696 | 25.7696 | 25.7696 | 25.7696 | 25.7696 | 25.7696 | 25.7696 | 25.7696 | 25.7696 | 25.7696 | 25.7696 | 25.7696 | 25.7696 | 25.7696 | 25.7696 | 25.7696
900 | 25.7724 | 25.7724 | 25.7724 | 25.7724 | 25.7724 | 25.7724 | 25.7724 | 25.7724 | 25.7724 | 25.7724 | 25.7724 | 25.7724 | 25.7724 | 25.7724 | 25.7724 | 25.7724 | 25.7724 | 25.7724 | 25.7724 | 25.7724 | 25.7724 | 25.7724 | 25.7724 | 25.7724 | 25.7724 | 25.7724 | 25.7724 | 25.7724 | 25.7724 | 25.7724 | 25.7724 | 25.7724 | 25.7724 | 25.7724 | 25.7724 | 25.7724 | 25.7724 | 25.7724 | 25.7724 | 25.7724 | 25.7724 | 25.7724 | 25.7724 | 25.7724 | 25.7724 | 25.7724 | 25.7724 | 25.7724 | 25.7724 | 25.7724 | 25.7724 | 25.7724 | 25.7724 | 25.7724 | 25.7724 | 25.7724 | 25.7724 | 25.7724 | 25.7724 | 25.7724
901 | 25.7752 | 25.7752 | 25.7752 | 25.7752 | 25.7752 | 25.7752 | 25.7752 | 25.7752 | 25.7752 | 25.7752 | 25.7752 | 25.7752 | 25.7752 | 25.7752 | 25.7752 | 25.7752 | 25.7752 | 25.7752 | 25.7752 | 25.7752 | 25.7752 | 25.7752 | 25.7752 | 25.7752 | 25.7752 | 25.7752 | 25.7752 | 25.7752 | 25.7752 | 25.7752 | 25.7752 | 25.7752 | 25.7752 | 25.7752 | 25.7752 | 25.7752 | 25.7752 | 25.7752 | 25.7752 | 25.7752 | 25.7752 | 25.7752 | 25.7752 | 25.7752 | 25.7752 | 25.7752 | 25.7752 | 25.7752 | 25.7752 | 25.7752 | 25.7752 | 25.7752 | 25.7752 | 25.7752 | 25.7752 | 25.7752 | 25.7752 | 25.7752 | 25.7752 | 25.7752
902 | 25.7779 | 25.7779 | 25.7779 | 25.7779 | 25.7779 | 25.7779 | 25.7779 | 25.7779 | 25.7779 | 25.7779 | 25.7779 | 25.7779 | 25.7779 | 25.7779 | 25.7779 | 25.7779 | 25.7779 | 25.7779 | 25.7779 | 25.7779 | 25.7779 | 25.7779 | 25.7779 | 25.7779 | 25.7779 | 25.7779 | 25.7779 | 25.7779 | 25.7779 | 25.7779 | 25.7779 | 25.7779 | 25.7779 | 25.7779 | 25.7779 | 25.7779 | 25.7779 | 25.7779 | 25.7779 | 25.7779 | 25.7779 | 25.7779 | 25.7779 | 25.7779 | 25.7779 | 25.7779 | 25.7779 | 25.7779 | 25.7779 | 25.7779 | 25.7779 | 25.7779 | 25.7779 | 25.7779 | 25.7779 | 25.7779 | 25.7779 | 25.7779 | 25.7779 | 25.7779
903 | 25.7807 | 25.7807 | 25.7807 | 25.7807 | 25.7807 | 25.7807 | 25.7807 | 25.7807 | 25.7807 | 25.7807 | 25.7807 | 25.7807 | 25.7807 | 25.7807 | 25.7807 | 25.7807 | 25.7807 | 25.7807 | 25.7807 | 25.7807 | 25.7807 | 25.7807 | 25.7807 | 25.7807 | 25.7807 | 25.7807 | 25.7807 | 25.7807 | 25.7807 | 25.7807 | 25.7807 | 25.7807 | 25.7807 | 25.7807 | 25.7807 | 25.7807 | 25.7807 | 25.7807 | 25.7807 | 25.7807 | 25.7807 | 25.7807 | 25.7807 | 25.7807 | 25.7807 | 25.7807 | 25.7807 | 25.7807 | 25.7807 | 25.7807 | 25.7807 | 25.7807 | 25.7807 | 25.7807 | 25.7807 | 25.7807 | 25.7807 | 25.7807 | 25.7807 | 25.7807
904 | 25.7835 | 25.7835 | 25.7835 | 25.7835 | 25.7835 | 25.7835 | 25.7835 | 25.7835 | 25.7835 | 25.7835 | 25.7835 | 25.7835 | 25.7835 | 25.7835 | 25.7835 | 25.7835 | 25.7835 | 25.7835 | 25.7835 | 25.7835 | 25.7835 | 25.7835 | 25.7835 | 25.7835 | 25.7835 | 25.7835 | 25.7835 | 25.7835 | 25.7835 | 25.7835 | 25.7835 | 25.7835 | 25.7835 | 25.7835 | 25.7835 | 25.7835 | 25.7835 | 25.7835 | 25.7835 | 25.7835 | 25.7835 | 25.7835 | 25.7835 | 25.7835 | 25.7835 | 25.7835 | 25.7835 | 25.7835 | 25.7835 | 25.7835 | 25.7835 | 25.7835 | 25.7835 | 25.7835 | 25.7835 | 25.7835 | 25.7835 | 25.7835 | 25.7835 | 25.7835
905 | 25.7862 | 25.7862 | 25.7862 | 25.7862 | 25.7862 | 25.7862 | 25.7862 | 25.7862 | 25.7862 | 25.7862 | 25.7862 | 25.7862 | 25.7862 | 25.7862 | 25.7862 | 25.7862 | 25.7862 | 25.7862 | 25.7862 | 25.7862 | 25.7862 | 25.7862 | 25.7862 | 25.7862 | 25.7862 | 25.7862 | 25.7862 | 25.7862 | 25.7862 | 25.7862 | 25.7862 | 25.7862 | 25.7862 | 25.7862 | 25.7862 | 25.7862 | 25.7862 | 25.7862 | 25.7862 | 25.7862 | 25.7862 | 25.7862 | 25.7862 | 25.7862 | 25.7862 | 25.7862 | 25.7862 | 25.7862 | 25.7862 | 25.7862 | 25.7862 | 25.7862 | 25.7862 | 25.7862 | 25.7862 | 25.7862 | 25.7862 | 25.7862 | 25.7862 | 25.7862
906 | 25.789 | 25.789 | 25.789 | 25.789 | 25.789 | 25.789 | 25.789 | 25.789 | 25.789 | 25.789 | 25.789 | 25.789 | 25.789 | 25.789 | 25.789 | 25.789 | 25.789 | 25.789 | 25.789 | 25.789 | 25.789 | 25.789 | 25.789 | 25.789 | 25.789 | 25.789 | 25.789 | 25.789 | 25.789 | 25.789 | 25.789 | 25.789 | 25.789 | 25.789 | 25.789 | 25.789 | 25.789 | 25.789 | 25.789 | 25.789 | 25.789 | 25.789 | 25.789 | 25.789 | 25.789 | 25.789 | 25.789 | 25.789 | 25.789 | 25.789 | 25.789 | 25.789 | 25.789 | 25.789 | 25.789 | 25.789 | 25.789 | 25.789 | 25.789 | 25.789
907 | 25.7918 | 25.7918 | 25.7918 | 25.7918 | 25.7918 | 25.7918 | 25.7918 | 25.7918 | 25.7918 | 25.7918 | 25.7918 | 25.7918 | 25.7918 | 25.7918 | 25.7918 | 25.7918 | 25.7918 | 25.7918 | 25.7918 | 25.7918 | 25.7918 | 25.7918 | 25.7918 | 25.7918 | 25.7918 | 25.7918 | 25.7918 | 25.7918 | 25.7918 | 25.7918 | 25.7918 | 25.7918 | 25.7918 | 25.7918 | 25.7918 | 25.7918 | 25.7918 | 25.7918 | 25.7918 | 25.7918 | 25.7918 | 25.7918 | 25.7918 | 25.7918 | 25.7918 | 25.7918 | 25.7918 | 25.7918 | 25.7918 | 25.7918 | 25.7918 | 25.7918 | 25.7918 | 25.7918 | 25.7918 | 25.7918 | 25.7918 | 25.7918 | 25.7918 | 25.7918
908 | 25.7945 | 25.7945 | 25.7945 | 25.7945 | 25.7945 | 25.7945 | 25.7945 | 25.7945 | 25.7945 | 25.7945 | 25.7945 | 25.7945 | 25.7945 | 25.7945 | 25.7945 | 25.7945 | 25.7945 | 25.7945 | 25.7945 | 25.7945 | 25.7945 | 25.7945 | 25.7945 | 25.7945 | 25.7945 | 25.7945 | 25.7945 | 25.7945 | 25.7945 | 25.7945 | 25.7945 | 25.7945 | 25.7945 | 25.7945 | 25.7945 | 25.7945 | 25.7945 | 25.7945 | 25.7945 | 25.7945 | 25.7945 | 25.7945 | 25.7945 | 25.7945 | 25.7945 | 25.7945 | 25.7945 | 25.7945 | 25.7945 | 25.7945 | 25.7945 | 25.7945 | 25.7945 | 25.7945 | 25.7945 | 25.7945 | 25.7945 | 25.7945 | 25.7945 | 25.7945
909 | 25.7973 | 25.7973 | 25.7973 | 25.7973 | 25.7973 | 25.7973 | 25.7973 | 25.7973 | 25.7973 | 25.7973 | 25.7973 | 25.7973 | 25.7973 | 25.7973 | 25.7973 | 25.7973 | 25.7973 | 25.7973 | 25.7973 | 25.7973 | 25.7973 | 25.7973 | 25.7973 | 25.7973 | 25.7973 | 25.7973 | 25.7973 | 25.7973 | 25.7973 | 25.7973 | 25.7973 | 25.7973 | 25.7973 | 25.7973 | 25.7973 | 25.7973 | 25.7973 | 25.7973 | 25.7973 | 25.7973 | 25.7973 | 25.7973 | 25.7973 | 25.7973 | 25.7973 | 25.7973 | 25.7973 | 25.7973 | 25.7973 | 25.7973 | 25.7973 | 25.7973 | 25.7973 | 25.7973 | 25.7973 | 25.7973 | 25.7973 | 25.7973 | 25.7973 | 25.7973
910 | 25.8 | 25.8 | 25.8 | 25.8 | 25.8 | 25.8 | 25.8 | 25.8 | 25.8 | 25.8 | 25.8 | 25.8 | 25.8 | 25.8 | 25.8 | 25.8 | 25.8 | 25.8 | 25.8 | 25.8 | 25.8 | 25.8 | 25.8 | 25.8 | 25.8 | 25.8 | 25.8 | 25.8 | 25.8 | 25.8 | 25.8 | 25.8 | 25.8 | 25.8 | 25.8 | 25.8 | 25.8 | 25.8 | 25.8 | 25.8 | 25.8 | 25.8 | 25.8 | 25.8 | 25.8 | 25.8 | 25.8 | 25.8 | 25.8 | 25.8 | 25.8 | 25.8 | 25.8 | 25.8 | 25.8 | 25.8 | 25.8 | 25.8 | 25.8 | 25.8
911 | 25.8028 | 25.8028 | 25.8028 | 25.8028 | 25.8028 | 25.8028 | 25.8028 | 25.8028 | 25.8028 | 25.8028 | 25.8028 | 25.8028 | 25.8028 | 25.8028 | 25.8028 | 25.8028 | 25.8028 | 25.8028 | 25.8028 | 25.8028 | 25.8028 | 25.8028 | 25.8028 | 25.8028 | 25.8028 | 25.8028 | 25.8028 | 25.8028 | 25.8028 | 25.8028 | 25.8028 | 25.8028 | 25.8028 | 25.8028 | 25.8028 | 25.8028 | 25.8028 | 25.8028 | 25.8028 | 25.8028 | 25.8028 | 25.8028 | 25.8028 | 25.8028 | 25.8028 | 25.8028 | 25.8028 | 25.8028 | 25.8028 | 25.8028 | 25.8028 | 25.8028 | 25.8028 | 25.8028 | 25.8028 | 25.8028 | 25.8028 | 25.8028 | 25.8028 | 25.8028
912 | 25.8055 | 25.8055 | 25.8055 | 25.8055 | 25.8055 | 25.8055 | 25.8055 | 25.8055 | 25.8055 | 25.8055 | 25.8055 | 25.8055 | 25.8055 | 25.8055 | 25.8055 | 25.8055 | 25.8055 | 25.8055 | 25.8055 | 25.8055 | 25.8055 | 25.8055 | 25.8055 | 25.8055 | 25.8055 | 25.8055 | 25.8055 | 25.8055 | 25.8055 | 25.8055 | 25.8055 | 25.8055 | 25.8055 | 25.8055 | 25.8055 | 25.8055 | 25.8055 | 25.8055 | 25.8055 | 25.8055 | 25.8055 | 25.8055 | 25.8055 | 25.8055 | 25.8055 | 25.8055 | 25.8055 | 25.8055 | 25.8055 | 25.8055 | 25.8055 | 25.8055 | 25.8055 | 25.8055 | 25.8055 | 25.8055 | 25.8055 | 25.8055 | 25.8055 | 25.8055
913 | 25.8082 | 25.8082 | 25.8082 | 25.8082 | 25.8082 | 25.8082 | 25.8082 | 25.8082 | 25.8082 | 25.8082 | 25.8082 | 25.8082 | 25.8082 | 25.8082 | 25.8082 | 25.8082 | 25.8082 | 25.8082 | 25.8082 | 25.8082 | 25.8082 | 25.8082 | 25.8082 | 25.8082 | 25.8082 | 25.8082 | 25.8082 | 25.8082 | 25.8082 | 25.8082 | 25.8082 | 25.8082 | 25.8082 | 25.8082 | 25.8082 | 25.8082 | 25.8082 | 25.8082 | 25.8082 | 25.8082 | 25.8082 | 25.8082 | 25.8082 | 25.8082 | 25.8082 | 25.8082 | 25.8082 | 25.8082 | 25.8082 | 25.8082 | 25.8082 | 25.8082 | 25.8082 | 25.8082 | 25.8082 | 25.8082 | 25.8082 | 25.8082 | 25.8082 | 25.8082
914 | 25.811 | 25.811 | 25.811 | 25.811 | 25.811 | 25.811 | 25.811 | 25.811 | 25.811 | 25.811 | 25.811 | 25.811 | 25.811 | 25.811 | 25.811 | 25.811 | 25.811 | 25.811 | 25.811 | 25.811 | 25.811 | 25.811 | 25.811 | 25.811 | 25.811 | 25.811 | 25.811 | 25.811 | 25.811 | 25.811 | 25.811 | 25.811 | 25.811 | 25.811 | 25.811 | 25.811 | 25.811 | 25.811 | 25.811 | 25.811 | 25.811 | 25.811 | 25.811 | 25.811 | 25.811 | 25.811 | 25.811 | 25.811 | 25.811 | 25.811 | 25.811 | 25.811 | 25.811 | 25.811 | 25.811 | 25.811 | 25.811 | 25.811 | 25.811 | 25.811
915 | 25.8137 | 25.8137 | 25.8137 | 25.8137 | 25.8137 | 25.8137 | 25.8137 | 25.8137 | 25.8137 | 25.8137 | 25.8137 | 25.8137 | 25.8137 | 25.8137 | 25.8137 | 25.8137 | 25.8137 | 25.8137 | 25.8137 | 25.8137 | 25.8137 | 25.8137 | 25.8137 | 25.8137 | 25.8137 | 25.8137 | 25.8137 | 25.8137 | 25.8137 | 25.8137 | 25.8137 | 25.8137 | 25.8137 | 25.8137 | 25.8137 | 25.8137 | 25.8137 | 25.8137 | 25.8137 | 25.8137 | 25.8137 | 25.8137 | 25.8137 | 25.8137 | 25.8137 | 25.8137 | 25.8137 | 25.8137 | 25.8137 | 25.8137 | 25.8137 | 25.8137 | 25.8137 | 25.8137 | 25.8137 | 25.8137 | 25.8137 | 25.8137 | 25.8137 | 25.8137
916 | 25.8164 | 25.8164 | 25.8164 | 25.8164 | 25.8164 | 25.8164 | 25.8164 | 25.8164 | 25.8164 | 25.8164 | 25.8164 | 25.8164 | 25.8164 | 25.8164 | 25.8164 | 25.8164 | 25.8164 | 25.8164 | 25.8164 | 25.8164 | 25.8164 | 25.8164 | 25.8164 | 25.8164 | 25.8164 | 25.8164 | 25.8164 | 25.8164 | 25.8164 | 25.8164 | 25.8164 | 25.8164 | 25.8164 | 25.8164 | 25.8164 | 25.8164 | 25.8164 | 25.8164 | 25.8164 | 25.8164 | 25.8164 | 25.8164 | 25.8164 | 25.8164 | 25.8164 | 25.8164 | 25.8164 | 25.8164 | 25.8164 | 25.8164 | 25.8164 | 25.8164 | 25.8164 | 25.8164 | 25.8164 | 25.8164 | 25.8164 | 25.8164 | 25.8164 | 25.8164
917 | 25.8192 | 25.8192 | 25.8192 | 25.8192 | 25.8192 | 25.8192 | 25.8192 | 25.8192 | 25.8192 | 25.8192 | 25.8192 | 25.8192 | 25.8192 | 25.8192 | 25.8192 | 25.8192 | 25.8192 | 25.8192 | 25.8192 | 25.8192 | 25.8192 | 25.8192 | 25.8192 | 25.8192 | 25.8192 | 25.8192 | 25.8192 | 25.8192 | 25.8192 | 25.8192 | 25.8192 | 25.8192 | 25.8192 | 25.8192 | 25.8192 | 25.8192 | 25.8192 | 25.8192 | 25.8192 | 25.8192 | 25.8192 | 25.8192 | 25.8192 | 25.8192 | 25.8192 | 25.8192 | 25.8192 | 25.8192 | 25.8192 | 25.8192 | 25.8192 | 25.8192 | 25.8192 | 25.8192 | 25.8192 | 25.8192 | 25.8192 | 25.8192 | 25.8192 | 25.8192
918 | 25.8219 | 25.8219 | 25.8219 | 25.8219 | 25.8219 | 25.8219 | 25.8219 | 25.8219 | 25.8219 | 25.8219 | 25.8219 | 25.8219 | 25.8219 | 25.8219 | 25.8219 | 25.8219 | 25.8219 | 25.8219 | 25.8219 | 25.8219 | 25.8219 | 25.8219 | 25.8219 | 25.8219 | 25.8219 | 25.8219 | 25.8219 | 25.8219 | 25.8219 | 25.8219 | 25.8219 | 25.8219 | 25.8219 | 25.8219 | 25.8219 | 25.8219 | 25.8219 | 25.8219 | 25.8219 | 25.8219 | 25.8219 | 25.8219 | 25.8219 | 25.8219 | 25.8219 | 25.8219 | 25.8219 | 25.8219 | 25.8219 | 25.8219 | 25.8219 | 25.8219 | 25.8219 | 25.8219 | 25.8219 | 25.8219 | 25.8219 | 25.8219 | 25.8219 | 25.8219
919 | 25.8246 | 25.8246 | 25.8246 | 25.8246 | 25.8246 | 25.8246 | 25.8246 | 25.8246 | 25.8246 | 25.8246 | 25.8246 | 25.8246 | 25.8246 | 25.8246 | 25.8246 | 25.8246 | 25.8246 | 25.8246 | 25.8246 | 25.8246 | 25.8246 | 25.8246 | 25.8246 | 25.8246 | 25.8246 | 25.8246 | 25.8246 | 25.8246 | 25.8246 | 25.8246 | 25.8246 | 25.8246 | 25.8246 | 25.8246 | 25.8246 | 25.8246 | 25.8246 | 25.8246 | 25.8246 | 25.8246 | 25.8246 | 25.8246 | 25.8246 | 25.8246 | 25.8246 | 25.8246 | 25.8246 | 25.8246 | 25.8246 | 25.8246 | 25.8246 | 25.8246 | 25.8246 | 25.8246 | 25.8246 | 25.8246 | 25.8246 | 25.8246 | 25.8246 | 25.8246
920 | 25.8273 | 25.8273 | 25.8273 | 25.8273 | 25.8273 | 25.8273 | 25.8273 | 25.8273 | 25.8273 | 25.8273 | 25.8273 | 25.8273 | 25.8273 | 25.8273 | 25.8273 | 25.8273 | 25.8273 | 25.8273 | 25.8273 | 25.8273 | 25.8273 | 25.8273 | 25.8273 | 25.8273 | 25.8273 | 25.8273 | 25.8273 | 25.8273 | 25.8273 | 25.8273 | 25.8273 | 25.8273 | 25.8273 | 25.8273 | 25.8273 | 25.8273 | 25.8273 | 25.8273 | 25.8273 | 25.8273 | 25.8273 | 25.8273 | 25.8273 | 25.8273 | 25.8273 | 25.8273 | 25.8273 | 25.8273 | 25.8273 | 25.8273 | 25.8273 | 25.8273 | 25.8273 | 25.8273 | 25.8273 | 25.8273 | 25.8273 | 25.8273 | 25.8273 | 25.8273
921 | 25.83 | 25.83 | 25.83 | 25.83 | 25.83 | 25.83 | 25.83 | 25.83 | 25.83 | 25.83 | 25.83 | 25.83 | 25.83 | 25.83 | 25.83 | 25.83 | 25.83 | 25.83 | 25.83 | 25.83 | 25.83 | 25.83 | 25.83 | 25.83 | 25.83 | 25.83 | 25.83 | 25.83 | 25.83 | 25.83 | 25.83 | 25.83 | 25.83 | 25.83 | 25.83 | 25.83 | 25.83 | 25.83 | 25.83 | 25.83 | 25.83 | 25.83 | 25.83 | 25.83 | 25.83 | 25.83 | 25.83 | 25.83 | 25.83 | 25.83 | 25.83 | 25.83 | 25.83 | 25.83 | 25.83 | 25.83 | 25.83 | 25.83 | 25.83 | 25.83
922 | 25.8328 | 25.8328 | 25.8328 | 25.8328 | 25.8328 | 25.8328 | 25.8328 | 25.8328 | 25.8328 | 25.8328 | 25.8328 | 25.8328 | 25.8328 | 25.8328 | 25.8328 | 25.8328 | 25.8328 | 25.8328 | 25.8328 | 25.8328 | 25.8328 | 25.8328 | 25.8328 | 25.8328 | 25.8328 | 25.8328 | 25.8328 | 25.8328 | 25.8328 | 25.8328 | 25.8328 | 25.8328 | 25.8328 | 25.8328 | 25.8328 | 25.8328 | 25.8328 | 25.8328 | 25.8328 | 25.8328 | 25.8328 | 25.8328 | 25.8328 | 25.8328 | 25.8328 | 25.8328 | 25.8328 | 25.8328 | 25.8328 | 25.8328 | 25.8328 | 25.8328 | 25.8328 | 25.8328 | 25.8328 | 25.8328 | 25.8328 | 25.8328 | 25.8328 | 25.8328
923 | 25.8355 | 25.8355 | 25.8355 | 25.8355 | 25.8355 | 25.8355 | 25.8355 | 25.8355 | 25.8355 | 25.8355 | 25.8355 | 25.8355 | 25.8355 | 25.8355 | 25.8355 | 25.8355 | 25.8355 | 25.8355 | 25.8355 | 25.8355 | 25.8355 | 25.8355 | 25.8355 | 25.8355 | 25.8355 | 25.8355 | 25.8355 | 25.8355 | 25.8355 | 25.8355 | 25.8355 | 25.8355 | 25.8355 | 25.8355 | 25.8355 | 25.8355 | 25.8355 | 25.8355 | 25.8355 | 25.8355 | 25.8355 | 25.8355 | 25.8355 | 25.8355 | 25.8355 | 25.8355 | 25.8355 | 25.8355 | 25.8355 | 25.8355 | 25.8355 | 25.8355 | 25.8355 | 25.8355 | 25.8355 | 25.8355 | 25.8355 | 25.8355 | 25.8355 | 25.8355
924 | 25.8382 | 25.8382 | 25.8382 | 25.8382 | 25.8382 | 25.8382 | 25.8382 | 25.8382 | 25.8382 | 25.8382 | 25.8382 | 25.8382 | 25.8382 | 25.8382 | 25.8382 | 25.8382 | 25.8382 | 25.8382 | 25.8382 | 25.8382 | 25.8382 | 25.8382 | 25.8382 | 25.8382 | 25.8382 | 25.8382 | 25.8382 | 25.8382 | 25.8382 | 25.8382 | 25.8382 | 25.8382 | 25.8382 | 25.8382 | 25.8382 | 25.8382 | 25.8382 | 25.8382 | 25.8382 | 25.8382 | 25.8382 | 25.8382 | 25.8382 | 25.8382 | 25.8382 | 25.8382 | 25.8382 | 25.8382 | 25.8382 | 25.8382 | 25.8382 | 25.8382 | 25.8382 | 25.8382 | 25.8382 | 25.8382 | 25.8382 | 25.8382 | 25.8382 | 25.8382
925 | 25.8409 | 25.8409 | 25.8409 | 25.8409 | 25.8409 | 25.8409 | 25.8409 | 25.8409 | 25.8409 | 25.8409 | 25.8409 | 25.8409 | 25.8409 | 25.8409 | 25.8409 | 25.8409 | 25.8409 | 25.8409 | 25.8409 | 25.8409 | 25.8409 | 25.8409 | 25.8409 | 25.8409 | 25.8409 | 25.8409 | 25.8409 | 25.8409 | 25.8409 | 25.8409 | 25.8409 | 25.8409 | 25.8409 | 25.8409 | 25.8409 | 25.8409 | 25.8409 | 25.8409 | 25.8409 | 25.8409 | 25.8409 | 25.8409 | 25.8409 | 25.8409 | 25.8409 | 25.8409 | 25.8409 | 25.8409 | 25.8409 | 25.8409 | 25.8409 | 25.8409 | 25.8409 | 25.8409 | 25.8409 | 25.8409 | 25.8409 | 25.8409 | 25.8409 | 25.8409
926 | 25.8436 | 25.8436 | 25.8436 | 25.8436 | 25.8436 | 25.8436 | 25.8436 | 25.8436 | 25.8436 | 25.8436 | 25.8436 | 25.8436 | 25.8436 | 25.8436 | 25.8436 | 25.8436 | 25.8436 | 25.8436 | 25.8436 | 25.8436 | 25.8436 | 25.8436 | 25.8436 | 25.8436 | 25.8436 | 25.8436 | 25.8436 | 25.8436 | 25.8436 | 25.8436 | 25.8436 | 25.8436 | 25.8436 | 25.8436 | 25.8436 | 25.8436 | 25.8436 | 25.8436 | 25.8436 | 25.8436 | 25.8436 | 25.8436 | 25.8436 | 25.8436 | 25.8436 | 25.8436 | 25.8436 | 25.8436 | 25.8436 | 25.8436 | 25.8436 | 25.8436 | 25.8436 | 25.8436 | 25.8436 | 25.8436 | 25.8436 | 25.8436 | 25.8436 | 25.8436
927 | 25.8463 | 25.8463 | 25.8463 | 25.8463 | 25.8463 | 25.8463 | 25.8463 | 25.8463 | 25.8463 | 25.8463 | 25.8463 | 25.8463 | 25.8463 | 25.8463 | 25.8463 | 25.8463 | 25.8463 | 25.8463 | 25.8463 | 25.8463 | 25.8463 | 25.8463 | 25.8463 | 25.8463 | 25.8463 | 25.8463 | 25.8463 | 25.8463 | 25.8463 | 25.8463 | 25.8463 | 25.8463 | 25.8463 | 25.8463 | 25.8463 | 25.8463 | 25.8463 | 25.8463 | 25.8463 | 25.8463 | 25.8463 | 25.8463 | 25.8463 | 25.8463 | 25.8463 | 25.8463 | 25.8463 | 25.8463 | 25.8463 | 25.8463 | 25.8463 | 25.8463 | 25.8463 | 25.8463 | 25.8463 | 25.8463 | 25.8463 | 25.8463 | 25.8463 | 25.8463
928 | 25.849 | 25.849 | 25.849 | 25.849 | 25.849 | 25.849 | 25.849 | 25.849 | 25.849 | 25.849 | 25.849 | 25.849 | 25.849 | 25.849 | 25.849 | 25.849 | 25.849 | 25.849 | 25.849 | 25.849 | 25.849 | 25.849 | 25.849 | 25.849 | 25.849 | 25.849 | 25.849 | 25.849 | 25.849 | 25.849 | 25.849 | 25.849 | 25.849 | 25.849 | 25.849 | 25.849 | 25.849 | 25.849 | 25.849 | 25.849 | 25.849 | 25.849 | 25.849 | 25.849 | 25.849 | 25.849 | 25.849 | 25.849 | 25.849 | 25.849 | 25.849 | 25.849 | 25.849 | 25.849 | 25.849 | 25.849 | 25.849 | 25.849 | 25.849 | 25.849
929 | 25.8517 | 25.8517 | 25.8517 | 25.8517 | 25.8517 | 25.8517 | 25.8517 | 25.8517 | 25.8517 | 25.8517 | 25.8517 | 25.8517 | 25.8517 | 25.8517 | 25.8517 | 25.8517 | 25.8517 | 25.8517 | 25.8517 | 25.8517 | 25.8517 | 25.8517 | 25.8517 | 25.8517 | 25.8517 | 25.8517 | 25.8517 | 25.8517 | 25.8517 | 25.8517 | 25.8517 | 25.8517 | 25.8517 | 25.8517 | 25.8517 | 25.8517 | 25.8517 | 25.8517 | 25.8517 | 25.8517 | 25.8517 | 25.8517 | 25.8517 | 25.8517 | 25.8517 | 25.8517 | 25.8517 | 25.8517 | 25.8517 | 25.8517 | 25.8517 | 25.8517 | 25.8517 | 25.8517 | 25.8517 | 25.8517 | 25.8517 | 25.8517 | 25.8517 | 25.8517
930 | 25.8544 | 25.8544 | 25.8544 | 25.8544 | 25.8544 | 25.8544 | 25.8544 | 25.8544 | 25.8544 | 25.8544 | 25.8544 | 25.8544 | 25.8544 | 25.8544 | 25.8544 | 25.8544 | 25.8544 | 25.8544 | 25.8544 | 25.8544 | 25.8544 | 25.8544 | 25.8544 | 25.8544 | 25.8544 | 25.8544 | 25.8544 | 25.8544 | 25.8544 | 25.8544 | 25.8544 | 25.8544 | 25.8544 | 25.8544 | 25.8544 | 25.8544 | 25.8544 | 25.8544 | 25.8544 | 25.8544 | 25.8544 | 25.8544 | 25.8544 | 25.8544 | 25.8544 | 25.8544 | 25.8544 | 25.8544 | 25.8544 | 25.8544 | 25.8544 | 25.8544 | 25.8544 | 25.8544 | 25.8544 | 25.8544 | 25.8544 | 25.8544 | 25.8544 | 25.8544
931 | 25.857 | 25.857 | 25.857 | 25.857 | 25.857 | 25.857 | 25.857 | 25.857 | 25.857 | 25.857 | 25.857 | 25.857 | 25.857 | 25.857 | 25.857 | 25.857 | 25.857 | 25.857 | 25.857 | 25.857 | 25.857 | 25.857 | 25.857 | 25.857 | 25.857 | 25.857 | 25.857 | 25.857 | 25.857 | 25.857 | 25.857 | 25.857 | 25.857 | 25.857 | 25.857 | 25.857 | 25.857 | 25.857 | 25.857 | 25.857 | 25.857 | 25.857 | 25.857 | 25.857 | 25.857 | 25.857 | 25.857 | 25.857 | 25.857 | 25.857 | 25.857 | 25.857 | 25.857 | 25.857 | 25.857 | 25.857 | 25.857 | 25.857 | 25.857 | 25.857
932 | 25.8597 | 25.8597 | 25.8597 | 25.8597 | 25.8597 | 25.8597 | 25.8597 | 25.8597 | 25.8597 | 25.8597 | 25.8597 | 25.8597 | 25.8597 | 25.8597 | 25.8597 | 25.8597 | 25.8597 | 25.8597 | 25.8597 | 25.8597 | 25.8597 | 25.8597 | 25.8597 | 25.8597 | 25.8597 | 25.8597 | 25.8597 | 25.8597 | 25.8597 | 25.8597 | 25.8597 | 25.8597 | 25.8597 | 25.8597 | 25.8597 | 25.8597 | 25.8597 | 25.8597 | 25.8597 | 25.8597 | 25.8597 | 25.8597 | 25.8597 | 25.8597 | 25.8597 | 25.8597 | 25.8597 | 25.8597 | 25.8597 | 25.8597 | 25.8597 | 25.8597 | 25.8597 | 25.8597 | 25.8597 | 25.8597 | 25.8597 | 25.8597 | 25.8597 | 25.8597
933 | 25.8624 | 25.8624 | 25.8624 | 25.8624 | 25.8624 | 25.8624 | 25.8624 | 25.8624 | 25.8624 | 25.8624 | 25.8624 | 25.8624 | 25.8624 | 25.8624 | 25.8624 | 25.8624 | 25.8624 | 25.8624 | 25.8624 | 25.8624 | 25.8624 | 25.8624 | 25.8624 | 25.8624 | 25.8624 | 25.8624 | 25.8624 | 25.8624 | 25.8624 | 25.8624 | 25.8624 | 25.8624 | 25.8624 | 25.8624 | 25.8624 | 25.8624 | 25.8624 | 25.8624 | 25.8624 | 25.8624 | 25.8624 | 25.8624 | 25.8624 | 25.8624 | 25.8624 | 25.8624 | 25.8624 | 25.8624 | 25.8624 | 25.8624 | 25.8624 | 25.8624 | 25.8624 | 25.8624 | 25.8624 | 25.8624 | 25.8624 | 25.8624 | 25.8624 | 25.8624
934 | 25.8651 | 25.8651 | 25.8651 | 25.8651 | 25.8651 | 25.8651 | 25.8651 | 25.8651 | 25.8651 | 25.8651 | 25.8651 | 25.8651 | 25.8651 | 25.8651 | 25.8651 | 25.8651 | 25.8651 | 25.8651 | 25.8651 | 25.8651 | 25.8651 | 25.8651 | 25.8651 | 25.8651 | 25.8651 | 25.8651 | 25.8651 | 25.8651 | 25.8651 | 25.8651 | 25.8651 | 25.8651 | 25.8651 | 25.8651 | 25.8651 | 25.8651 | 25.8651 | 25.8651 | 25.8651 | 25.8651 | 25.8651 | 25.8651 | 25.8651 | 25.8651 | 25.8651 | 25.8651 | 25.8651 | 25.8651 | 25.8651 | 25.8651 | 25.8651 | 25.8651 | 25.8651 | 25.8651 | 25.8651 | 25.8651 | 25.8651 | 25.8651 | 25.8651 | 25.8651
935 | 25.8678 | 25.8678 | 25.8678 | 25.8678 | 25.8678 | 25.8678 | 25.8678 | 25.8678 | 25.8678 | 25.8678 | 25.8678 | 25.8678 | 25.8678 | 25.8678 | 25.8678 | 25.8678 | 25.8678 | 25.8678 | 25.8678 | 25.8678 | 25.8678 | 25.8678 | 25.8678 | 25.8678 | 25.8678 | 25.8678 | 25.8678 | 25.8678 | 25.8678 | 25.8678 | 25.8678 | 25.8678 | 25.8678 | 25.8678 | 25.8678 | 25.8678 | 25.8678 | 25.8678 | 25.8678 | 25.8678 | 25.8678 | 25.8678 | 25.8678 | 25.8678 | 25.8678 | 25.8678 | 25.8678 | 25.8678 | 25.8678 | 25.8678 | 25.8678 | 25.8678 | 25.8678 | 25.8678 | 25.8678 | 25.8678 | 25.8678 | 25.8678 | 25.8678 | 25.8678
936 | 25.8704 | 25.8704 | 25.8704 | 25.8704 | 25.8704 | 25.8704 | 25.8704 | 25.8704 | 25.8704 | 25.8704 | 25.8704 | 25.8704 | 25.8704 | 25.8704 | 25.8704 | 25.8704 | 25.8704 | 25.8704 | 25.8704 | 25.8704 | 25.8704 | 25.8704 | 25.8704 | 25.8704 | 25.8704 | 25.8704 | 25.8704 | 25.8704 | 25.8704 | 25.8704 | 25.8704 | 25.8704 | 25.8704 | 25.8704 | 25.8704 | 25.8704 | 25.8704 | 25.8704 | 25.8704 | 25.8704 | 25.8704 | 25.8704 | 25.8704 | 25.8704 | 25.8704 | 25.8704 | 25.8704 | 25.8704 | 25.8704 | 25.8704 | 25.8704 | 25.8704 | 25.8704 | 25.8704 | 25.8704 | 25.8704 | 25.8704 | 25.8704 | 25.8704 | 25.8704
937 | 25.8731 | 25.8731 | 25.8731 | 25.8731 | 25.8731 | 25.8731 | 25.8731 | 25.8731 | 25.8731 | 25.8731 | 25.8731 | 25.8731 | 25.8731 | 25.8731 | 25.8731 | 25.8731 | 25.8731 | 25.8731 | 25.8731 | 25.8731 | 25.8731 | 25.8731 | 25.8731 | 25.8731 | 25.8731 | 25.8731 | 25.8731 | 25.8731 | 25.8731 | 25.8731 | 25.8731 | 25.8731 | 25.8731 | 25.8731 | 25.8731 | 25.8731 | 25.8731 | 25.8731 | 25.8731 | 25.8731 | 25.8731 | 25.8731 | 25.8731 | 25.8731 | 25.8731 | 25.8731 | 25.8731 | 25.8731 | 25.8731 | 25.8731 | 25.8731 | 25.8731 | 25.8731 | 25.8731 | 25.8731 | 25.8731 | 25.8731 | 25.8731 | 25.8731 | 25.8731
938 | 25.8758 | 25.8758 | 25.8758 | 25.8758 | 25.8758 | 25.8758 | 25.8758 | 25.8758 | 25.8758 | 25.8758 | 25.8758 | 25.8758 | 25.8758 | 25.8758 | 25.8758 | 25.8758 | 25.8758 | 25.8758 | 25.8758 | 25.8758 | 25.8758 | 25.8758 | 25.8758 | 25.8758 | 25.8758 | 25.8758 | 25.8758 | 25.8758 | 25.8758 | 25.8758 | 25.8758 | 25.8758 | 25.8758 | 25.8758 | 25.8758 | 25.8758 | 25.8758 | 25.8758 | 25.8758 | 25.8758 | 25.8758 | 25.8758 | 25.8758 | 25.8758 | 25.8758 | 25.8758 | 25.8758 | 25.8758 | 25.8758 | 25.8758 | 25.8758 | 25.8758 | 25.8758 | 25.8758 | 25.8758 | 25.8758 | 25.8758 | 25.8758 | 25.8758 | 25.8758
939 | 25.8784 | 25.8784 | 25.8784 | 25.8784 | 25.8784 | 25.8784 | 25.8784 | 25.8784 | 25.8784 | 25.8784 | 25.8784 | 25.8784 | 25.8784 | 25.8784 | 25.8784 | 25.8784 | 25.8784 | 25.8784 | 25.8784 | 25.8784 | 25.8784 | 25.8784 | 25.8784 | 25.8784 | 25.8784 | 25.8784 | 25.8784 | 25.8784 | 25.8784 | 25.8784 | 25.8784 | 25.8784 | 25.8784 | 25.8784 | 25.8784 | 25.8784 | 25.8784 | 25.8784 | 25.8784 | 25.8784 | 25.8784 | 25.8784 | 25.8784 | 25.8784 | 25.8784 | 25.8784 | 25.8784 | 25.8784 | 25.8784 | 25.8784 | 25.8784 | 25.8784 | 25.8784 | 25.8784 | 25.8784 | 25.8784 | 25.8784 | 25.8784 | 25.8784 | 25.8784
940 | 25.8811 | 25.8811 | 25.8811 | 25.8811 | 25.8811 | 25.8811 | 25.8811 | 25.8811 | 25.8811 | 25.8811 | 25.8811 | 25.8811 | 25.8811 | 25.8811 | 25.8811 | 25.8811 | 25.8811 | 25.8811 | 25.8811 | 25.8811 | 25.8811 | 25.8811 | 25.8811 | 25.8811 | 25.8811 | 25.8811 | 25.8811 | 25.8811 | 25.8811 | 25.8811 | 25.8811 | 25.8811 | 25.8811 | 25.8811 | 25.8811 | 25.8811 | 25.8811 | 25.8811 | 25.8811 | 25.8811 | 25.8811 | 25.8811 | 25.8811 | 25.8811 | 25.8811 | 25.8811 | 25.8811 | 25.8811 | 25.8811 | 25.8811 | 25.8811 | 25.8811 | 25.8811 | 25.8811 | 25.8811 | 25.8811 | 25.8811 | 25.8811 | 25.8811 | 25.8811
941 | 25.8838 | 25.8838 | 25.8838 | 25.8838 | 25.8838 | 25.8838 | 25.8838 | 25.8838 | 25.8838 | 25.8838 | 25.8838 | 25.8838 | 25.8838 | 25.8838 | 25.8838 | 25.8838 | 25.8838 | 25.8838 | 25.8838 | 25.8838 | 25.8838 | 25.8838 | 25.8838 | 25.8838 | 25.8838 | 25.8838 | 25.8838 | 25.8838 | 25.8838 | 25.8838 | 25.8838 | 25.8838 | 25.8838 | 25.8838 | 25.8838 | 25.8838 | 25.8838 | 25.8838 | 25.8838 | 25.8838 | 25.8838 | 25.8838 | 25.8838 | 25.8838 | 25.8838 | 25.8838 | 25.8838 | 25.8838 | 25.8838 | 25.8838 | 25.8838 | 25.8838 | 25.8838 | 25.8838 | 25.8838 | 25.8838 | 25.8838 | 25.8838 | 25.8838 | 25.8838
942 | 25.8864 | 25.8864 | 25.8864 | 25.8864 | 25.8864 | 25.8864 | 25.8864 | 25.8864 | 25.8864 | 25.8864 | 25.8864 | 25.8864 | 25.8864 | 25.8864 | 25.8864 | 25.8864 | 25.8864 | 25.8864 | 25.8864 | 25.8864 | 25.8864 | 25.8864 | 25.8864 | 25.8864 | 25.8864 | 25.8864 | 25.8864 | 25.8864 | 25.8864 | 25.8864 | 25.8864 | 25.8864 | 25.8864 | 25.8864 | 25.8864 | 25.8864 | 25.8864 | 25.8864 | 25.8864 | 25.8864 | 25.8864 | 25.8864 | 25.8864 | 25.8864 | 25.8864 | 25.8864 | 25.8864 | 25.8864 | 25.8864 | 25.8864 | 25.8864 | 25.8864 | 25.8864 | 25.8864 | 25.8864 | 25.8864 | 25.8864 | 25.8864 | 25.8864 | 25.8864
943 | 25.8891 | 25.8891 | 25.8891 | 25.8891 | 25.8891 | 25.8891 | 25.8891 | 25.8891 | 25.8891 | 25.8891 | 25.8891 | 25.8891 | 25.8891 | 25.8891 | 25.8891 | 25.8891 | 25.8891 | 25.8891 | 25.8891 | 25.8891 | 25.8891 | 25.8891 | 25.8891 | 25.8891 | 25.8891 | 25.8891 | 25.8891 | 25.8891 | 25.8891 | 25.8891 | 25.8891 | 25.8891 | 25.8891 | 25.8891 | 25.8891 | 25.8891 | 25.8891 | 25.8891 | 25.8891 | 25.8891 | 25.8891 | 25.8891 | 25.8891 | 25.8891 | 25.8891 | 25.8891 | 25.8891 | 25.8891 | 25.8891 | 25.8891 | 25.8891 | 25.8891 | 25.8891 | 25.8891 | 25.8891 | 25.8891 | 25.8891 | 25.8891 | 25.8891 | 25.8891
944 | 25.8917 | 25.8917 | 25.8917 | 25.8917 | 25.8917 | 25.8917 | 25.8917 | 25.8917 | 25.8917 | 25.8917 | 25.8917 | 25.8917 | 25.8917 | 25.8917 | 25.8917 | 25.8917 | 25.8917 | 25.8917 | 25.8917 | 25.8917 | 25.8917 | 25.8917 | 25.8917 | 25.8917 | 25.8917 | 25.8917 | 25.8917 | 25.8917 | 25.8917 | 25.8917 | 25.8917 | 25.8917 | 25.8917 | 25.8917 | 25.8917 | 25.8917 | 25.8917 | 25.8917 | 25.8917 | 25.8917 | 25.8917 | 25.8917 | 25.8917 | 25.8917 | 25.8917 | 25.8917 | 25.8917 | 25.8917 | 25.8917 | 25.8917 | 25.8917 | 25.8917 | 25.8917 | 25.8917 | 25.8917 | 25.8917 | 25.8917 | 25.8917 | 25.8917 | 25.8917
945 | 25.8944 | 25.8944 | 25.8944 | 25.8944 | 25.8944 | 25.8944 | 25.8944 | 25.8944 | 25.8944 | 25.8944 | 25.8944 | 25.8944 | 25.8944 | 25.8944 | 25.8944 | 25.8944 | 25.8944 | 25.8944 | 25.8944 | 25.8944 | 25.8944 | 25.8944 | 25.8944 | 25.8944 | 25.8944 | 25.8944 | 25.8944 | 25.8944 | 25.8944 | 25.8944 | 25.8944 | 25.8944 | 25.8944 | 25.8944 | 25.8944 | 25.8944 | 25.8944 | 25.8944 | 25.8944 | 25.8944 | 25.8944 | 25.8944 | 25.8944 | 25.8944 | 25.8944 | 25.8944 | 25.8944 | 25.8944 | 25.8944 | 25.8944 | 25.8944 | 25.8944 | 25.8944 | 25.8944 | 25.8944 | 25.8944 | 25.8944 | 25.8944 | 25.8944 | 25.8944
946 | 25.897 | 25.897 | 25.897 | 25.897 | 25.897 | 25.897 | 25.897 | 25.897 | 25.897 | 25.897 | 25.897 | 25.897 | 25.897 | 25.897 | 25.897 | 25.897 | 25.897 | 25.897 | 25.897 | 25.897 | 25.897 | 25.897 | 25.897 | 25.897 | 25.897 | 25.897 | 25.897 | 25.897 | 25.897 | 25.897 | 25.897 | 25.897 | 25.897 | 25.897 | 25.897 | 25.897 | 25.897 | 25.897 | 25.897 | 25.897 | 25.897 | 25.897 | 25.897 | 25.897 | 25.897 | 25.897 | 25.897 | 25.897 | 25.897 | 25.897 | 25.897 | 25.897 | 25.897 | 25.897 | 25.897 | 25.897 | 25.897 | 25.897 | 25.897 | 25.897
947 | 25.8996 | 25.8996 | 25.8996 | 25.8996 | 25.8996 | 25.8996 | 25.8996 | 25.8996 | 25.8996 | 25.8996 | 25.8996 | 25.8996 | 25.8996 | 25.8996 | 25.8996 | 25.8996 | 25.8996 | 25.8996 | 25.8996 | 25.8996 | 25.8996 | 25.8996 | 25.8996 | 25.8996 | 25.8996 | 25.8996 | 25.8996 | 25.8996 | 25.8996 | 25.8996 | 25.8996 | 25.8996 | 25.8996 | 25.8996 | 25.8996 | 25.8996 | 25.8996 | 25.8996 | 25.8996 | 25.8996 | 25.8996 | 25.8996 | 25.8996 | 25.8996 | 25.8996 | 25.8996 | 25.8996 | 25.8996 | 25.8996 | 25.8996 | 25.8996 | 25.8996 | 25.8996 | 25.8996 | 25.8996 | 25.8996 | 25.8996 | 25.8996 | 25.8996 | 25.8996
948 | 25.9023 | 25.9023 | 25.9023 | 25.9023 | 25.9023 | 25.9023 | 25.9023 | 25.9023 | 25.9023 | 25.9023 | 25.9023 | 25.9023 | 25.9023 | 25.9023 | 25.9023 | 25.9023 | 25.9023 | 25.9023 | 25.9023 | 25.9023 | 25.9023 | 25.9023 | 25.9023 | 25.9023 | 25.9023 | 25.9023 | 25.9023 | 25.9023 | 25.9023 | 25.9023 | 25.9023 | 25.9023 | 25.9023 | 25.9023 | 25.9023 | 25.9023 | 25.9023 | 25.9023 | 25.9023 | 25.9023 | 25.9023 | 25.9023 | 25.9023 | 25.9023 | 25.9023 | 25.9023 | 25.9023 | 25.9023 | 25.9023 | 25.9023 | 25.9023 | 25.9023 | 25.9023 | 25.9023 | 25.9023 | 25.9023 | 25.9023 | 25.9023 | 25.9023 | 25.9023
949 | 25.9049 | 25.9049 | 25.9049 | 25.9049 | 25.9049 | 25.9049 | 25.9049 | 25.9049 | 25.9049 | 25.9049 | 25.9049 | 25.9049 | 25.9049 | 25.9049 | 25.9049 | 25.9049 | 25.9049 | 25.9049 | 25.9049 | 25.9049 | 25.9049 | 25.9049 | 25.9049 | 25.9049 | 25.9049 | 25.9049 | 25.9049 | 25.9049 | 25.9049 | 25.9049 | 25.9049 | 25.9049 | 25.9049 | 25.9049 | 25.9049 | 25.9049 | 25.9049 | 25.9049 | 25.9049 | 25.9049 | 25.9049 | 25.9049 | 25.9049 | 25.9049 | 25.9049 | 25.9049 | 25.9049 | 25.9049 | 25.9049 | 25.9049 | 25.9049 | 25.9049 | 25.9049 | 25.9049 | 25.9049 | 25.9049 | 25.9049 | 25.9049 | 25.9049 | 25.9049
950 | 25.9075 | 25.9075 | 25.9075 | 25.9075 | 25.9075 | 25.9075 | 25.9075 | 25.9075 | 25.9075 | 25.9075 | 25.9075 | 25.9075 | 25.9075 | 25.9075 | 25.9075 | 25.9075 | 25.9075 | 25.9075 | 25.9075 | 25.9075 | 25.9075 | 25.9075 | 25.9075 | 25.9075 | 25.9075 | 25.9075 | 25.9075 | 25.9075 | 25.9075 | 25.9075 | 25.9075 | 25.9075 | 25.9075 | 25.9075 | 25.9075 | 25.9075 | 25.9075 | 25.9075 | 25.9075 | 25.9075 | 25.9075 | 25.9075 | 25.9075 | 25.9075 | 25.9075 | 25.9075 | 25.9075 | 25.9075 | 25.9075 | 25.9075 | 25.9075 | 25.9075 | 25.9075 | 25.9075 | 25.9075 | 25.9075 | 25.9075 | 25.9075 | 25.9075 | 25.9075
951 | 25.9102 | 25.9102 | 25.9102 | 25.9102 | 25.9102 | 25.9102 | 25.9102 | 25.9102 | 25.9102 | 25.9102 | 25.9102 | 25.9102 | 25.9102 | 25.9102 | 25.9102 | 25.9102 | 25.9102 | 25.9102 | 25.9102 | 25.9102 | 25.9102 | 25.9102 | 25.9102 | 25.9102 | 25.9102 | 25.9102 | 25.9102 | 25.9102 | 25.9102 | 25.9102 | 25.9102 | 25.9102 | 25.9102 | 25.9102 | 25.9102 | 25.9102 | 25.9102 | 25.9102 | 25.9102 | 25.9102 | 25.9102 | 25.9102 | 25.9102 | 25.9102 | 25.9102 | 25.9102 | 25.9102 | 25.9102 | 25.9102 | 25.9102 | 25.9102 | 25.9102 | 25.9102 | 25.9102 | 25.9102 | 25.9102 | 25.9102 | 25.9102 | 25.9102 | 25.9102
952 | 25.9128 | 25.9128 | 25.9128 | 25.9128 | 25.9128 | 25.9128 | 25.9128 | 25.9128 | 25.9128 | 25.9128 | 25.9128 | 25.9128 | 25.9128 | 25.9128 | 25.9128 | 25.9128 | 25.9128 | 25.9128 | 25.9128 | 25.9128 | 25.9128 | 25.9128 | 25.9128 | 25.9128 | 25.9128 | 25.9128 | 25.9128 | 25.9128 | 25.9128 | 25.9128 | 25.9128 | 25.9128 | 25.9128 | 25.9128 | 25.9128 | 25.9128 | 25.9128 | 25.9128 | 25.9128 | 25.9128 | 25.9128 | 25.9128 | 25.9128 | 25.9128 | 25.9128 | 25.9128 | 25.9128 | 25.9128 | 25.9128 | 25.9128 | 25.9128 | 25.9128 | 25.9128 | 25.9128 | 25.9128 | 25.9128 | 25.9128 | 25.9128 | 25.9128 | 25.9128
953 | 25.9154 | 25.9154 | 25.9154 | 25.9154 | 25.9154 | 25.9154 | 25.9154 | 25.9154 | 25.9154 | 25.9154 | 25.9154 | 25.9154 | 25.9154 | 25.9154 | 25.9154 | 25.9154 | 25.9154 | 25.9154 | 25.9154 | 25.9154 | 25.9154 | 25.9154 | 25.9154 | 25.9154 | 25.9154 | 25.9154 | 25.9154 | 25.9154 | 25.9154 | 25.9154 | 25.9154 | 25.9154 | 25.9154 | 25.9154 | 25.9154 | 25.9154 | 25.9154 | 25.9154 | 25.9154 | 25.9154 | 25.9154 | 25.9154 | 25.9154 | 25.9154 | 25.9154 | 25.9154 | 25.9154 | 25.9154 | 25.9154 | 25.9154 | 25.9154 | 25.9154 | 25.9154 | 25.9154 | 25.9154 | 25.9154 | 25.9154 | 25.9154 | 25.9154 | 25.9154
954 | 25.9181 | 25.9181 | 25.9181 | 25.9181 | 25.9181 | 25.9181 | 25.9181 | 25.9181 | 25.9181 | 25.9181 | 25.9181 | 25.9181 | 25.9181 | 25.9181 | 25.9181 | 25.9181 | 25.9181 | 25.9181 | 25.9181 | 25.9181 | 25.9181 | 25.9181 | 25.9181 | 25.9181 | 25.9181 | 25.9181 | 25.9181 | 25.9181 | 25.9181 | 25.9181 | 25.9181 | 25.9181 | 25.9181 | 25.9181 | 25.9181 | 25.9181 | 25.9181 | 25.9181 | 25.9181 | 25.9181 | 25.9181 | 25.9181 | 25.9181 | 25.9181 | 25.9181 | 25.9181 | 25.9181 | 25.9181 | 25.9181 | 25.9181 | 25.9181 | 25.9181 | 25.9181 | 25.9181 | 25.9181 | 25.9181 | 25.9181 | 25.9181 | 25.9181 | 25.9181
955 | 25.9207 | 25.9207 | 25.9207 | 25.9207 | 25.9207 | 25.9207 | 25.9207 | 25.9207 | 25.9207 | 25.9207 | 25.9207 | 25.9207 | 25.9207 | 25.9207 | 25.9207 | 25.9207 | 25.9207 | 25.9207 | 25.9207 | 25.9207 | 25.9207 | 25.9207 | 25.9207 | 25.9207 | 25.9207 | 25.9207 | 25.9207 | 25.9207 | 25.9207 | 25.9207 | 25.9207 | 25.9207 | 25.9207 | 25.9207 | 25.9207 | 25.9207 | 25.9207 | 25.9207 | 25.9207 | 25.9207 | 25.9207 | 25.9207 | 25.9207 | 25.9207 | 25.9207 | 25.9207 | 25.9207 | 25.9207 | 25.9207 | 25.9207 | 25.9207 | 25.9207 | 25.9207 | 25.9207 | 25.9207 | 25.9207 | 25.9207 | 25.9207 | 25.9207 | 25.9207
956 | 25.9233 | 25.9233 | 25.9233 | 25.9233 | 25.9233 | 25.9233 | 25.9233 | 25.9233 | 25.9233 | 25.9233 | 25.9233 | 25.9233 | 25.9233 | 25.9233 | 25.9233 | 25.9233 | 25.9233 | 25.9233 | 25.9233 | 25.9233 | 25.9233 | 25.9233 | 25.9233 | 25.9233 | 25.9233 | 25.9233 | 25.9233 | 25.9233 | 25.9233 | 25.9233 | 25.9233 | 25.9233 | 25.9233 | 25.9233 | 25.9233 | 25.9233 | 25.9233 | 25.9233 | 25.9233 | 25.9233 | 25.9233 | 25.9233 | 25.9233 | 25.9233 | 25.9233 | 25.9233 | 25.9233 | 25.9233 | 25.9233 | 25.9233 | 25.9233 | 25.9233 | 25.9233 | 25.9233 | 25.9233 | 25.9233 | 25.9233 | 25.9233 | 25.9233 | 25.9233
957 | 25.9259 | 25.9259 | 25.9259 | 25.9259 | 25.9259 | 25.9259 | 25.9259 | 25.9259 | 25.9259 | 25.9259 | 25.9259 | 25.9259 | 25.9259 | 25.9259 | 25.9259 | 25.9259 | 25.9259 | 25.9259 | 25.9259 | 25.9259 | 25.9259 | 25.9259 | 25.9259 | 25.9259 | 25.9259 | 25.9259 | 25.9259 | 25.9259 | 25.9259 | 25.9259 | 25.9259 | 25.9259 | 25.9259 | 25.9259 | 25.9259 | 25.9259 | 25.9259 | 25.9259 | 25.9259 | 25.9259 | 25.9259 | 25.9259 | 25.9259 | 25.9259 | 25.9259 | 25.9259 | 25.9259 | 25.9259 | 25.9259 | 25.9259 | 25.9259 | 25.9259 | 25.9259 | 25.9259 | 25.9259 | 25.9259 | 25.9259 | 25.9259 | 25.9259 | 25.9259
958 | 25.9285 | 25.9285 | 25.9285 | 25.9285 | 25.9285 | 25.9285 | 25.9285 | 25.9285 | 25.9285 | 25.9285 | 25.9285 | 25.9285 | 25.9285 | 25.9285 | 25.9285 | 25.9285 | 25.9285 | 25.9285 | 25.9285 | 25.9285 | 25.9285 | 25.9285 | 25.9285 | 25.9285 | 25.9285 | 25.9285 | 25.9285 | 25.9285 | 25.9285 | 25.9285 | 25.9285 | 25.9285 | 25.9285 | 25.9285 | 25.9285 | 25.9285 | 25.9285 | 25.9285 | 25.9285 | 25.9285 | 25.9285 | 25.9285 | 25.9285 | 25.9285 | 25.9285 | 25.9285 | 25.9285 | 25.9285 | 25.9285 | 25.9285 | 25.9285 | 25.9285 | 25.9285 | 25.9285 | 25.9285 | 25.9285 | 25.9285 | 25.9285 | 25.9285 | 25.9285
959 | 25.9311 | 25.9311 | 25.9311 | 25.9311 | 25.9311 | 25.9311 | 25.9311 | 25.9311 | 25.9311 | 25.9311 | 25.9311 | 25.9311 | 25.9311 | 25.9311 | 25.9311 | 25.9311 | 25.9311 | 25.9311 | 25.9311 | 25.9311 | 25.9311 | 25.9311 | 25.9311 | 25.9311 | 25.9311 | 25.9311 | 25.9311 | 25.9311 | 25.9311 | 25.9311 | 25.9311 | 25.9311 | 25.9311 | 25.9311 | 25.9311 | 25.9311 | 25.9311 | 25.9311 | 25.9311 | 25.9311 | 25.9311 | 25.9311 | 25.9311 | 25.9311 | 25.9311 | 25.9311 | 25.9311 | 25.9311 | 25.9311 | 25.9311 | 25.9311 | 25.9311 | 25.9311 | 25.9311 | 25.9311 | 25.9311 | 25.9311 | 25.9311 | 25.9311 | 25.9311
960 | 25.9337 | 25.9337 | 25.9337 | 25.9337 | 25.9337 | 25.9337 | 25.9337 | 25.9337 | 25.9337 | 25.9337 | 25.9337 | 25.9337 | 25.9337 | 25.9337 | 25.9337 | 25.9337 | 25.9337 | 25.9337 | 25.9337 | 25.9337 | 25.9337 | 25.9337 | 25.9337 | 25.9337 | 25.9337 | 25.9337 | 25.9337 | 25.9337 | 25.9337 | 25.9337 | 25.9337 | 25.9337 | 25.9337 | 25.9337 | 25.9337 | 25.9337 | 25.9337 | 25.9337 | 25.9337 | 25.9337 | 25.9337 | 25.9337 | 25.9337 | 25.9337 | 25.9337 | 25.9337 | 25.9337 | 25.9337 | 25.9337 | 25.9337 | 25.9337 | 25.9337 | 25.9337 | 25.9337 | 25.9337 | 25.9337 | 25.9337 | 25.9337 | 25.9337 | 25.9337
961 | 25.9363 | 25.9363 | 25.9363 | 25.9363 | 25.9363 | 25.9363 | 25.9363 | 25.9363 | 25.9363 | 25.9363 | 25.9363 | 25.9363 | 25.9363 | 25.9363 | 25.9363 | 25.9363 | 25.9363 | 25.9363 | 25.9363 | 25.9363 | 25.9363 | 25.9363 | 25.9363 | 25.9363 | 25.9363 | 25.9363 | 25.9363 | 25.9363 | 25.9363 | 25.9363 | 25.9363 | 25.9363 | 25.9363 | 25.9363 | 25.9363 | 25.9363 | 25.9363 | 25.9363 | 25.9363 | 25.9363 | 25.9363 | 25.9363 | 25.9363 | 25.9363 | 25.9363 | 25.9363 | 25.9363 | 25.9363 | 25.9363 | 25.9363 | 25.9363 | 25.9363 | 25.9363 | 25.9363 | 25.9363 | 25.9363 | 25.9363 | 25.9363 | 25.9363 | 25.9363
962 | 25.9389 | 25.9389 | 25.9389 | 25.9389 | 25.9389 | 25.9389 | 25.9389 | 25.9389 | 25.9389 | 25.9389 | 25.9389 | 25.9389 | 25.9389 | 25.9389 | 25.9389 | 25.9389 | 25.9389 | 25.9389 | 25.9389 | 25.9389 | 25.9389 | 25.9389 | 25.9389 | 25.9389 | 25.9389 | 25.9389 | 25.9389 | 25.9389 | 25.9389 | 25.9389 | 25.9389 | 25.9389 | 25.9389 | 25.9389 | 25.9389 | 25.9389 | 25.9389 | 25.9389 | 25.9389 | 25.9389 | 25.9389 | 25.9389 | 25.9389 | 25.9389 | 25.9389 | 25.9389 | 25.9389 | 25.9389 | 25.9389 | 25.9389 | 25.9389 | 25.9389 | 25.9389 | 25.9389 | 25.9389 | 25.9389 | 25.9389 | 25.9389 | 25.9389 | 25.9389
963 | 25.9415 | 25.9415 | 25.9415 | 25.9415 | 25.9415 | 25.9415 | 25.9415 | 25.9415 | 25.9415 | 25.9415 | 25.9415 | 25.9415 | 25.9415 | 25.9415 | 25.9415 | 25.9415 | 25.9415 | 25.9415 | 25.9415 | 25.9415 | 25.9415 | 25.9415 | 25.9415 | 25.9415 | 25.9415 | 25.9415 | 25.9415 | 25.9415 | 25.9415 | 25.9415 | 25.9415 | 25.9415 | 25.9415 | 25.9415 | 25.9415 | 25.9415 | 25.9415 | 25.9415 | 25.9415 | 25.9415 | 25.9415 | 25.9415 | 25.9415 | 25.9415 | 25.9415 | 25.9415 | 25.9415 | 25.9415 | 25.9415 | 25.9415 | 25.9415 | 25.9415 | 25.9415 | 25.9415 | 25.9415 | 25.9415 | 25.9415 | 25.9415 | 25.9415 | 25.9415
964 | 25.9441 | 25.9441 | 25.9441 | 25.9441 | 25.9441 | 25.9441 | 25.9441 | 25.9441 | 25.9441 | 25.9441 | 25.9441 | 25.9441 | 25.9441 | 25.9441 | 25.9441 | 25.9441 | 25.9441 | 25.9441 | 25.9441 | 25.9441 | 25.9441 | 25.9441 | 25.9441 | 25.9441 | 25.9441 | 25.9441 | 25.9441 | 25.9441 | 25.9441 | 25.9441 | 25.9441 | 25.9441 | 25.9441 | 25.9441 | 25.9441 | 25.9441 | 25.9441 | 25.9441 | 25.9441 | 25.9441 | 25.9441 | 25.9441 | 25.9441 | 25.9441 | 25.9441 | 25.9441 | 25.9441 | 25.9441 | 25.9441 | 25.9441 | 25.9441 | 25.9441 | 25.9441 | 25.9441 | 25.9441 | 25.9441 | 25.9441 | 25.9441 | 25.9441 | 25.9441
965 | 25.9467 | 25.9467 | 25.9467 | 25.9467 | 25.9467 | 25.9467 | 25.9467 | 25.9467 | 25.9467 | 25.9467 | 25.9467 | 25.9467 | 25.9467 | 25.9467 | 25.9467 | 25.9467 | 25.9467 | 25.9467 | 25.9467 | 25.9467 | 25.9467 | 25.9467 | 25.9467 | 25.9467 | 25.9467 | 25.9467 | 25.9467 | 25.9467 | 25.9467 | 25.9467 | 25.9467 | 25.9467 | 25.9467 | 25.9467 | 25.9467 | 25.9467 | 25.9467 | 25.9467 | 25.9467 | 25.9467 | 25.9467 | 25.9467 | 25.9467 | 25.9467 | 25.9467 | 25.9467 | 25.9467 | 25.9467 | 25.9467 | 25.9467 | 25.9467 | 25.9467 | 25.9467 | 25.9467 | 25.9467 | 25.9467 | 25.9467 | 25.9467 | 25.9467 | 25.9467
966 | 25.9493 | 25.9493 | 25.9493 | 25.9493 | 25.9493 | 25.9493 | 25.9493 | 25.9493 | 25.9493 | 25.9493 | 25.9493 | 25.9493 | 25.9493 | 25.9493 | 25.9493 | 25.9493 | 25.9493 | 25.9493 | 25.9493 | 25.9493 | 25.9493 | 25.9493 | 25.9493 | 25.9493 | 25.9493 | 25.9493 | 25.9493 | 25.9493 | 25.9493 | 25.9493 | 25.9493 | 25.9493 | 25.9493 | 25.9493 | 25.9493 | 25.9493 | 25.9493 | 25.9493 | 25.9493 | 25.9493 | 25.9493 | 25.9493 | 25.9493 | 25.9493 | 25.9493 | 25.9493 | 25.9493 | 25.9493 | 25.9493 | 25.9493 | 25.9493 | 25.9493 | 25.9493 | 25.9493 | 25.9493 | 25.9493 | 25.9493 | 25.9493 | 25.9493 | 25.9493
967 | 25.9519 | 25.9519 | 25.9519 | 25.9519 | 25.9519 | 25.9519 | 25.9519 | 25.9519 | 25.9519 | 25.9519 | 25.9519 | 25.9519 | 25.9519 | 25.9519 | 25.9519 | 25.9519 | 25.9519 | 25.9519 | 25.9519 | 25.9519 | 25.9519 | 25.9519 | 25.9519 | 25.9519 | 25.9519 | 25.9519 | 25.9519 | 25.9519 | 25.9519 | 25.9519 | 25.9519 | 25.9519 | 25.9519 | 25.9519 | 25.9519 | 25.9519 | 25.9519 | 25.9519 | 25.9519 | 25.9519 | 25.9519 | 25.9519 | 25.9519 | 25.9519 | 25.9519 | 25.9519 | 25.9519 | 25.9519 | 25.9519 | 25.9519 | 25.9519 | 25.9519 | 25.9519 | 25.9519 | 25.9519 | 25.9519 | 25.9519 | 25.9519 | 25.9519 | 25.9519
968 | 25.9545 | 25.9545 | 25.9545 | 25.9545 | 25.9545 | 25.9545 | 25.9545 | 25.9545 | 25.9545 | 25.9545 | 25.9545 | 25.9545 | 25.9545 | 25.9545 | 25.9545 | 25.9545 | 25.9545 | 25.9545 | 25.9545 | 25.9545 | 25.9545 | 25.9545 | 25.9545 | 25.9545 | 25.9545 | 25.9545 | 25.9545 | 25.9545 | 25.9545 | 25.9545 | 25.9545 | 25.9545 | 25.9545 | 25.9545 | 25.9545 | 25.9545 | 25.9545 | 25.9545 | 25.9545 | 25.9545 | 25.9545 | 25.9545 | 25.9545 | 25.9545 | 25.9545 | 25.9545 | 25.9545 | 25.9545 | 25.9545 | 25.9545 | 25.9545 | 25.9545 | 25.9545 | 25.9545 | 25.9545 | 25.9545 | 25.9545 | 25.9545 | 25.9545 | 25.9545
969 | 25.9571 | 25.9571 | 25.9571 | 25.9571 | 25.9571 | 25.9571 | 25.9571 | 25.9571 | 25.9571 | 25.9571 | 25.9571 | 25.9571 | 25.9571 | 25.9571 | 25.9571 | 25.9571 | 25.9571 | 25.9571 | 25.9571 | 25.9571 | 25.9571 | 25.9571 | 25.9571 | 25.9571 | 25.9571 | 25.9571 | 25.9571 | 25.9571 | 25.9571 | 25.9571 | 25.9571 | 25.9571 | 25.9571 | 25.9571 | 25.9571 | 25.9571 | 25.9571 | 25.9571 | 25.9571 | 25.9571 | 25.9571 | 25.9571 | 25.9571 | 25.9571 | 25.9571 | 25.9571 | 25.9571 | 25.9571 | 25.9571 | 25.9571 | 25.9571 | 25.9571 | 25.9571 | 25.9571 | 25.9571 | 25.9571 | 25.9571 | 25.9571 | 25.9571 | 25.9571
970 | 25.9596 | 25.9596 | 25.9596 | 25.9596 | 25.9596 | 25.9596 | 25.9596 | 25.9596 | 25.9596 | 25.9596 | 25.9596 | 25.9596 | 25.9596 | 25.9596 | 25.9596 | 25.9596 | 25.9596 | 25.9596 | 25.9596 | 25.9596 | 25.9596 | 25.9596 | 25.9596 | 25.9596 | 25.9596 | 25.9596 | 25.9596 | 25.9596 | 25.9596 | 25.9596 | 25.9596 | 25.9596 | 25.9596 | 25.9596 | 25.9596 | 25.9596 | 25.9596 | 25.9596 | 25.9596 | 25.9596 | 25.9596 | 25.9596 | 25.9596 | 25.9596 | 25.9596 | 25.9596 | 25.9596 | 25.9596 | 25.9596 | 25.9596 | 25.9596 | 25.9596 | 25.9596 | 25.9596 | 25.9596 | 25.9596 | 25.9596 | 25.9596 | 25.9596 | 25.9596
971 | 25.9622 | 25.9622 | 25.9622 | 25.9622 | 25.9622 | 25.9622 | 25.9622 | 25.9622 | 25.9622 | 25.9622 | 25.9622 | 25.9622 | 25.9622 | 25.9622 | 25.9622 | 25.9622 | 25.9622 | 25.9622 | 25.9622 | 25.9622 | 25.9622 | 25.9622 | 25.9622 | 25.9622 | 25.9622 | 25.9622 | 25.9622 | 25.9622 | 25.9622 | 25.9622 | 25.9622 | 25.9622 | 25.9622 | 25.9622 | 25.9622 | 25.9622 | 25.9622 | 25.9622 | 25.9622 | 25.9622 | 25.9622 | 25.9622 | 25.9622 | 25.9622 | 25.9622 | 25.9622 | 25.9622 | 25.9622 | 25.9622 | 25.9622 | 25.9622 | 25.9622 | 25.9622 | 25.9622 | 25.9622 | 25.9622 | 25.9622 | 25.9622 | 25.9622 | 25.9622
972 | 25.9648 | 25.9648 | 25.9648 | 25.9648 | 25.9648 | 25.9648 | 25.9648 | 25.9648 | 25.9648 | 25.9648 | 25.9648 | 25.9648 | 25.9648 | 25.9648 | 25.9648 | 25.9648 | 25.9648 | 25.9648 | 25.9648 | 25.9648 | 25.9648 | 25.9648 | 25.9648 | 25.9648 | 25.9648 | 25.9648 | 25.9648 | 25.9648 | 25.9648 | 25.9648 | 25.9648 | 25.9648 | 25.9648 | 25.9648 | 25.9648 | 25.9648 | 25.9648 | 25.9648 | 25.9648 | 25.9648 | 25.9648 | 25.9648 | 25.9648 | 25.9648 | 25.9648 | 25.9648 | 25.9648 | 25.9648 | 25.9648 | 25.9648 | 25.9648 | 25.9648 | 25.9648 | 25.9648 | 25.9648 | 25.9648 | 25.9648 | 25.9648 | 25.9648 | 25.9648
973 | 25.9674 | 25.9674 | 25.9674 | 25.9674 | 25.9674 | 25.9674 | 25.9674 | 25.9674 | 25.9674 | 25.9674 | 25.9674 | 25.9674 | 25.9674 | 25.9674 | 25.9674 | 25.9674 | 25.9674 | 25.9674 | 25.9674 | 25.9674 | 25.9674 | 25.9674 | 25.9674 | 25.9674 | 25.9674 | 25.9674 | 25.9674 | 25.9674 | 25.9674 | 25.9674 | 25.9674 | 25.9674 | 25.9674 | 25.9674 | 25.9674 | 25.9674 | 25.9674 | 25.9674 | 25.9674 | 25.9674 | 25.9674 | 25.9674 | 25.9674 | 25.9674 | 25.9674 | 25.9674 | 25.9674 | 25.9674 | 25.9674 | 25.9674 | 25.9674 | 25.9674 | 25.9674 | 25.9674 | 25.9674 | 25.9674 | 25.9674 | 25.9674 | 25.9674 | 25.9674
974 | 25.9699 | 25.9699 | 25.9699 | 25.9699 | 25.9699 | 25.9699 | 25.9699 | 25.9699 | 25.9699 | 25.9699 | 25.9699 | 25.9699 | 25.9699 | 25.9699 | 25.9699 | 25.9699 | 25.9699 | 25.9699 | 25.9699 | 25.9699 | 25.9699 | 25.9699 | 25.9699 | 25.9699 | 25.9699 | 25.9699 | 25.9699 | 25.9699 | 25.9699 | 25.9699 | 25.9699 | 25.9699 | 25.9699 | 25.9699 | 25.9699 | 25.9699 | 25.9699 | 25.9699 | 25.9699 | 25.9699 | 25.9699 | 25.9699 | 25.9699 | 25.9699 | 25.9699 | 25.9699 | 25.9699 | 25.9699 | 25.9699 | 25.9699 | 25.9699 | 25.9699 | 25.9699 | 25.9699 | 25.9699 | 25.9699 | 25.9699 | 25.9699 | 25.9699 | 25.9699
975 | 25.9725 | 25.9725 | 25.9725 | 25.9725 | 25.9725 | 25.9725 | 25.9725 | 25.9725 | 25.9725 | 25.9725 | 25.9725 | 25.9725 | 25.9725 | 25.9725 | 25.9725 | 25.9725 | 25.9725 | 25.9725 | 25.9725 | 25.9725 | 25.9725 | 25.9725 | 25.9725 | 25.9725 | 25.9725 | 25.9725 | 25.9725 | 25.9725 | 25.9725 | 25.9725 | 25.9725 | 25.9725 | 25.9725 | 25.9725 | 25.9725 | 25.9725 | 25.9725 | 25.9725 | 25.9725 | 25.9725 | 25.9725 | 25.9725 | 25.9725 | 25.9725 | 25.9725 | 25.9725 | 25.9725 | 25.9725 | 25.9725 | 25.9725 | 25.9725 | 25.9725 | 25.9725 | 25.9725 | 25.9725 | 25.9725 | 25.9725 | 25.9725 | 25.9725 | 25.9725
976 | 25.9751 | 25.9751 | 25.9751 | 25.9751 | 25.9751 | 25.9751 | 25.9751 | 25.9751 | 25.9751 | 25.9751 | 25.9751 | 25.9751 | 25.9751 | 25.9751 | 25.9751 | 25.9751 | 25.9751 | 25.9751 | 25.9751 | 25.9751 | 25.9751 | 25.9751 | 25.9751 | 25.9751 | 25.9751 | 25.9751 | 25.9751 | 25.9751 | 25.9751 | 25.9751 | 25.9751 | 25.9751 | 25.9751 | 25.9751 | 25.9751 | 25.9751 | 25.9751 | 25.9751 | 25.9751 | 25.9751 | 25.9751 | 25.9751 | 25.9751 | 25.9751 | 25.9751 | 25.9751 | 25.9751 | 25.9751 | 25.9751 | 25.9751 | 25.9751 | 25.9751 | 25.9751 | 25.9751 | 25.9751 | 25.9751 | 25.9751 | 25.9751 | 25.9751 | 25.9751
977 | 25.9776 | 25.9776 | 25.9776 | 25.9776 | 25.9776 | 25.9776 | 25.9776 | 25.9776 | 25.9776 | 25.9776 | 25.9776 | 25.9776 | 25.9776 | 25.9776 | 25.9776 | 25.9776 | 25.9776 | 25.9776 | 25.9776 | 25.9776 | 25.9776 | 25.9776 | 25.9776 | 25.9776 | 25.9776 | 25.9776 | 25.9776 | 25.9776 | 25.9776 | 25.9776 | 25.9776 | 25.9776 | 25.9776 | 25.9776 | 25.9776 | 25.9776 | 25.9776 | 25.9776 | 25.9776 | 25.9776 | 25.9776 | 25.9776 | 25.9776 | 25.9776 | 25.9776 | 25.9776 | 25.9776 | 25.9776 | 25.9776 | 25.9776 | 25.9776 | 25.9776 | 25.9776 | 25.9776 | 25.9776 | 25.9776 | 25.9776 | 25.9776 | 25.9776 | 25.9776
978 | 25.9802 | 25.9802 | 25.9802 | 25.9802 | 25.9802 | 25.9802 | 25.9802 | 25.9802 | 25.9802 | 25.9802 | 25.9802 | 25.9802 | 25.9802 | 25.9802 | 25.9802 | 25.9802 | 25.9802 | 25.9802 | 25.9802 | 25.9802 | 25.9802 | 25.9802 | 25.9802 | 25.9802 | 25.9802 | 25.9802 | 25.9802 | 25.9802 | 25.9802 | 25.9802 | 25.9802 | 25.9802 | 25.9802 | 25.9802 | 25.9802 | 25.9802 | 25.9802 | 25.9802 | 25.9802 | 25.9802 | 25.9802 | 25.9802 | 25.9802 | 25.9802 | 25.9802 | 25.9802 | 25.9802 | 25.9802 | 25.9802 | 25.9802 | 25.9802 | 25.9802 | 25.9802 | 25.9802 | 25.9802 | 25.9802 | 25.9802 | 25.9802 | 25.9802 | 25.9802
979 | 25.9827 | 25.9827 | 25.9827 | 25.9827 | 25.9827 | 25.9827 | 25.9827 | 25.9827 | 25.9827 | 25.9827 | 25.9827 | 25.9827 | 25.9827 | 25.9827 | 25.9827 | 25.9827 | 25.9827 | 25.9827 | 25.9827 | 25.9827 | 25.9827 | 25.9827 | 25.9827 | 25.9827 | 25.9827 | 25.9827 | 25.9827 | 25.9827 | 25.9827 | 25.9827 | 25.9827 | 25.9827 | 25.9827 | 25.9827 | 25.9827 | 25.9827 | 25.9827 | 25.9827 | 25.9827 | 25.9827 | 25.9827 | 25.9827 | 25.9827 | 25.9827 | 25.9827 | 25.9827 | 25.9827 | 25.9827 | 25.9827 | 25.9827 | 25.9827 | 25.9827 | 25.9827 | 25.9827 | 25.9827 | 25.9827 | 25.9827 | 25.9827 | 25.9827 | 25.9827
980 | 25.9853 | 25.9853 | 25.9853 | 25.9853 | 25.9853 | 25.9853 | 25.9853 | 25.9853 | 25.9853 | 25.9853 | 25.9853 | 25.9853 | 25.9853 | 25.9853 | 25.9853 | 25.9853 | 25.9853 | 25.9853 | 25.9853 | 25.9853 | 25.9853 | 25.9853 | 25.9853 | 25.9853 | 25.9853 | 25.9853 | 25.9853 | 25.9853 | 25.9853 | 25.9853 | 25.9853 | 25.9853 | 25.9853 | 25.9853 | 25.9853 | 25.9853 | 25.9853 | 25.9853 | 25.9853 | 25.9853 | 25.9853 | 25.9853 | 25.9853 | 25.9853 | 25.9853 | 25.9853 | 25.9853 | 25.9853 | 25.9853 | 25.9853 | 25.9853 | 25.9853 | 25.9853 | 25.9853 | 25.9853 | 25.9853 | 25.9853 | 25.9853 | 25.9853 | 25.9853
981 | 25.9878 | 25.9878 | 25.9878 | 25.9878 | 25.9878 | 25.9878 | 25.9878 | 25.9878 | 25.9878 | 25.9878 | 25.9878 | 25.9878 | 25.9878 | 25.9878 | 25.9878 | 25.9878 | 25.9878 | 25.9878 | 25.9878 | 25.9878 | 25.9878 | 25.9878 | 25.9878 | 25.9878 | 25.9878 | 25.9878 | 25.9878 | 25.9878 | 25.9878 | 25.9878 | 25.9878 | 25.9878 | 25.9878 | 25.9878 | 25.9878 | 25.9878 | 25.9878 | 25.9878 | 25.9878 | 25.9878 | 25.9878 | 25.9878 | 25.9878 | 25.9878 | 25.9878 | 25.9878 | 25.9878 | 25.9878 | 25.9878 | 25.9878 | 25.9878 | 25.9878 | 25.9878 | 25.9878 | 25.9878 | 25.9878 | 25.9878 | 25.9878 | 25.9878 | 25.9878
982 | 25.9904 | 25.9904 | 25.9904 | 25.9904 | 25.9904 | 25.9904 | 25.9904 | 25.9904 | 25.9904 | 25.9904 | 25.9904 | 25.9904 | 25.9904 | 25.9904 | 25.9904 | 25.9904 | 25.9904 | 25.9904 | 25.9904 | 25.9904 | 25.9904 | 25.9904 | 25.9904 | 25.9904 | 25.9904 | 25.9904 | 25.9904 | 25.9904 | 25.9904 | 25.9904 | 25.9904 | 25.9904 | 25.9904 | 25.9904 | 25.9904 | 25.9904 | 25.9904 | 25.9904 | 25.9904 | 25.9904 | 25.9904 | 25.9904 | 25.9904 | 25.9904 | 25.9904 | 25.9904 | 25.9904 | 25.9904 | 25.9904 | 25.9904 | 25.9904 | 25.9904 | 25.9904 | 25.9904 | 25.9904 | 25.9904 | 25.9904 | 25.9904 | 25.9904 | 25.9904
983 | 25.9929 | 25.9929 | 25.9929 | 25.9929 | 25.9929 | 25.9929 | 25.9929 | 25.9929 | 25.9929 | 25.9929 | 25.9929 | 25.9929 | 25.9929 | 25.9929 | 25.9929 | 25.9929 | 25.9929 | 25.9929 | 25.9929 | 25.9929 | 25.9929 | 25.9929 | 25.9929 | 25.9929 | 25.9929 | 25.9929 | 25.9929 | 25.9929 | 25.9929 | 25.9929 | 25.9929 | 25.9929 | 25.9929 | 25.9929 | 25.9929 | 25.9929 | 25.9929 | 25.9929 | 25.9929 | 25.9929 | 25.9929 | 25.9929 | 25.9929 | 25.9929 | 25.9929 | 25.9929 | 25.9929 | 25.9929 | 25.9929 | 25.9929 | 25.9929 | 25.9929 | 25.9929 | 25.9929 | 25.9929 | 25.9929 | 25.9929 | 25.9929 | 25.9929 | 25.9929
984 | 25.9955 | 25.9955 | 25.9955 | 25.9955 | 25.9955 | 25.9955 | 25.9955 | 25.9955 | 25.9955 | 25.9955 | 25.9955 | 25.9955 | 25.9955 | 25.9955 | 25.9955 | 25.9955 | 25.9955 | 25.9955 | 25.9955 | 25.9955 | 25.9955 | 25.9955 | 25.9955 | 25.9955 | 25.9955 | 25.9955 | 25.9955 | 25.9955 | 25.9955 | 25.9955 | 25.9955 | 25.9955 | 25.9955 | 25.9955 | 25.9955 | 25.9955 | 25.9955 | 25.9955 | 25.9955 | 25.9955 | 25.9955 | 25.9955 | 25.9955 | 25.9955 | 25.9955 | 25.9955 | 25.9955 | 25.9955 | 25.9955 | 25.9955 | 25.9955 | 25.9955 | 25.9955 | 25.9955 | 25.9955 | 25.9955 | 25.9955 | 25.9955 | 25.9955 | 25.9955
985 | 25.998 | 25.998 | 25.998 | 25.998 | 25.998 | 25.998 | 25.998 | 25.998 | 25.998 | 25.998 | 25.998 | 25.998 | 25.998 | 25.998 | 25.998 | 25.998 | 25.998 | 25.998 | 25.998 | 25.998 | 25.998 | 25.998 | 25.998 | 25.998 | 25.998 | 25.998 | 25.998 | 25.998 | 25.998 | 25.998 | 25.998 | 25.998 | 25.998 | 25.998 | 25.998 | 25.998 | 25.998 | 25.998 | 25.998 | 25.998 | 25.998 | 25.998 | 25.998 | 25.998 | 25.998 | 25.998 | 25.998 | 25.998 | 25.998 | 25.998 | 25.998 | 25.998 | 25.998 | 25.998 | 25.998 | 25.998 | 25.998 | 25.998 | 25.998 | 25.998
986 | 26.0005 | 26.0005 | 26.0005 | 26.0005 | 26.0005 | 26.0005 | 26.0005 | 26.0005 | 26.0005 | 26.0005 | 26.0005 | 26.0005 | 26.0005 | 26.0005 | 26.0005 | 26.0005 | 26.0005 | 26.0005 | 26.0005 | 26.0005 | 26.0005 | 26.0005 | 26.0005 | 26.0005 | 26.0005 | 26.0005 | 26.0005 | 26.0005 | 26.0005 | 26.0005 | 26.0005 | 26.0005 | 26.0005 | 26.0005 | 26.0005 | 26.0005 | 26.0005 | 26.0005 | 26.0005 | 26.0005 | 26.0005 | 26.0005 | 26.0005 | 26.0005 | 26.0005 | 26.0005 | 26.0005 | 26.0005 | 26.0005 | 26.0005 | 26.0005 | 26.0005 | 26.0005 | 26.0005 | 26.0005 | 26.0005 | 26.0005 | 26.0005 | 26.0005 | 26.0005
987 | 26.0031 | 26.0031 | 26.0031 | 26.0031 | 26.0031 | 26.0031 | 26.0031 | 26.0031 | 26.0031 | 26.0031 | 26.0031 | 26.0031 | 26.0031 | 26.0031 | 26.0031 | 26.0031 | 26.0031 | 26.0031 | 26.0031 | 26.0031 | 26.0031 | 26.0031 | 26.0031 | 26.0031 | 26.0031 | 26.0031 | 26.0031 | 26.0031 | 26.0031 | 26.0031 | 26.0031 | 26.0031 | 26.0031 | 26.0031 | 26.0031 | 26.0031 | 26.0031 | 26.0031 | 26.0031 | 26.0031 | 26.0031 | 26.0031 | 26.0031 | 26.0031 | 26.0031 | 26.0031 | 26.0031 | 26.0031 | 26.0031 | 26.0031 | 26.0031 | 26.0031 | 26.0031 | 26.0031 | 26.0031 | 26.0031 | 26.0031 | 26.0031 | 26.0031 | 26.0031
988 | 26.0056 | 26.0056 | 26.0056 | 26.0056 | 26.0056 | 26.0056 | 26.0056 | 26.0056 | 26.0056 | 26.0056 | 26.0056 | 26.0056 | 26.0056 | 26.0056 | 26.0056 | 26.0056 | 26.0056 | 26.0056 | 26.0056 | 26.0056 | 26.0056 | 26.0056 | 26.0056 | 26.0056 | 26.0056 | 26.0056 | 26.0056 | 26.0056 | 26.0056 | 26.0056 | 26.0056 | 26.0056 | 26.0056 | 26.0056 | 26.0056 | 26.0056 | 26.0056 | 26.0056 | 26.0056 | 26.0056 | 26.0056 | 26.0056 | 26.0056 | 26.0056 | 26.0056 | 26.0056 | 26.0056 | 26.0056 | 26.0056 | 26.0056 | 26.0056 | 26.0056 | 26.0056 | 26.0056 | 26.0056 | 26.0056 | 26.0056 | 26.0056 | 26.0056 | 26.0056
989 | 26.0081 | 26.0081 | 26.0081 | 26.0081 | 26.0081 | 26.0081 | 26.0081 | 26.0081 | 26.0081 | 26.0081 | 26.0081 | 26.0081 | 26.0081 | 26.0081 | 26.0081 | 26.0081 | 26.0081 | 26.0081 | 26.0081 | 26.0081 | 26.0081 | 26.0081 | 26.0081 | 26.0081 | 26.0081 | 26.0081 | 26.0081 | 26.0081 | 26.0081 | 26.0081 | 26.0081 | 26.0081 | 26.0081 | 26.0081 | 26.0081 | 26.0081 | 26.0081 | 26.0081 | 26.0081 | 26.0081 | 26.0081 | 26.0081 | 26.0081 | 26.0081 | 26.0081 | 26.0081 | 26.0081 | 26.0081 | 26.0081 | 26.0081 | 26.0081 | 26.0081 | 26.0081 | 26.0081 | 26.0081 | 26.0081 | 26.0081 | 26.0081 | 26.0081 | 26.0081
990 | 26.0107 | 26.0107 | 26.0107 | 26.0107 | 26.0107 | 26.0107 | 26.0107 | 26.0107 | 26.0107 | 26.0107 | 26.0107 | 26.0107 | 26.0107 | 26.0107 | 26.0107 | 26.0107 | 26.0107 | 26.0107 | 26.0107 | 26.0107 | 26.0107 | 26.0107 | 26.0107 | 26.0107 | 26.0107 | 26.0107 | 26.0107 | 26.0107 | 26.0107 | 26.0107 | 26.0107 | 26.0107 | 26.0107 | 26.0107 | 26.0107 | 26.0107 | 26.0107 | 26.0107 | 26.0107 | 26.0107 | 26.0107 | 26.0107 | 26.0107 | 26.0107 | 26.0107 | 26.0107 | 26.0107 | 26.0107 | 26.0107 | 26.0107 | 26.0107 | 26.0107 | 26.0107 | 26.0107 | 26.0107 | 26.0107 | 26.0107 | 26.0107 | 26.0107 | 26.0107
991 | 26.0132 | 26.0132 | 26.0132 | 26.0132 | 26.0132 | 26.0132 | 26.0132 | 26.0132 | 26.0132 | 26.0132 | 26.0132 | 26.0132 | 26.0132 | 26.0132 | 26.0132 | 26.0132 | 26.0132 | 26.0132 | 26.0132 | 26.0132 | 26.0132 | 26.0132 | 26.0132 | 26.0132 | 26.0132 | 26.0132 | 26.0132 | 26.0132 | 26.0132 | 26.0132 | 26.0132 | 26.0132 | 26.0132 | 26.0132 | 26.0132 | 26.0132 | 26.0132 | 26.0132 | 26.0132 | 26.0132 | 26.0132 | 26.0132 | 26.0132 | 26.0132 | 26.0132 | 26.0132 | 26.0132 | 26.0132 | 26.0132 | 26.0132 | 26.0132 | 26.0132 | 26.0132 | 26.0132 | 26.0132 | 26.0132 | 26.0132 | 26.0132 | 26.0132 | 26.0132
992 | 26.0157 | 26.0157 | 26.0157 | 26.0157 | 26.0157 | 26.0157 | 26.0157 | 26.0157 | 26.0157 | 26.0157 | 26.0157 | 26.0157 | 26.0157 | 26.0157 | 26.0157 | 26.0157 | 26.0157 | 26.0157 | 26.0157 | 26.0157 | 26.0157 | 26.0157 | 26.0157 | 26.0157 | 26.0157 | 26.0157 | 26.0157 | 26.0157 | 26.0157 | 26.0157 | 26.0157 | 26.0157 | 26.0157 | 26.0157 | 26.0157 | 26.0157 | 26.0157 | 26.0157 | 26.0157 | 26.0157 | 26.0157 | 26.0157 | 26.0157 | 26.0157 | 26.0157 | 26.0157 | 26.0157 | 26.0157 | 26.0157 | 26.0157 | 26.0157 | 26.0157 | 26.0157 | 26.0157 | 26.0157 | 26.0157 | 26.0157 | 26.0157 | 26.0157 | 26.0157
993 | 26.0182 | 26.0182 | 26.0182 | 26.0182 | 26.0182 | 26.0182 | 26.0182 | 26.0182 | 26.0182 | 26.0182 | 26.0182 | 26.0182 | 26.0182 | 26.0182 | 26.0182 | 26.0182 | 26.0182 | 26.0182 | 26.0182 | 26.0182 | 26.0182 | 26.0182 | 26.0182 | 26.0182 | 26.0182 | 26.0182 | 26.0182 | 26.0182 | 26.0182 | 26.0182 | 26.0182 | 26.0182 | 26.0182 | 26.0182 | 26.0182 | 26.0182 | 26.0182 | 26.0182 | 26.0182 | 26.0182 | 26.0182 | 26.0182 | 26.0182 | 26.0182 | 26.0182 | 26.0182 | 26.0182 | 26.0182 | 26.0182 | 26.0182 | 26.0182 | 26.0182 | 26.0182 | 26.0182 | 26.0182 | 26.0182 | 26.0182 | 26.0182 | 26.0182 | 26.0182
994 | 26.0207 | 26.0207 | 26.0207 | 26.0207 | 26.0207 | 26.0207 | 26.0207 | 26.0207 | 26.0207 | 26.0207 | 26.0207 | 26.0207 | 26.0207 | 26.0207 | 26.0207 | 26.0207 | 26.0207 | 26.0207 | 26.0207 | 26.0207 | 26.0207 | 26.0207 | 26.0207 | 26.0207 | 26.0207 | 26.0207 | 26.0207 | 26.0207 | 26.0207 | 26.0207 | 26.0207 | 26.0207 | 26.0207 | 26.0207 | 26.0207 | 26.0207 | 26.0207 | 26.0207 | 26.0207 | 26.0207 | 26.0207 | 26.0207 | 26.0207 | 26.0207 | 26.0207 | 26.0207 | 26.0207 | 26.0207 | 26.0207 | 26.0207 | 26.0207 | 26.0207 | 26.0207 | 26.0207 | 26.0207 | 26.0207 | 26.0207 | 26.0207 | 26.0207 | 26.0207
995 | 26.0233 | 26.0233 | 26.0233 | 26.0233 | 26.0233 | 26.0233 | 26.0233 | 26.0233 | 26.0233 | 26.0233 | 26.0233 | 26.0233 | 26.0233 | 26.0233 | 26.0233 | 26.0233 | 26.0233 | 26.0233 | 26.0233 | 26.0233 | 26.0233 | 26.0233 | 26.0233 | 26.0233 | 26.0233 | 26.0233 | 26.0233 | 26.0233 | 26.0233 | 26.0233 | 26.0233 | 26.0233 | 26.0233 | 26.0233 | 26.0233 | 26.0233 | 26.0233 | 26.0233 | 26.0233 | 26.0233 | 26.0233 | 26.0233 | 26.0233 | 26.0233 | 26.0233 | 26.0233 | 26.0233 | 26.0233 | 26.0233 | 26.0233 | 26.0233 | 26.0233 | 26.0233 | 26.0233 | 26.0233 | 26.0233 | 26.0233 | 26.0233 | 26.0233 | 26.0233
996 | 26.0258 | 26.0258 | 26.0258 | 26.0258 | 26.0258 | 26.0258 | 26.0258 | 26.0258 | 26.0258 | 26.0258 | 26.0258 | 26.0258 | 26.0258 | 26.0258 | 26.0258 | 26.0258 | 26.0258 | 26.0258 | 26.0258 | 26.0258 | 26.0258 | 26.0258 | 26.0258 | 26.0258 | 26.0258 | 26.0258 | 26.0258 | 26.0258 | 26.0258 | 26.0258 | 26.0258 | 26.0258 | 26.0258 | 26.0258 | 26.0258 | 26.0258 | 26.0258 | 26.0258 | 26.0258 | 26.0258 | 26.0258 | 26.0258 | 26.0258 | 26.0258 | 26.0258 | 26.0258 | 26.0258 | 26.0258 | 26.0258 | 26.0258 | 26.0258 | 26.0258 | 26.0258 | 26.0258 | 26.0258 | 26.0258 | 26.0258 | 26.0258 | 26.0258 | 26.0258
997 | 26.0283 | 26.0283 | 26.0283 | 26.0283 | 26.0283 | 26.0283 | 26.0283 | 26.0283 | 26.0283 | 26.0283 | 26.0283 | 26.0283 | 26.0283 | 26.0283 | 26.0283 | 26.0283 | 26.0283 | 26.0283 | 26.0283 | 26.0283 | 26.0283 | 26.0283 | 26.0283 | 26.0283 | 26.0283 | 26.0283 | 26.0283 | 26.0283 | 26.0283 | 26.0283 | 26.0283 | 26.0283 | 26.0283 | 26.0283 | 26.0283 | 26.0283 | 26.0283 | 26.0283 | 26.0283 | 26.0283 | 26.0283 | 26.0283 | 26.0283 | 26.0283 | 26.0283 | 26.0283 | 26.0283 | 26.0283 | 26.0283 | 26.0283 | 26.0283 | 26.0283 | 26.0283 | 26.0283 | 26.0283 | 26.0283 | 26.0283 | 26.0283 | 26.0283 | 26.0283
998 | 26.0308 | 26.0308 | 26.0308 | 26.0308 | 26.0308 | 26.0308 | 26.0308 | 26.0308 | 26.0308 | 26.0308 | 26.0308 | 26.0308 | 26.0308 | 26.0308 | 26.0308 | 26.0308 | 26.0308 | 26.0308 | 26.0308 | 26.0308 | 26.0308 | 26.0308 | 26.0308 | 26.0308 | 26.0308 | 26.0308 | 26.0308 | 26.0308 | 26.0308 | 26.0308 | 26.0308 | 26.0308 | 26.0308 | 26.0308 | 26.0308 | 26.0308 | 26.0308 | 26.0308 | 26.0308 | 26.0308 | 26.0308 | 26.0308 | 26.0308 | 26.0308 | 26.0308 | 26.0308 | 26.0308 | 26.0308 | 26.0308 | 26.0308 | 26.0308 | 26.0308 | 26.0308 | 26.0308 | 26.0308 | 26.0308 | 26.0308 | 26.0308 | 26.0308 | 26.0308
999 | 26.0333 | 26.0333 | 26.0333 | 26.0333 | 26.0333 | 26.0333 | 26.0333 | 26.0333 | 26.0333 | 26.0333 | 26.0333 | 26.0333 | 26.0333 | 26.0333 | 26.0333 | 26.0333 | 26.0333 | 26.0333 | 26.0333 | 26.0333 | 26.0333 | 26.0333 | 26.0333 | 26.0333 | 26.0333 | 26.0333 | 26.0333 | 26.0333 | 26.0333 | 26.0333 | 26.0333 | 26.0333 | 26.0333 | 26.0333 | 26.0333 | 26.0333 | 26.0333 | 26.0333 | 26.0333 | 26.0333 | 26.0333 | 26.0333 | 26.0333 | 26.0333 | 26.0333 | 26.0333 | 26.0333 | 26.0333 | 26.0333 | 26.0333 | 26.0333 | 26.0333 | 26.0333 | 26.0333 | 26.0333 | 26.0333 | 26.0333 | 26.0333 | 26.0333 | 26.0333
1000 | 26.0358 | 26.0358 | 26.0358 | 26.0358 | 26.0358 | 26.0358 | 26.0358 | 26.0358 | 26.0358 | 26.0358 | 26.0358 | 26.0358 | 26.0358 | 26.0358 | 26.0358 | 26.0358 | 26.0358 | 26.0358 | 26.0358 | 26.0358 | 26.0358 | 26.0358 | 26.0358 | 26.0358 | 26.0358 | 26.0358 | 26.0358 | 26.0358 | 26.0358 | 26.0358 | 26.0358 | 26.0358 | 26.0358 | 26.0358 | 26.0358 | 26.0358 | 26.0358 | 26.0358 | 26.0358 | 26.0358 | 26.0358 | 26.0358 | 26.0358 | 26.0358 | 26.0358 | 26.0358 | 26.0358 | 26.0358 | 26.0358 | 26.0358 | 26.0358 | 26.0358 | 26.0358 | 26.0358 | 26.0358 | 26.0358 | 26.0358 | 26.0358 | 26.0358 | 26.0358
1001 | 26.0383 | 26.0383 | 26.0383 | 26.0383 | 26.0383 | 26.0383 | 26.0383 | 26.0383 | 26.0383 | 26.0383 | 26.0383 | 26.0383 | 26.0383 | 26.0383 | 26.0383 | 26.0383 | 26.0383 | 26.0383 | 26.0383 | 26.0383 | 26.0383 | 26.0383 | 26.0383 | 26.0383 | 26.0383 | 26.0383 | 26.0383 | 26.0383 | 26.0383 | 26.0383 | 26.0383 | 26.0383 | 26.0383 | 26.0383 | 26.0383 | 26.0383 | 26.0383 | 26.0383 | 26.0383 | 26.0383 | 26.0383 | 26.0383 | 26.0383 | 26.0383 | 26.0383 | 26.0383 | 26.0383 | 26.0383 | 26.0383 | 26.0383 | 26.0383 | 26.0383 | 26.0383 | 26.0383 | 26.0383 | 26.0383 | 26.0383 | 26.0383 | 26.0383 | 26.0383
1002 | 26.0408 | 26.0408 | 26.0408 | 26.0408 | 26.0408 | 26.0408 | 26.0408 | 26.0408 | 26.0408 | 26.0408 | 26.0408 | 26.0408 | 26.0408 | 26.0408 | 26.0408 | 26.0408 | 26.0408 | 26.0408 | 26.0408 | 26.0408 | 26.0408 | 26.0408 | 26.0408 | 26.0408 | 26.0408 | 26.0408 | 26.0408 | 26.0408 | 26.0408 | 26.0408 | 26.0408 | 26.0408 | 26.0408 | 26.0408 | 26.0408 | 26.0408 | 26.0408 | 26.0408 | 26.0408 | 26.0408 | 26.0408 | 26.0408 | 26.0408 | 26.0408 | 26.0408 | 26.0408 | 26.0408 | 26.0408 | 26.0408 | 26.0408 | 26.0408 | 26.0408 | 26.0408 | 26.0408 | 26.0408 | 26.0408 | 26.0408 | 26.0408 | 26.0408 | 26.0408
1003 | 26.0433 | 26.0433 | 26.0433 | 26.0433 | 26.0433 | 26.0433 | 26.0433 | 26.0433 | 26.0433 | 26.0433 | 26.0433 | 26.0433 | 26.0433 | 26.0433 | 26.0433 | 26.0433 | 26.0433 | 26.0433 | 26.0433 | 26.0433 | 26.0433 | 26.0433 | 26.0433 | 26.0433 | 26.0433 | 26.0433 | 26.0433 | 26.0433 | 26.0433 | 26.0433 | 26.0433 | 26.0433 | 26.0433 | 26.0433 | 26.0433 | 26.0433 | 26.0433 | 26.0433 | 26.0433 | 26.0433 | 26.0433 | 26.0433 | 26.0433 | 26.0433 | 26.0433 | 26.0433 | 26.0433 | 26.0433 | 26.0433 | 26.0433 | 26.0433 | 26.0433 | 26.0433 | 26.0433 | 26.0433 | 26.0433 | 26.0433 | 26.0433 | 26.0433 | 26.0433
1004 | 26.0458 | 26.0458 | 26.0458 | 26.0458 | 26.0458 | 26.0458 | 26.0458 | 26.0458 | 26.0458 | 26.0458 | 26.0458 | 26.0458 | 26.0458 | 26.0458 | 26.0458 | 26.0458 | 26.0458 | 26.0458 | 26.0458 | 26.0458 | 26.0458 | 26.0458 | 26.0458 | 26.0458 | 26.0458 | 26.0458 | 26.0458 | 26.0458 | 26.0458 | 26.0458 | 26.0458 | 26.0458 | 26.0458 | 26.0458 | 26.0458 | 26.0458 | 26.0458 | 26.0458 | 26.0458 | 26.0458 | 26.0458 | 26.0458 | 26.0458 | 26.0458 | 26.0458 | 26.0458 | 26.0458 | 26.0458 | 26.0458 | 26.0458 | 26.0458 | 26.0458 | 26.0458 | 26.0458 | 26.0458 | 26.0458 | 26.0458 | 26.0458 | 26.0458 | 26.0458
1005 | 26.0483 | 26.0483 | 26.0483 | 26.0483 | 26.0483 | 26.0483 | 26.0483 | 26.0483 | 26.0483 | 26.0483 | 26.0483 | 26.0483 | 26.0483 | 26.0483 | 26.0483 | 26.0483 | 26.0483 | 26.0483 | 26.0483 | 26.0483 | 26.0483 | 26.0483 | 26.0483 | 26.0483 | 26.0483 | 26.0483 | 26.0483 | 26.0483 | 26.0483 | 26.0483 | 26.0483 | 26.0483 | 26.0483 | 26.0483 | 26.0483 | 26.0483 | 26.0483 | 26.0483 | 26.0483 | 26.0483 | 26.0483 | 26.0483 | 26.0483 | 26.0483 | 26.0483 | 26.0483 | 26.0483 | 26.0483 | 26.0483 | 26.0483 | 26.0483 | 26.0483 | 26.0483 | 26.0483 | 26.0483 | 26.0483 | 26.0483 | 26.0483 | 26.0483 | 26.0483
1006 | 26.0507 | 26.0507 | 26.0507 | 26.0507 | 26.0507 | 26.0507 | 26.0507 | 26.0507 | 26.0507 | 26.0507 | 26.0507 | 26.0507 | 26.0507 | 26.0507 | 26.0507 | 26.0507 | 26.0507 | 26.0507 | 26.0507 | 26.0507 | 26.0507 | 26.0507 | 26.0507 | 26.0507 | 26.0507 | 26.0507 | 26.0507 | 26.0507 | 26.0507 | 26.0507 | 26.0507 | 26.0507 | 26.0507 | 26.0507 | 26.0507 | 26.0507 | 26.0507 | 26.0507 | 26.0507 | 26.0507 | 26.0507 | 26.0507 | 26.0507 | 26.0507 | 26.0507 | 26.0507 | 26.0507 | 26.0507 | 26.0507 | 26.0507 | 26.0507 | 26.0507 | 26.0507 | 26.0507 | 26.0507 | 26.0507 | 26.0507 | 26.0507 | 26.0507 | 26.0507
1007 | 26.0532 | 26.0532 | 26.0532 | 26.0532 | 26.0532 | 26.0532 | 26.0532 | 26.0532 | 26.0532 | 26.0532 | 26.0532 | 26.0532 | 26.0532 | 26.0532 | 26.0532 | 26.0532 | 26.0532 | 26.0532 | 26.0532 | 26.0532 | 26.0532 | 26.0532 | 26.0532 | 26.0532 | 26.0532 | 26.0532 | 26.0532 | 26.0532 | 26.0532 | 26.0532 | 26.0532 | 26.0532 | 26.0532 | 26.0532 | 26.0532 | 26.0532 | 26.0532 | 26.0532 | 26.0532 | 26.0532 | 26.0532 | 26.0532 | 26.0532 | 26.0532 | 26.0532 | 26.0532 | 26.0532 | 26.0532 | 26.0532 | 26.0532 | 26.0532 | 26.0532 | 26.0532 | 26.0532 | 26.0532 | 26.0532 | 26.0532 | 26.0532 | 26.0532 | 26.0532
1008 | 26.0557 | 26.0557 | 26.0557 | 26.0557 | 26.0557 | 26.0557 | 26.0557 | 26.0557 | 26.0557 | 26.0557 | 26.0557 | 26.0557 | 26.0557 | 26.0557 | 26.0557 | 26.0557 | 26.0557 | 26.0557 | 26.0557 | 26.0557 | 26.0557 | 26.0557 | 26.0557 | 26.0557 | 26.0557 | 26.0557 | 26.0557 | 26.0557 | 26.0557 | 26.0557 | 26.0557 | 26.0557 | 26.0557 | 26.0557 | 26.0557 | 26.0557 | 26.0557 | 26.0557 | 26.0557 | 26.0557 | 26.0557 | 26.0557 | 26.0557 | 26.0557 | 26.0557 | 26.0557 | 26.0557 | 26.0557 | 26.0557 | 26.0557 | 26.0557 | 26.0557 | 26.0557 | 26.0557 | 26.0557 | 26.0557 | 26.0557 | 26.0557 | 26.0557 | 26.0557
1009 | 26.0582 | 26.0582 | 26.0582 | 26.0582 | 26.0582 | 26.0582 | 26.0582 | 26.0582 | 26.0582 | 26.0582 | 26.0582 | 26.0582 | 26.0582 | 26.0582 | 26.0582 | 26.0582 | 26.0582 | 26.0582 | 26.0582 | 26.0582 | 26.0582 | 26.0582 | 26.0582 | 26.0582 | 26.0582 | 26.0582 | 26.0582 | 26.0582 | 26.0582 | 26.0582 | 26.0582 | 26.0582 | 26.0582 | 26.0582 | 26.0582 | 26.0582 | 26.0582 | 26.0582 | 26.0582 | 26.0582 | 26.0582 | 26.0582 | 26.0582 | 26.0582 | 26.0582 | 26.0582 | 26.0582 | 26.0582 | 26.0582 | 26.0582 | 26.0582 | 26.0582 | 26.0582 | 26.0582 | 26.0582 | 26.0582 | 26.0582 | 26.0582 | 26.0582 | 26.0582
1010 | 26.0607 | 26.0607 | 26.0607 | 26.0607 | 26.0607 | 26.0607 | 26.0607 | 26.0607 | 26.0607 | 26.0607 | 26.0607 | 26.0607 | 26.0607 | 26.0607 | 26.0607 | 26.0607 | 26.0607 | 26.0607 | 26.0607 | 26.0607 | 26.0607 | 26.0607 | 26.0607 | 26.0607 | 26.0607 | 26.0607 | 26.0607 | 26.0607 | 26.0607 | 26.0607 | 26.0607 | 26.0607 | 26.0607 | 26.0607 | 26.0607 | 26.0607 | 26.0607 | 26.0607 | 26.0607 | 26.0607 | 26.0607 | 26.0607 | 26.0607 | 26.0607 | 26.0607 | 26.0607 | 26.0607 | 26.0607 | 26.0607 | 26.0607 | 26.0607 | 26.0607 | 26.0607 | 26.0607 | 26.0607 | 26.0607 | 26.0607 | 26.0607 | 26.0607 | 26.0607
1011 | 26.0631 | 26.0631 | 26.0631 | 26.0631 | 26.0631 | 26.0631 | 26.0631 | 26.0631 | 26.0631 | 26.0631 | 26.0631 | 26.0631 | 26.0631 | 26.0631 | 26.0631 | 26.0631 | 26.0631 | 26.0631 | 26.0631 | 26.0631 | 26.0631 | 26.0631 | 26.0631 | 26.0631 | 26.0631 | 26.0631 | 26.0631 | 26.0631 | 26.0631 | 26.0631 | 26.0631 | 26.0631 | 26.0631 | 26.0631 | 26.0631 | 26.0631 | 26.0631 | 26.0631 | 26.0631 | 26.0631 | 26.0631 | 26.0631 | 26.0631 | 26.0631 | 26.0631 | 26.0631 | 26.0631 | 26.0631 | 26.0631 | 26.0631 | 26.0631 | 26.0631 | 26.0631 | 26.0631 | 26.0631 | 26.0631 | 26.0631 | 26.0631 | 26.0631 | 26.0631
1012 | 26.0656 | 26.0656 | 26.0656 | 26.0656 | 26.0656 | 26.0656 | 26.0656 | 26.0656 | 26.0656 | 26.0656 | 26.0656 | 26.0656 | 26.0656 | 26.0656 | 26.0656 | 26.0656 | 26.0656 | 26.0656 | 26.0656 | 26.0656 | 26.0656 | 26.0656 | 26.0656 | 26.0656 | 26.0656 | 26.0656 | 26.0656 | 26.0656 | 26.0656 | 26.0656 | 26.0656 | 26.0656 | 26.0656 | 26.0656 | 26.0656 | 26.0656 | 26.0656 | 26.0656 | 26.0656 | 26.0656 | 26.0656 | 26.0656 | 26.0656 | 26.0656 | 26.0656 | 26.0656 | 26.0656 | 26.0656 | 26.0656 | 26.0656 | 26.0656 | 26.0656 | 26.0656 | 26.0656 | 26.0656 | 26.0656 | 26.0656 | 26.0656 | 26.0656 | 26.0656
1013 | 26.0681 | 26.0681 | 26.0681 | 26.0681 | 26.0681 | 26.0681 | 26.0681 | 26.0681 | 26.0681 | 26.0681 | 26.0681 | 26.0681 | 26.0681 | 26.0681 | 26.0681 | 26.0681 | 26.0681 | 26.0681 | 26.0681 | 26.0681 | 26.0681 | 26.0681 | 26.0681 | 26.0681 | 26.0681 | 26.0681 | 26.0681 | 26.0681 | 26.0681 | 26.0681 | 26.0681 | 26.0681 | 26.0681 | 26.0681 | 26.0681 | 26.0681 | 26.0681 | 26.0681 | 26.0681 | 26.0681 | 26.0681 | 26.0681 | 26.0681 | 26.0681 | 26.0681 | 26.0681 | 26.0681 | 26.0681 | 26.0681 | 26.0681 | 26.0681 | 26.0681 | 26.0681 | 26.0681 | 26.0681 | 26.0681 | 26.0681 | 26.0681 | 26.0681 | 26.0681
1014 | 26.0705 | 26.0705 | 26.0705 | 26.0705 | 26.0705 | 26.0705 | 26.0705 | 26.0705 | 26.0705 | 26.0705 | 26.0705 | 26.0705 | 26.0705 | 26.0705 | 26.0705 | 26.0705 | 26.0705 | 26.0705 | 26.0705 | 26.0705 | 26.0705 | 26.0705 | 26.0705 | 26.0705 | 26.0705 | 26.0705 | 26.0705 | 26.0705 | 26.0705 | 26.0705 | 26.0705 | 26.0705 | 26.0705 | 26.0705 | 26.0705 | 26.0705 | 26.0705 | 26.0705 | 26.0705 | 26.0705 | 26.0705 | 26.0705 | 26.0705 | 26.0705 | 26.0705 | 26.0705 | 26.0705 | 26.0705 | 26.0705 | 26.0705 | 26.0705 | 26.0705 | 26.0705 | 26.0705 | 26.0705 | 26.0705 | 26.0705 | 26.0705 | 26.0705 | 26.0705
1015 | 26.073 | 26.073 | 26.073 | 26.073 | 26.073 | 26.073 | 26.073 | 26.073 | 26.073 | 26.073 | 26.073 | 26.073 | 26.073 | 26.073 | 26.073 | 26.073 | 26.073 | 26.073 | 26.073 | 26.073 | 26.073 | 26.073 | 26.073 | 26.073 | 26.073 | 26.073 | 26.073 | 26.073 | 26.073 | 26.073 | 26.073 | 26.073 | 26.073 | 26.073 | 26.073 | 26.073 | 26.073 | 26.073 | 26.073 | 26.073 | 26.073 | 26.073 | 26.073 | 26.073 | 26.073 | 26.073 | 26.073 | 26.073 | 26.073 | 26.073 | 26.073 | 26.073 | 26.073 | 26.073 | 26.073 | 26.073 | 26.073 | 26.073 | 26.073 | 26.073
1016 | 26.0755 | 26.0755 | 26.0755 | 26.0755 | 26.0755 | 26.0755 | 26.0755 | 26.0755 | 26.0755 | 26.0755 | 26.0755 | 26.0755 | 26.0755 | 26.0755 | 26.0755 | 26.0755 | 26.0755 | 26.0755 | 26.0755 | 26.0755 | 26.0755 | 26.0755 | 26.0755 | 26.0755 | 26.0755 | 26.0755 | 26.0755 | 26.0755 | 26.0755 | 26.0755 | 26.0755 | 26.0755 | 26.0755 | 26.0755 | 26.0755 | 26.0755 | 26.0755 | 26.0755 | 26.0755 | 26.0755 | 26.0755 | 26.0755 | 26.0755 | 26.0755 | 26.0755 | 26.0755 | 26.0755 | 26.0755 | 26.0755 | 26.0755 | 26.0755 | 26.0755 | 26.0755 | 26.0755 | 26.0755 | 26.0755 | 26.0755 | 26.0755 | 26.0755 | 26.0755
1017 | 26.0779 | 26.0779 | 26.0779 | 26.0779 | 26.0779 | 26.0779 | 26.0779 | 26.0779 | 26.0779 | 26.0779 | 26.0779 | 26.0779 | 26.0779 | 26.0779 | 26.0779 | 26.0779 | 26.0779 | 26.0779 | 26.0779 | 26.0779 | 26.0779 | 26.0779 | 26.0779 | 26.0779 | 26.0779 | 26.0779 | 26.0779 | 26.0779 | 26.0779 | 26.0779 | 26.0779 | 26.0779 | 26.0779 | 26.0779 | 26.0779 | 26.0779 | 26.0779 | 26.0779 | 26.0779 | 26.0779 | 26.0779 | 26.0779 | 26.0779 | 26.0779 | 26.0779 | 26.0779 | 26.0779 | 26.0779 | 26.0779 | 26.0779 | 26.0779 | 26.0779 | 26.0779 | 26.0779 | 26.0779 | 26.0779 | 26.0779 | 26.0779 | 26.0779 | 26.0779
1018 | 26.0804 | 26.0804 | 26.0804 | 26.0804 | 26.0804 | 26.0804 | 26.0804 | 26.0804 | 26.0804 | 26.0804 | 26.0804 | 26.0804 | 26.0804 | 26.0804 | 26.0804 | 26.0804 | 26.0804 | 26.0804 | 26.0804 | 26.0804 | 26.0804 | 26.0804 | 26.0804 | 26.0804 | 26.0804 | 26.0804 | 26.0804 | 26.0804 | 26.0804 | 26.0804 | 26.0804 | 26.0804 | 26.0804 | 26.0804 | 26.0804 | 26.0804 | 26.0804 | 26.0804 | 26.0804 | 26.0804 | 26.0804 | 26.0804 | 26.0804 | 26.0804 | 26.0804 | 26.0804 | 26.0804 | 26.0804 | 26.0804 | 26.0804 | 26.0804 | 26.0804 | 26.0804 | 26.0804 | 26.0804 | 26.0804 | 26.0804 | 26.0804 | 26.0804 | 26.0804
1019 | 26.0828 | 26.0828 | 26.0828 | 26.0828 | 26.0828 | 26.0828 | 26.0828 | 26.0828 | 26.0828 | 26.0828 | 26.0828 | 26.0828 | 26.0828 | 26.0828 | 26.0828 | 26.0828 | 26.0828 | 26.0828 | 26.0828 | 26.0828 | 26.0828 | 26.0828 | 26.0828 | 26.0828 | 26.0828 | 26.0828 | 26.0828 | 26.0828 | 26.0828 | 26.0828 | 26.0828 | 26.0828 | 26.0828 | 26.0828 | 26.0828 | 26.0828 | 26.0828 | 26.0828 | 26.0828 | 26.0828 | 26.0828 | 26.0828 | 26.0828 | 26.0828 | 26.0828 | 26.0828 | 26.0828 | 26.0828 | 26.0828 | 26.0828 | 26.0828 | 26.0828 | 26.0828 | 26.0828 | 26.0828 | 26.0828 | 26.0828 | 26.0828 | 26.0828 | 26.0828
1020 | 26.0853 | 26.0853 | 26.0853 | 26.0853 | 26.0853 | 26.0853 | 26.0853 | 26.0853 | 26.0853 | 26.0853 | 26.0853 | 26.0853 | 26.0853 | 26.0853 | 26.0853 | 26.0853 | 26.0853 | 26.0853 | 26.0853 | 26.0853 | 26.0853 | 26.0853 | 26.0853 | 26.0853 | 26.0853 | 26.0853 | 26.0853 | 26.0853 | 26.0853 | 26.0853 | 26.0853 | 26.0853 | 26.0853 | 26.0853 | 26.0853 | 26.0853 | 26.0853 | 26.0853 | 26.0853 | 26.0853 | 26.0853 | 26.0853 | 26.0853 | 26.0853 | 26.0853 | 26.0853 | 26.0853 | 26.0853 | 26.0853 | 26.0853 | 26.0853 | 26.0853 | 26.0853 | 26.0853 | 26.0853 | 26.0853 | 26.0853 | 26.0853 | 26.0853 | 26.0853
1021 | 26.0877 | 26.0877 | 26.0877 | 26.0877 | 26.0877 | 26.0877 | 26.0877 | 26.0877 | 26.0877 | 26.0877 | 26.0877 | 26.0877 | 26.0877 | 26.0877 | 26.0877 | 26.0877 | 26.0877 | 26.0877 | 26.0877 | 26.0877 | 26.0877 | 26.0877 | 26.0877 | 26.0877 | 26.0877 | 26.0877 | 26.0877 | 26.0877 | 26.0877 | 26.0877 | 26.0877 | 26.0877 | 26.0877 | 26.0877 | 26.0877 | 26.0877 | 26.0877 | 26.0877 | 26.0877 | 26.0877 | 26.0877 | 26.0877 | 26.0877 | 26.0877 | 26.0877 | 26.0877 | 26.0877 | 26.0877 | 26.0877 | 26.0877 | 26.0877 | 26.0877 | 26.0877 | 26.0877 | 26.0877 | 26.0877 | 26.0877 | 26.0877 | 26.0877 | 26.0877
1022 | 26.0902 | 26.0902 | 26.0902 | 26.0902 | 26.0902 | 26.0902 | 26.0902 | 26.0902 | 26.0902 | 26.0902 | 26.0902 | 26.0902 | 26.0902 | 26.0902 | 26.0902 | 26.0902 | 26.0902 | 26.0902 | 26.0902 | 26.0902 | 26.0902 | 26.0902 | 26.0902 | 26.0902 | 26.0902 | 26.0902 | 26.0902 | 26.0902 | 26.0902 | 26.0902 | 26.0902 | 26.0902 | 26.0902 | 26.0902 | 26.0902 | 26.0902 | 26.0902 | 26.0902 | 26.0902 | 26.0902 | 26.0902 | 26.0902 | 26.0902 | 26.0902 | 26.0902 | 26.0902 | 26.0902 | 26.0902 | 26.0902 | 26.0902 | 26.0902 | 26.0902 | 26.0902 | 26.0902 | 26.0902 | 26.0902 | 26.0902 | 26.0902 | 26.0902 | 26.0902
1023 | 26.0926 | 26.0926 | 26.0926 | 26.0926 | 26.0926 | 26.0926 | 26.0926 | 26.0926 | 26.0926 | 26.0926 | 26.0926 | 26.0926 | 26.0926 | 26.0926 | 26.0926 | 26.0926 | 26.0926 | 26.0926 | 26.0926 | 26.0926 | 26.0926 | 26.0926 | 26.0926 | 26.0926 | 26.0926 | 26.0926 | 26.0926 | 26.0926 | 26.0926 | 26.0926 | 26.0926 | 26.0926 | 26.0926 | 26.0926 | 26.0926 | 26.0926 | 26.0926 | 26.0926 | 26.0926 | 26.0926 | 26.0926 | 26.0926 | 26.0926 | 26.0926 | 26.0926 | 26.0926 | 26.0926 | 26.0926 | 26.0926 | 26.0926 | 26.0926 | 26.0926 | 26.0926 | 26.0926 | 26.0926 | 26.0926 | 26.0926 | 26.0926 | 26.0926 | 26.0926
1024 | 26.0951 | 26.0951 | 26.0951 | 26.0951 | 26.0951 | 26.0951 | 26.0951 | 26.0951 | 26.0951 | 26.0951 | 26.0951 | 26.0951 | 26.0951 | 26.0951 | 26.0951 | 26.0951 | 26.0951 | 26.0951 | 26.0951 | 26.0951 | 26.0951 | 26.0951 | 26.0951 | 26.0951 | 26.0951 | 26.0951 | 26.0951 | 26.0951 | 26.0951 | 26.0951 | 26.0951 | 26.0951 | 26.0951 | 26.0951 | 26.0951 | 26.0951 | 26.0951 | 26.0951 | 26.0951 | 26.0951 | 26.0951 | 26.0951 | 26.0951 | 26.0951 | 26.0951 | 26.0951 | 26.0951 | 26.0951 | 26.0951 | 26.0951 | 26.0951 | 26.0951 | 26.0951 | 26.0951 | 26.0951 | 26.0951 | 26.0951 | 26.0951 | 26.0951 | 26.0951
1025 | 26.0975 | 26.0975 | 26.0975 | 26.0975 | 26.0975 | 26.0975 | 26.0975 | 26.0975 | 26.0975 | 26.0975 | 26.0975 | 26.0975 | 26.0975 | 26.0975 | 26.0975 | 26.0975 | 26.0975 | 26.0975 | 26.0975 | 26.0975 | 26.0975 | 26.0975 | 26.0975 | 26.0975 | 26.0975 | 26.0975 | 26.0975 | 26.0975 | 26.0975 | 26.0975 | 26.0975 | 26.0975 | 26.0975 | 26.0975 | 26.0975 | 26.0975 | 26.0975 | 26.0975 | 26.0975 | 26.0975 | 26.0975 | 26.0975 | 26.0975 | 26.0975 | 26.0975 | 26.0975 | 26.0975 | 26.0975 | 26.0975 | 26.0975 | 26.0975 | 26.0975 | 26.0975 | 26.0975 | 26.0975 | 26.0975 | 26.0975 | 26.0975 | 26.0975 | 26.0975
1026 | 26.1 | 26.1 | 26.1 | 26.1 | 26.1 | 26.1 | 26.1 | 26.1 | 26.1 | 26.1 | 26.1 | 26.1 | 26.1 | 26.1 | 26.1 | 26.1 | 26.1 | 26.1 | 26.1 | 26.1 | 26.1 | 26.1 | 26.1 | 26.1 | 26.1 | 26.1 | 26.1 | 26.1 | 26.1 | 26.1 | 26.1 | 26.1 | 26.1 | 26.1 | 26.1 | 26.1 | 26.1 | 26.1 | 26.1 | 26.1 | 26.1 | 26.1 | 26.1 | 26.1 | 26.1 | 26.1 | 26.1 | 26.1 | 26.1 | 26.1 | 26.1 | 26.1 | 26.1 | 26.1 | 26.1 | 26.1 | 26.1 | 26.1 | 26.1 | 26.1
1027 | 26.1024 | 26.1024 | 26.1024 | 26.1024 | 26.1024 | 26.1024 | 26.1024 | 26.1024 | 26.1024 | 26.1024 | 26.1024 | 26.1024 | 26.1024 | 26.1024 | 26.1024 | 26.1024 | 26.1024 | 26.1024 | 26.1024 | 26.1024 | 26.1024 | 26.1024 | 26.1024 | 26.1024 | 26.1024 | 26.1024 | 26.1024 | 26.1024 | 26.1024 | 26.1024 | 26.1024 | 26.1024 | 26.1024 | 26.1024 | 26.1024 | 26.1024 | 26.1024 | 26.1024 | 26.1024 | 26.1024 | 26.1024 | 26.1024 | 26.1024 | 26.1024 | 26.1024 | 26.1024 | 26.1024 | 26.1024 | 26.1024 | 26.1024 | 26.1024 | 26.1024 | 26.1024 | 26.1024 | 26.1024 | 26.1024 | 26.1024 | 26.1024 | 26.1024 | 26.1024
1028 | 26.1048 | 26.1048 | 26.1048 | 26.1048 | 26.1048 | 26.1048 | 26.1048 | 26.1048 | 26.1048 | 26.1048 | 26.1048 | 26.1048 | 26.1048 | 26.1048 | 26.1048 | 26.1048 | 26.1048 | 26.1048 | 26.1048 | 26.1048 | 26.1048 | 26.1048 | 26.1048 | 26.1048 | 26.1048 | 26.1048 | 26.1048 | 26.1048 | 26.1048 | 26.1048 | 26.1048 | 26.1048 | 26.1048 | 26.1048 | 26.1048 | 26.1048 | 26.1048 | 26.1048 | 26.1048 | 26.1048 | 26.1048 | 26.1048 | 26.1048 | 26.1048 | 26.1048 | 26.1048 | 26.1048 | 26.1048 | 26.1048 | 26.1048 | 26.1048 | 26.1048 | 26.1048 | 26.1048 | 26.1048 | 26.1048 | 26.1048 | 26.1048 | 26.1048 | 26.1048
1029 | 26.1073 | 26.1073 | 26.1073 | 26.1073 | 26.1073 | 26.1073 | 26.1073 | 26.1073 | 26.1073 | 26.1073 | 26.1073 | 26.1073 | 26.1073 | 26.1073 | 26.1073 | 26.1073 | 26.1073 | 26.1073 | 26.1073 | 26.1073 | 26.1073 | 26.1073 | 26.1073 | 26.1073 | 26.1073 | 26.1073 | 26.1073 | 26.1073 | 26.1073 | 26.1073 | 26.1073 | 26.1073 | 26.1073 | 26.1073 | 26.1073 | 26.1073 | 26.1073 | 26.1073 | 26.1073 | 26.1073 | 26.1073 | 26.1073 | 26.1073 | 26.1073 | 26.1073 | 26.1073 | 26.1073 | 26.1073 | 26.1073 | 26.1073 | 26.1073 | 26.1073 | 26.1073 | 26.1073 | 26.1073 | 26.1073 | 26.1073 | 26.1073 | 26.1073 | 26.1073
1030 | 26.1097 | 26.1097 | 26.1097 | 26.1097 | 26.1097 | 26.1097 | 26.1097 | 26.1097 | 26.1097 | 26.1097 | 26.1097 | 26.1097 | 26.1097 | 26.1097 | 26.1097 | 26.1097 | 26.1097 | 26.1097 | 26.1097 | 26.1097 | 26.1097 | 26.1097 | 26.1097 | 26.1097 | 26.1097 | 26.1097 | 26.1097 | 26.1097 | 26.1097 | 26.1097 | 26.1097 | 26.1097 | 26.1097 | 26.1097 | 26.1097 | 26.1097 | 26.1097 | 26.1097 | 26.1097 | 26.1097 | 26.1097 | 26.1097 | 26.1097 | 26.1097 | 26.1097 | 26.1097 | 26.1097 | 26.1097 | 26.1097 | 26.1097 | 26.1097 | 26.1097 | 26.1097 | 26.1097 | 26.1097 | 26.1097 | 26.1097 | 26.1097 | 26.1097 | 26.1097
1031 | 26.1121 | 26.1121 | 26.1121 | 26.1121 | 26.1121 | 26.1121 | 26.1121 | 26.1121 | 26.1121 | 26.1121 | 26.1121 | 26.1121 | 26.1121 | 26.1121 | 26.1121 | 26.1121 | 26.1121 | 26.1121 | 26.1121 | 26.1121 | 26.1121 | 26.1121 | 26.1121 | 26.1121 | 26.1121 | 26.1121 | 26.1121 | 26.1121 | 26.1121 | 26.1121 | 26.1121 | 26.1121 | 26.1121 | 26.1121 | 26.1121 | 26.1121 | 26.1121 | 26.1121 | 26.1121 | 26.1121 | 26.1121 | 26.1121 | 26.1121 | 26.1121 | 26.1121 | 26.1121 | 26.1121 | 26.1121 | 26.1121 | 26.1121 | 26.1121 | 26.1121 | 26.1121 | 26.1121 | 26.1121 | 26.1121 | 26.1121 | 26.1121 | 26.1121 | 26.1121
1032 | 26.1145 | 26.1145 | 26.1145 | 26.1145 | 26.1145 | 26.1145 | 26.1145 | 26.1145 | 26.1145 | 26.1145 | 26.1145 | 26.1145 | 26.1145 | 26.1145 | 26.1145 | 26.1145 | 26.1145 | 26.1145 | 26.1145 | 26.1145 | 26.1145 | 26.1145 | 26.1145 | 26.1145 | 26.1145 | 26.1145 | 26.1145 | 26.1145 | 26.1145 | 26.1145 | 26.1145 | 26.1145 | 26.1145 | 26.1145 | 26.1145 | 26.1145 | 26.1145 | 26.1145 | 26.1145 | 26.1145 | 26.1145 | 26.1145 | 26.1145 | 26.1145 | 26.1145 | 26.1145 | 26.1145 | 26.1145 | 26.1145 | 26.1145 | 26.1145 | 26.1145 | 26.1145 | 26.1145 | 26.1145 | 26.1145 | 26.1145 | 26.1145 | 26.1145 | 26.1145
1033 | 26.117 | 26.117 | 26.117 | 26.117 | 26.117 | 26.117 | 26.117 | 26.117 | 26.117 | 26.117 | 26.117 | 26.117 | 26.117 | 26.117 | 26.117 | 26.117 | 26.117 | 26.117 | 26.117 | 26.117 | 26.117 | 26.117 | 26.117 | 26.117 | 26.117 | 26.117 | 26.117 | 26.117 | 26.117 | 26.117 | 26.117 | 26.117 | 26.117 | 26.117 | 26.117 | 26.117 | 26.117 | 26.117 | 26.117 | 26.117 | 26.117 | 26.117 | 26.117 | 26.117 | 26.117 | 26.117 | 26.117 | 26.117 | 26.117 | 26.117 | 26.117 | 26.117 | 26.117 | 26.117 | 26.117 | 26.117 | 26.117 | 26.117 | 26.117 | 26.117
1034 | 26.1194 | 26.1194 | 26.1194 | 26.1194 | 26.1194 | 26.1194 | 26.1194 | 26.1194 | 26.1194 | 26.1194 | 26.1194 | 26.1194 | 26.1194 | 26.1194 | 26.1194 | 26.1194 | 26.1194 | 26.1194 | 26.1194 | 26.1194 | 26.1194 | 26.1194 | 26.1194 | 26.1194 | 26.1194 | 26.1194 | 26.1194 | 26.1194 | 26.1194 | 26.1194 | 26.1194 | 26.1194 | 26.1194 | 26.1194 | 26.1194 | 26.1194 | 26.1194 | 26.1194 | 26.1194 | 26.1194 | 26.1194 | 26.1194 | 26.1194 | 26.1194 | 26.1194 | 26.1194 | 26.1194 | 26.1194 | 26.1194 | 26.1194 | 26.1194 | 26.1194 | 26.1194 | 26.1194 | 26.1194 | 26.1194 | 26.1194 | 26.1194 | 26.1194 | 26.1194
1035 | 26.1218 | 26.1218 | 26.1218 | 26.1218 | 26.1218 | 26.1218 | 26.1218 | 26.1218 | 26.1218 | 26.1218 | 26.1218 | 26.1218 | 26.1218 | 26.1218 | 26.1218 | 26.1218 | 26.1218 | 26.1218 | 26.1218 | 26.1218 | 26.1218 | 26.1218 | 26.1218 | 26.1218 | 26.1218 | 26.1218 | 26.1218 | 26.1218 | 26.1218 | 26.1218 | 26.1218 | 26.1218 | 26.1218 | 26.1218 | 26.1218 | 26.1218 | 26.1218 | 26.1218 | 26.1218 | 26.1218 | 26.1218 | 26.1218 | 26.1218 | 26.1218 | 26.1218 | 26.1218 | 26.1218 | 26.1218 | 26.1218 | 26.1218 | 26.1218 | 26.1218 | 26.1218 | 26.1218 | 26.1218 | 26.1218 | 26.1218 | 26.1218 | 26.1218 | 26.1218
1036 | 26.1242 | 26.1242 | 26.1242 | 26.1242 | 26.1242 | 26.1242 | 26.1242 | 26.1242 | 26.1242 | 26.1242 | 26.1242 | 26.1242 | 26.1242 | 26.1242 | 26.1242 | 26.1242 | 26.1242 | 26.1242 | 26.1242 | 26.1242 | 26.1242 | 26.1242 | 26.1242 | 26.1242 | 26.1242 | 26.1242 | 26.1242 | 26.1242 | 26.1242 | 26.1242 | 26.1242 | 26.1242 | 26.1242 | 26.1242 | 26.1242 | 26.1242 | 26.1242 | 26.1242 | 26.1242 | 26.1242 | 26.1242 | 26.1242 | 26.1242 | 26.1242 | 26.1242 | 26.1242 | 26.1242 | 26.1242 | 26.1242 | 26.1242 | 26.1242 | 26.1242 | 26.1242 | 26.1242 | 26.1242 | 26.1242 | 26.1242 | 26.1242 | 26.1242 | 26.1242
1037 | 26.1266 | 26.1266 | 26.1266 | 26.1266 | 26.1266 | 26.1266 | 26.1266 | 26.1266 | 26.1266 | 26.1266 | 26.1266 | 26.1266 | 26.1266 | 26.1266 | 26.1266 | 26.1266 | 26.1266 | 26.1266 | 26.1266 | 26.1266 | 26.1266 | 26.1266 | 26.1266 | 26.1266 | 26.1266 | 26.1266 | 26.1266 | 26.1266 | 26.1266 | 26.1266 | 26.1266 | 26.1266 | 26.1266 | 26.1266 | 26.1266 | 26.1266 | 26.1266 | 26.1266 | 26.1266 | 26.1266 | 26.1266 | 26.1266 | 26.1266 | 26.1266 | 26.1266 | 26.1266 | 26.1266 | 26.1266 | 26.1266 | 26.1266 | 26.1266 | 26.1266 | 26.1266 | 26.1266 | 26.1266 | 26.1266 | 26.1266 | 26.1266 | 26.1266 | 26.1266
1038 | 26.129 | 26.129 | 26.129 | 26.129 | 26.129 | 26.129 | 26.129 | 26.129 | 26.129 | 26.129 | 26.129 | 26.129 | 26.129 | 26.129 | 26.129 | 26.129 | 26.129 | 26.129 | 26.129 | 26.129 | 26.129 | 26.129 | 26.129 | 26.129 | 26.129 | 26.129 | 26.129 | 26.129 | 26.129 | 26.129 | 26.129 | 26.129 | 26.129 | 26.129 | 26.129 | 26.129 | 26.129 | 26.129 | 26.129 | 26.129 | 26.129 | 26.129 | 26.129 | 26.129 | 26.129 | 26.129 | 26.129 | 26.129 | 26.129 | 26.129 | 26.129 | 26.129 | 26.129 | 26.129 | 26.129 | 26.129 | 26.129 | 26.129 | 26.129 | 26.129
1039 | 26.1314 | 26.1314 | 26.1314 | 26.1314 | 26.1314 | 26.1314 | 26.1314 | 26.1314 | 26.1314 | 26.1314 | 26.1314 | 26.1314 | 26.1314 | 26.1314 | 26.1314 | 26.1314 | 26.1314 | 26.1314 | 26.1314 | 26.1314 | 26.1314 | 26.1314 | 26.1314 | 26.1314 | 26.1314 | 26.1314 | 26.1314 | 26.1314 | 26.1314 | 26.1314 | 26.1314 | 26.1314 | 26.1314 | 26.1314 | 26.1314 | 26.1314 | 26.1314 | 26.1314 | 26.1314 | 26.1314 | 26.1314 | 26.1314 | 26.1314 | 26.1314 | 26.1314 | 26.1314 | 26.1314 | 26.1314 | 26.1314 | 26.1314 | 26.1314 | 26.1314 | 26.1314 | 26.1314 | 26.1314 | 26.1314 | 26.1314 | 26.1314 | 26.1314 | 26.1314
1040 | 26.1338 | 26.1338 | 26.1338 | 26.1338 | 26.1338 | 26.1338 | 26.1338 | 26.1338 | 26.1338 | 26.1338 | 26.1338 | 26.1338 | 26.1338 | 26.1338 | 26.1338 | 26.1338 | 26.1338 | 26.1338 | 26.1338 | 26.1338 | 26.1338 | 26.1338 | 26.1338 | 26.1338 | 26.1338 | 26.1338 | 26.1338 | 26.1338 | 26.1338 | 26.1338 | 26.1338 | 26.1338 | 26.1338 | 26.1338 | 26.1338 | 26.1338 | 26.1338 | 26.1338 | 26.1338 | 26.1338 | 26.1338 | 26.1338 | 26.1338 | 26.1338 | 26.1338 | 26.1338 | 26.1338 | 26.1338 | 26.1338 | 26.1338 | 26.1338 | 26.1338 | 26.1338 | 26.1338 | 26.1338 | 26.1338 | 26.1338 | 26.1338 | 26.1338 | 26.1338
1041 | 26.1362 | 26.1362 | 26.1362 | 26.1362 | 26.1362 | 26.1362 | 26.1362 | 26.1362 | 26.1362 | 26.1362 | 26.1362 | 26.1362 | 26.1362 | 26.1362 | 26.1362 | 26.1362 | 26.1362 | 26.1362 | 26.1362 | 26.1362 | 26.1362 | 26.1362 | 26.1362 | 26.1362 | 26.1362 | 26.1362 | 26.1362 | 26.1362 | 26.1362 | 26.1362 | 26.1362 | 26.1362 | 26.1362 | 26.1362 | 26.1362 | 26.1362 | 26.1362 | 26.1362 | 26.1362 | 26.1362 | 26.1362 | 26.1362 | 26.1362 | 26.1362 | 26.1362 | 26.1362 | 26.1362 | 26.1362 | 26.1362 | 26.1362 | 26.1362 | 26.1362 | 26.1362 | 26.1362 | 26.1362 | 26.1362 | 26.1362 | 26.1362 | 26.1362 | 26.1362
1042 | 26.1386 | 26.1386 | 26.1386 | 26.1386 | 26.1386 | 26.1386 | 26.1386 | 26.1386 | 26.1386 | 26.1386 | 26.1386 | 26.1386 | 26.1386 | 26.1386 | 26.1386 | 26.1386 | 26.1386 | 26.1386 | 26.1386 | 26.1386 | 26.1386 | 26.1386 | 26.1386 | 26.1386 | 26.1386 | 26.1386 | 26.1386 | 26.1386 | 26.1386 | 26.1386 | 26.1386 | 26.1386 | 26.1386 | 26.1386 | 26.1386 | 26.1386 | 26.1386 | 26.1386 | 26.1386 | 26.1386 | 26.1386 | 26.1386 | 26.1386 | 26.1386 | 26.1386 | 26.1386 | 26.1386 | 26.1386 | 26.1386 | 26.1386 | 26.1386 | 26.1386 | 26.1386 | 26.1386 | 26.1386 | 26.1386 | 26.1386 | 26.1386 | 26.1386 | 26.1386
1043 | 26.141 | 26.141 | 26.141 | 26.141 | 26.141 | 26.141 | 26.141 | 26.141 | 26.141 | 26.141 | 26.141 | 26.141 | 26.141 | 26.141 | 26.141 | 26.141 | 26.141 | 26.141 | 26.141 | 26.141 | 26.141 | 26.141 | 26.141 | 26.141 | 26.141 | 26.141 | 26.141 | 26.141 | 26.141 | 26.141 | 26.141 | 26.141 | 26.141 | 26.141 | 26.141 | 26.141 | 26.141 | 26.141 | 26.141 | 26.141 | 26.141 | 26.141 | 26.141 | 26.141 | 26.141 | 26.141 | 26.141 | 26.141 | 26.141 | 26.141 | 26.141 | 26.141 | 26.141 | 26.141 | 26.141 | 26.141 | 26.141 | 26.141 | 26.141 | 26.141
1044 | 26.1434 | 26.1434 | 26.1434 | 26.1434 | 26.1434 | 26.1434 | 26.1434 | 26.1434 | 26.1434 | 26.1434 | 26.1434 | 26.1434 | 26.1434 | 26.1434 | 26.1434 | 26.1434 | 26.1434 | 26.1434 | 26.1434 | 26.1434 | 26.1434 | 26.1434 | 26.1434 | 26.1434 | 26.1434 | 26.1434 | 26.1434 | 26.1434 | 26.1434 | 26.1434 | 26.1434 | 26.1434 | 26.1434 | 26.1434 | 26.1434 | 26.1434 | 26.1434 | 26.1434 | 26.1434 | 26.1434 | 26.1434 | 26.1434 | 26.1434 | 26.1434 | 26.1434 | 26.1434 | 26.1434 | 26.1434 | 26.1434 | 26.1434 | 26.1434 | 26.1434 | 26.1434 | 26.1434 | 26.1434 | 26.1434 | 26.1434 | 26.1434 | 26.1434 | 26.1434
1045 | 26.1458 | 26.1458 | 26.1458 | 26.1458 | 26.1458 | 26.1458 | 26.1458 | 26.1458 | 26.1458 | 26.1458 | 26.1458 | 26.1458 | 26.1458 | 26.1458 | 26.1458 | 26.1458 | 26.1458 | 26.1458 | 26.1458 | 26.1458 | 26.1458 | 26.1458 | 26.1458 | 26.1458 | 26.1458 | 26.1458 | 26.1458 | 26.1458 | 26.1458 | 26.1458 | 26.1458 | 26.1458 | 26.1458 | 26.1458 | 26.1458 | 26.1458 | 26.1458 | 26.1458 | 26.1458 | 26.1458 | 26.1458 | 26.1458 | 26.1458 | 26.1458 | 26.1458 | 26.1458 | 26.1458 | 26.1458 | 26.1458 | 26.1458 | 26.1458 | 26.1458 | 26.1458 | 26.1458 | 26.1458 | 26.1458 | 26.1458 | 26.1458 | 26.1458 | 26.1458
1046 | 26.1482 | 26.1482 | 26.1482 | 26.1482 | 26.1482 | 26.1482 | 26.1482 | 26.1482 | 26.1482 | 26.1482 | 26.1482 | 26.1482 | 26.1482 | 26.1482 | 26.1482 | 26.1482 | 26.1482 | 26.1482 | 26.1482 | 26.1482 | 26.1482 | 26.1482 | 26.1482 | 26.1482 | 26.1482 | 26.1482 | 26.1482 | 26.1482 | 26.1482 | 26.1482 | 26.1482 | 26.1482 | 26.1482 | 26.1482 | 26.1482 | 26.1482 | 26.1482 | 26.1482 | 26.1482 | 26.1482 | 26.1482 | 26.1482 | 26.1482 | 26.1482 | 26.1482 | 26.1482 | 26.1482 | 26.1482 | 26.1482 | 26.1482 | 26.1482 | 26.1482 | 26.1482 | 26.1482 | 26.1482 | 26.1482 | 26.1482 | 26.1482 | 26.1482 | 26.1482
1047 | 26.1506 | 26.1506 | 26.1506 | 26.1506 | 26.1506 | 26.1506 | 26.1506 | 26.1506 | 26.1506 | 26.1506 | 26.1506 | 26.1506 | 26.1506 | 26.1506 | 26.1506 | 26.1506 | 26.1506 | 26.1506 | 26.1506 | 26.1506 | 26.1506 | 26.1506 | 26.1506 | 26.1506 | 26.1506 | 26.1506 | 26.1506 | 26.1506 | 26.1506 | 26.1506 | 26.1506 | 26.1506 | 26.1506 | 26.1506 | 26.1506 | 26.1506 | 26.1506 | 26.1506 | 26.1506 | 26.1506 | 26.1506 | 26.1506 | 26.1506 | 26.1506 | 26.1506 | 26.1506 | 26.1506 | 26.1506 | 26.1506 | 26.1506 | 26.1506 | 26.1506 | 26.1506 | 26.1506 | 26.1506 | 26.1506 | 26.1506 | 26.1506 | 26.1506 | 26.1506
1048 | 26.153 | 26.153 | 26.153 | 26.153 | 26.153 | 26.153 | 26.153 | 26.153 | 26.153 | 26.153 | 26.153 | 26.153 | 26.153 | 26.153 | 26.153 | 26.153 | 26.153 | 26.153 | 26.153 | 26.153 | 26.153 | 26.153 | 26.153 | 26.153 | 26.153 | 26.153 | 26.153 | 26.153 | 26.153 | 26.153 | 26.153 | 26.153 | 26.153 | 26.153 | 26.153 | 26.153 | 26.153 | 26.153 | 26.153 | 26.153 | 26.153 | 26.153 | 26.153 | 26.153 | 26.153 | 26.153 | 26.153 | 26.153 | 26.153 | 26.153 | 26.153 | 26.153 | 26.153 | 26.153 | 26.153 | 26.153 | 26.153 | 26.153 | 26.153 | 26.153
1049 | 26.1554 | 26.1554 | 26.1554 | 26.1554 | 26.1554 | 26.1554 | 26.1554 | 26.1554 | 26.1554 | 26.1554 | 26.1554 | 26.1554 | 26.1554 | 26.1554 | 26.1554 | 26.1554 | 26.1554 | 26.1554 | 26.1554 | 26.1554 | 26.1554 | 26.1554 | 26.1554 | 26.1554 | 26.1554 | 26.1554 | 26.1554 | 26.1554 | 26.1554 | 26.1554 | 26.1554 | 26.1554 | 26.1554 | 26.1554 | 26.1554 | 26.1554 | 26.1554 | 26.1554 | 26.1554 | 26.1554 | 26.1554 | 26.1554 | 26.1554 | 26.1554 | 26.1554 | 26.1554 | 26.1554 | 26.1554 | 26.1554 | 26.1554 | 26.1554 | 26.1554 | 26.1554 | 26.1554 | 26.1554 | 26.1554 | 26.1554 | 26.1554 | 26.1554 | 26.1554
1050 | 26.1578 | 26.1578 | 26.1578 | 26.1578 | 26.1578 | 26.1578 | 26.1578 | 26.1578 | 26.1578 | 26.1578 | 26.1578 | 26.1578 | 26.1578 | 26.1578 | 26.1578 | 26.1578 | 26.1578 | 26.1578 | 26.1578 | 26.1578 | 26.1578 | 26.1578 | 26.1578 | 26.1578 | 26.1578 | 26.1578 | 26.1578 | 26.1578 | 26.1578 | 26.1578 | 26.1578 | 26.1578 | 26.1578 | 26.1578 | 26.1578 | 26.1578 | 26.1578 | 26.1578 | 26.1578 | 26.1578 | 26.1578 | 26.1578 | 26.1578 | 26.1578 | 26.1578 | 26.1578 | 26.1578 | 26.1578 | 26.1578 | 26.1578 | 26.1578 | 26.1578 | 26.1578 | 26.1578 | 26.1578 | 26.1578 | 26.1578 | 26.1578 | 26.1578 | 26.1578
1051 | 26.1601 | 26.1601 | 26.1601 | 26.1601 | 26.1601 | 26.1601 | 26.1601 | 26.1601 | 26.1601 | 26.1601 | 26.1601 | 26.1601 | 26.1601 | 26.1601 | 26.1601 | 26.1601 | 26.1601 | 26.1601 | 26.1601 | 26.1601 | 26.1601 | 26.1601 | 26.1601 | 26.1601 | 26.1601 | 26.1601 | 26.1601 | 26.1601 | 26.1601 | 26.1601 | 26.1601 | 26.1601 | 26.1601 | 26.1601 | 26.1601 | 26.1601 | 26.1601 | 26.1601 | 26.1601 | 26.1601 | 26.1601 | 26.1601 | 26.1601 | 26.1601 | 26.1601 | 26.1601 | 26.1601 | 26.1601 | 26.1601 | 26.1601 | 26.1601 | 26.1601 | 26.1601 | 26.1601 | 26.1601 | 26.1601 | 26.1601 | 26.1601 | 26.1601 | 26.1601
1052 | 26.1625 | 26.1625 | 26.1625 | 26.1625 | 26.1625 | 26.1625 | 26.1625 | 26.1625 | 26.1625 | 26.1625 | 26.1625 | 26.1625 | 26.1625 | 26.1625 | 26.1625 | 26.1625 | 26.1625 | 26.1625 | 26.1625 | 26.1625 | 26.1625 | 26.1625 | 26.1625 | 26.1625 | 26.1625 | 26.1625 | 26.1625 | 26.1625 | 26.1625 | 26.1625 | 26.1625 | 26.1625 | 26.1625 | 26.1625 | 26.1625 | 26.1625 | 26.1625 | 26.1625 | 26.1625 | 26.1625 | 26.1625 | 26.1625 | 26.1625 | 26.1625 | 26.1625 | 26.1625 | 26.1625 | 26.1625 | 26.1625 | 26.1625 | 26.1625 | 26.1625 | 26.1625 | 26.1625 | 26.1625 | 26.1625 | 26.1625 | 26.1625 | 26.1625 | 26.1625
1053 | 26.1649 | 26.1649 | 26.1649 | 26.1649 | 26.1649 | 26.1649 | 26.1649 | 26.1649 | 26.1649 | 26.1649 | 26.1649 | 26.1649 | 26.1649 | 26.1649 | 26.1649 | 26.1649 | 26.1649 | 26.1649 | 26.1649 | 26.1649 | 26.1649 | 26.1649 | 26.1649 | 26.1649 | 26.1649 | 26.1649 | 26.1649 | 26.1649 | 26.1649 | 26.1649 | 26.1649 | 26.1649 | 26.1649 | 26.1649 | 26.1649 | 26.1649 | 26.1649 | 26.1649 | 26.1649 | 26.1649 | 26.1649 | 26.1649 | 26.1649 | 26.1649 | 26.1649 | 26.1649 | 26.1649 | 26.1649 | 26.1649 | 26.1649 | 26.1649 | 26.1649 | 26.1649 | 26.1649 | 26.1649 | 26.1649 | 26.1649 | 26.1649 | 26.1649 | 26.1649
1054 | 26.1673 | 26.1673 | 26.1673 | 26.1673 | 26.1673 | 26.1673 | 26.1673 | 26.1673 | 26.1673 | 26.1673 | 26.1673 | 26.1673 | 26.1673 | 26.1673 | 26.1673 | 26.1673 | 26.1673 | 26.1673 | 26.1673 | 26.1673 | 26.1673 | 26.1673 | 26.1673 | 26.1673 | 26.1673 | 26.1673 | 26.1673 | 26.1673 | 26.1673 | 26.1673 | 26.1673 | 26.1673 | 26.1673 | 26.1673 | 26.1673 | 26.1673 | 26.1673 | 26.1673 | 26.1673 | 26.1673 | 26.1673 | 26.1673 | 26.1673 | 26.1673 | 26.1673 | 26.1673 | 26.1673 | 26.1673 | 26.1673 | 26.1673 | 26.1673 | 26.1673 | 26.1673 | 26.1673 | 26.1673 | 26.1673 | 26.1673 | 26.1673 | 26.1673 | 26.1673
1055 | 26.1696 | 26.1696 | 26.1696 | 26.1696 | 26.1696 | 26.1696 | 26.1696 | 26.1696 | 26.1696 | 26.1696 | 26.1696 | 26.1696 | 26.1696 | 26.1696 | 26.1696 | 26.1696 | 26.1696 | 26.1696 | 26.1696 | 26.1696 | 26.1696 | 26.1696 | 26.1696 | 26.1696 | 26.1696 | 26.1696 | 26.1696 | 26.1696 | 26.1696 | 26.1696 | 26.1696 | 26.1696 | 26.1696 | 26.1696 | 26.1696 | 26.1696 | 26.1696 | 26.1696 | 26.1696 | 26.1696 | 26.1696 | 26.1696 | 26.1696 | 26.1696 | 26.1696 | 26.1696 | 26.1696 | 26.1696 | 26.1696 | 26.1696 | 26.1696 | 26.1696 | 26.1696 | 26.1696 | 26.1696 | 26.1696 | 26.1696 | 26.1696 | 26.1696 | 26.1696
1056 | 26.172 | 26.172 | 26.172 | 26.172 | 26.172 | 26.172 | 26.172 | 26.172 | 26.172 | 26.172 | 26.172 | 26.172 | 26.172 | 26.172 | 26.172 | 26.172 | 26.172 | 26.172 | 26.172 | 26.172 | 26.172 | 26.172 | 26.172 | 26.172 | 26.172 | 26.172 | 26.172 | 26.172 | 26.172 | 26.172 | 26.172 | 26.172 | 26.172 | 26.172 | 26.172 | 26.172 | 26.172 | 26.172 | 26.172 | 26.172 | 26.172 | 26.172 | 26.172 | 26.172 | 26.172 | 26.172 | 26.172 | 26.172 | 26.172 | 26.172 | 26.172 | 26.172 | 26.172 | 26.172 | 26.172 | 26.172 | 26.172 | 26.172 | 26.172 | 26.172
1057 | 26.1744 | 26.1744 | 26.1744 | 26.1744 | 26.1744 | 26.1744 | 26.1744 | 26.1744 | 26.1744 | 26.1744 | 26.1744 | 26.1744 | 26.1744 | 26.1744 | 26.1744 | 26.1744 | 26.1744 | 26.1744 | 26.1744 | 26.1744 | 26.1744 | 26.1744 | 26.1744 | 26.1744 | 26.1744 | 26.1744 | 26.1744 | 26.1744 | 26.1744 | 26.1744 | 26.1744 | 26.1744 | 26.1744 | 26.1744 | 26.1744 | 26.1744 | 26.1744 | 26.1744 | 26.1744 | 26.1744 | 26.1744 | 26.1744 | 26.1744 | 26.1744 | 26.1744 | 26.1744 | 26.1744 | 26.1744 | 26.1744 | 26.1744 | 26.1744 | 26.1744 | 26.1744 | 26.1744 | 26.1744 | 26.1744 | 26.1744 | 26.1744 | 26.1744 | 26.1744
1058 | 26.1767 | 26.1767 | 26.1767 | 26.1767 | 26.1767 | 26.1767 | 26.1767 | 26.1767 | 26.1767 | 26.1767 | 26.1767 | 26.1767 | 26.1767 | 26.1767 | 26.1767 | 26.1767 | 26.1767 | 26.1767 | 26.1767 | 26.1767 | 26.1767 | 26.1767 | 26.1767 | 26.1767 | 26.1767 | 26.1767 | 26.1767 | 26.1767 | 26.1767 | 26.1767 | 26.1767 | 26.1767 | 26.1767 | 26.1767 | 26.1767 | 26.1767 | 26.1767 | 26.1767 | 26.1767 | 26.1767 | 26.1767 | 26.1767 | 26.1767 | 26.1767 | 26.1767 | 26.1767 | 26.1767 | 26.1767 | 26.1767 | 26.1767 | 26.1767 | 26.1767 | 26.1767 | 26.1767 | 26.1767 | 26.1767 | 26.1767 | 26.1767 | 26.1767 | 26.1767
1059 | 26.1791 | 26.1791 | 26.1791 | 26.1791 | 26.1791 | 26.1791 | 26.1791 | 26.1791 | 26.1791 | 26.1791 | 26.1791 | 26.1791 | 26.1791 | 26.1791 | 26.1791 | 26.1791 | 26.1791 | 26.1791 | 26.1791 | 26.1791 | 26.1791 | 26.1791 | 26.1791 | 26.1791 | 26.1791 | 26.1791 | 26.1791 | 26.1791 | 26.1791 | 26.1791 | 26.1791 | 26.1791 | 26.1791 | 26.1791 | 26.1791 | 26.1791 | 26.1791 | 26.1791 | 26.1791 | 26.1791 | 26.1791 | 26.1791 | 26.1791 | 26.1791 | 26.1791 | 26.1791 | 26.1791 | 26.1791 | 26.1791 | 26.1791 | 26.1791 | 26.1791 | 26.1791 | 26.1791 | 26.1791 | 26.1791 | 26.1791 | 26.1791 | 26.1791 | 26.1791
1060 | 26.1815 | 26.1815 | 26.1815 | 26.1815 | 26.1815 | 26.1815 | 26.1815 | 26.1815 | 26.1815 | 26.1815 | 26.1815 | 26.1815 | 26.1815 | 26.1815 | 26.1815 | 26.1815 | 26.1815 | 26.1815 | 26.1815 | 26.1815 | 26.1815 | 26.1815 | 26.1815 | 26.1815 | 26.1815 | 26.1815 | 26.1815 | 26.1815 | 26.1815 | 26.1815 | 26.1815 | 26.1815 | 26.1815 | 26.1815 | 26.1815 | 26.1815 | 26.1815 | 26.1815 | 26.1815 | 26.1815 | 26.1815 | 26.1815 | 26.1815 | 26.1815 | 26.1815 | 26.1815 | 26.1815 | 26.1815 | 26.1815 | 26.1815 | 26.1815 | 26.1815 | 26.1815 | 26.1815 | 26.1815 | 26.1815 | 26.1815 | 26.1815 | 26.1815 | 26.1815
1061 | 26.1838 | 26.1838 | 26.1838 | 26.1838 | 26.1838 | 26.1838 | 26.1838 | 26.1838 | 26.1838 | 26.1838 | 26.1838 | 26.1838 | 26.1838 | 26.1838 | 26.1838 | 26.1838 | 26.1838 | 26.1838 | 26.1838 | 26.1838 | 26.1838 | 26.1838 | 26.1838 | 26.1838 | 26.1838 | 26.1838 | 26.1838 | 26.1838 | 26.1838 | 26.1838 | 26.1838 | 26.1838 | 26.1838 | 26.1838 | 26.1838 | 26.1838 | 26.1838 | 26.1838 | 26.1838 | 26.1838 | 26.1838 | 26.1838 | 26.1838 | 26.1838 | 26.1838 | 26.1838 | 26.1838 | 26.1838 | 26.1838 | 26.1838 | 26.1838 | 26.1838 | 26.1838 | 26.1838 | 26.1838 | 26.1838 | 26.1838 | 26.1838 | 26.1838 | 26.1838
1062 | 26.1862 | 26.1862 | 26.1862 | 26.1862 | 26.1862 | 26.1862 | 26.1862 | 26.1862 | 26.1862 | 26.1862 | 26.1862 | 26.1862 | 26.1862 | 26.1862 | 26.1862 | 26.1862 | 26.1862 | 26.1862 | 26.1862 | 26.1862 | 26.1862 | 26.1862 | 26.1862 | 26.1862 | 26.1862 | 26.1862 | 26.1862 | 26.1862 | 26.1862 | 26.1862 | 26.1862 | 26.1862 | 26.1862 | 26.1862 | 26.1862 | 26.1862 | 26.1862 | 26.1862 | 26.1862 | 26.1862 | 26.1862 | 26.1862 | 26.1862 | 26.1862 | 26.1862 | 26.1862 | 26.1862 | 26.1862 | 26.1862 | 26.1862 | 26.1862 | 26.1862 | 26.1862 | 26.1862 | 26.1862 | 26.1862 | 26.1862 | 26.1862 | 26.1862 | 26.1862
1063 | 26.1885 | 26.1885 | 26.1885 | 26.1885 | 26.1885 | 26.1885 | 26.1885 | 26.1885 | 26.1885 | 26.1885 | 26.1885 | 26.1885 | 26.1885 | 26.1885 | 26.1885 | 26.1885 | 26.1885 | 26.1885 | 26.1885 | 26.1885 | 26.1885 | 26.1885 | 26.1885 | 26.1885 | 26.1885 | 26.1885 | 26.1885 | 26.1885 | 26.1885 | 26.1885 | 26.1885 | 26.1885 | 26.1885 | 26.1885 | 26.1885 | 26.1885 | 26.1885 | 26.1885 | 26.1885 | 26.1885 | 26.1885 | 26.1885 | 26.1885 | 26.1885 | 26.1885 | 26.1885 | 26.1885 | 26.1885 | 26.1885 | 26.1885 | 26.1885 | 26.1885 | 26.1885 | 26.1885 | 26.1885 | 26.1885 | 26.1885 | 26.1885 | 26.1885 | 26.1885
1064 | 26.1909 | 26.1909 | 26.1909 | 26.1909 | 26.1909 | 26.1909 | 26.1909 | 26.1909 | 26.1909 | 26.1909 | 26.1909 | 26.1909 | 26.1909 | 26.1909 | 26.1909 | 26.1909 | 26.1909 | 26.1909 | 26.1909 | 26.1909 | 26.1909 | 26.1909 | 26.1909 | 26.1909 | 26.1909 | 26.1909 | 26.1909 | 26.1909 | 26.1909 | 26.1909 | 26.1909 | 26.1909 | 26.1909 | 26.1909 | 26.1909 | 26.1909 | 26.1909 | 26.1909 | 26.1909 | 26.1909 | 26.1909 | 26.1909 | 26.1909 | 26.1909 | 26.1909 | 26.1909 | 26.1909 | 26.1909 | 26.1909 | 26.1909 | 26.1909 | 26.1909 | 26.1909 | 26.1909 | 26.1909 | 26.1909 | 26.1909 | 26.1909 | 26.1909 | 26.1909
1065 | 26.1932 | 26.1932 | 26.1932 | 26.1932 | 26.1932 | 26.1932 | 26.1932 | 26.1932 | 26.1932 | 26.1932 | 26.1932 | 26.1932 | 26.1932 | 26.1932 | 26.1932 | 26.1932 | 26.1932 | 26.1932 | 26.1932 | 26.1932 | 26.1932 | 26.1932 | 26.1932 | 26.1932 | 26.1932 | 26.1932 | 26.1932 | 26.1932 | 26.1932 | 26.1932 | 26.1932 | 26.1932 | 26.1932 | 26.1932 | 26.1932 | 26.1932 | 26.1932 | 26.1932 | 26.1932 | 26.1932 | 26.1932 | 26.1932 | 26.1932 | 26.1932 | 26.1932 | 26.1932 | 26.1932 | 26.1932 | 26.1932 | 26.1932 | 26.1932 | 26.1932 | 26.1932 | 26.1932 | 26.1932 | 26.1932 | 26.1932 | 26.1932 | 26.1932 | 26.1932
1066 | 26.1956 | 26.1956 | 26.1956 | 26.1956 | 26.1956 | 26.1956 | 26.1956 | 26.1956 | 26.1956 | 26.1956 | 26.1956 | 26.1956 | 26.1956 | 26.1956 | 26.1956 | 26.1956 | 26.1956 | 26.1956 | 26.1956 | 26.1956 | 26.1956 | 26.1956 | 26.1956 | 26.1956 | 26.1956 | 26.1956 | 26.1956 | 26.1956 | 26.1956 | 26.1956 | 26.1956 | 26.1956 | 26.1956 | 26.1956 | 26.1956 | 26.1956 | 26.1956 | 26.1956 | 26.1956 | 26.1956 | 26.1956 | 26.1956 | 26.1956 | 26.1956 | 26.1956 | 26.1956 | 26.1956 | 26.1956 | 26.1956 | 26.1956 | 26.1956 | 26.1956 | 26.1956 | 26.1956 | 26.1956 | 26.1956 | 26.1956 | 26.1956 | 26.1956 | 26.1956
1067 | 26.1979 | 26.1979 | 26.1979 | 26.1979 | 26.1979 | 26.1979 | 26.1979 | 26.1979 | 26.1979 | 26.1979 | 26.1979 | 26.1979 | 26.1979 | 26.1979 | 26.1979 | 26.1979 | 26.1979 | 26.1979 | 26.1979 | 26.1979 | 26.1979 | 26.1979 | 26.1979 | 26.1979 | 26.1979 | 26.1979 | 26.1979 | 26.1979 | 26.1979 | 26.1979 | 26.1979 | 26.1979 | 26.1979 | 26.1979 | 26.1979 | 26.1979 | 26.1979 | 26.1979 | 26.1979 | 26.1979 | 26.1979 | 26.1979 | 26.1979 | 26.1979 | 26.1979 | 26.1979 | 26.1979 | 26.1979 | 26.1979 | 26.1979 | 26.1979 | 26.1979 | 26.1979 | 26.1979 | 26.1979 | 26.1979 | 26.1979 | 26.1979 | 26.1979 | 26.1979
1068 | 26.2003 | 26.2003 | 26.2003 | 26.2003 | 26.2003 | 26.2003 | 26.2003 | 26.2003 | 26.2003 | 26.2003 | 26.2003 | 26.2003 | 26.2003 | 26.2003 | 26.2003 | 26.2003 | 26.2003 | 26.2003 | 26.2003 | 26.2003 | 26.2003 | 26.2003 | 26.2003 | 26.2003 | 26.2003 | 26.2003 | 26.2003 | 26.2003 | 26.2003 | 26.2003 | 26.2003 | 26.2003 | 26.2003 | 26.2003 | 26.2003 | 26.2003 | 26.2003 | 26.2003 | 26.2003 | 26.2003 | 26.2003 | 26.2003 | 26.2003 | 26.2003 | 26.2003 | 26.2003 | 26.2003 | 26.2003 | 26.2003 | 26.2003 | 26.2003 | 26.2003 | 26.2003 | 26.2003 | 26.2003 | 26.2003 | 26.2003 | 26.2003 | 26.2003 | 26.2003
1069 | 26.2026 | 26.2026 | 26.2026 | 26.2026 | 26.2026 | 26.2026 | 26.2026 | 26.2026 | 26.2026 | 26.2026 | 26.2026 | 26.2026 | 26.2026 | 26.2026 | 26.2026 | 26.2026 | 26.2026 | 26.2026 | 26.2026 | 26.2026 | 26.2026 | 26.2026 | 26.2026 | 26.2026 | 26.2026 | 26.2026 | 26.2026 | 26.2026 | 26.2026 | 26.2026 | 26.2026 | 26.2026 | 26.2026 | 26.2026 | 26.2026 | 26.2026 | 26.2026 | 26.2026 | 26.2026 | 26.2026 | 26.2026 | 26.2026 | 26.2026 | 26.2026 | 26.2026 | 26.2026 | 26.2026 | 26.2026 | 26.2026 | 26.2026 | 26.2026 | 26.2026 | 26.2026 | 26.2026 | 26.2026 | 26.2026 | 26.2026 | 26.2026 | 26.2026 | 26.2026
1070 | 26.2049 | 26.2049 | 26.2049 | 26.2049 | 26.2049 | 26.2049 | 26.2049 | 26.2049 | 26.2049 | 26.2049 | 26.2049 | 26.2049 | 26.2049 | 26.2049 | 26.2049 | 26.2049 | 26.2049 | 26.2049 | 26.2049 | 26.2049 | 26.2049 | 26.2049 | 26.2049 | 26.2049 | 26.2049 | 26.2049 | 26.2049 | 26.2049 | 26.2049 | 26.2049 | 26.2049 | 26.2049 | 26.2049 | 26.2049 | 26.2049 | 26.2049 | 26.2049 | 26.2049 | 26.2049 | 26.2049 | 26.2049 | 26.2049 | 26.2049 | 26.2049 | 26.2049 | 26.2049 | 26.2049 | 26.2049 | 26.2049 | 26.2049 | 26.2049 | 26.2049 | 26.2049 | 26.2049 | 26.2049 | 26.2049 | 26.2049 | 26.2049 | 26.2049 | 26.2049
1071 | 26.2073 | 26.2073 | 26.2073 | 26.2073 | 26.2073 | 26.2073 | 26.2073 | 26.2073 | 26.2073 | 26.2073 | 26.2073 | 26.2073 | 26.2073 | 26.2073 | 26.2073 | 26.2073 | 26.2073 | 26.2073 | 26.2073 | 26.2073 | 26.2073 | 26.2073 | 26.2073 | 26.2073 | 26.2073 | 26.2073 | 26.2073 | 26.2073 | 26.2073 | 26.2073 | 26.2073 | 26.2073 | 26.2073 | 26.2073 | 26.2073 | 26.2073 | 26.2073 | 26.2073 | 26.2073 | 26.2073 | 26.2073 | 26.2073 | 26.2073 | 26.2073 | 26.2073 | 26.2073 | 26.2073 | 26.2073 | 26.2073 | 26.2073 | 26.2073 | 26.2073 | 26.2073 | 26.2073 | 26.2073 | 26.2073 | 26.2073 | 26.2073 | 26.2073 | 26.2073
1072 | 26.2096 | 26.2096 | 26.2096 | 26.2096 | 26.2096 | 26.2096 | 26.2096 | 26.2096 | 26.2096 | 26.2096 | 26.2096 | 26.2096 | 26.2096 | 26.2096 | 26.2096 | 26.2096 | 26.2096 | 26.2096 | 26.2096 | 26.2096 | 26.2096 | 26.2096 | 26.2096 | 26.2096 | 26.2096 | 26.2096 | 26.2096 | 26.2096 | 26.2096 | 26.2096 | 26.2096 | 26.2096 | 26.2096 | 26.2096 | 26.2096 | 26.2096 | 26.2096 | 26.2096 | 26.2096 | 26.2096 | 26.2096 | 26.2096 | 26.2096 | 26.2096 | 26.2096 | 26.2096 | 26.2096 | 26.2096 | 26.2096 | 26.2096 | 26.2096 | 26.2096 | 26.2096 | 26.2096 | 26.2096 | 26.2096 | 26.2096 | 26.2096 | 26.2096 | 26.2096
1073 | 26.2119 | 26.2119 | 26.2119 | 26.2119 | 26.2119 | 26.2119 | 26.2119 | 26.2119 | 26.2119 | 26.2119 | 26.2119 | 26.2119 | 26.2119 | 26.2119 | 26.2119 | 26.2119 | 26.2119 | 26.2119 | 26.2119 | 26.2119 | 26.2119 | 26.2119 | 26.2119 | 26.2119 | 26.2119 | 26.2119 | 26.2119 | 26.2119 | 26.2119 | 26.2119 | 26.2119 | 26.2119 | 26.2119 | 26.2119 | 26.2119 | 26.2119 | 26.2119 | 26.2119 | 26.2119 | 26.2119 | 26.2119 | 26.2119 | 26.2119 | 26.2119 | 26.2119 | 26.2119 | 26.2119 | 26.2119 | 26.2119 | 26.2119 | 26.2119 | 26.2119 | 26.2119 | 26.2119 | 26.2119 | 26.2119 | 26.2119 | 26.2119 | 26.2119 | 26.2119
1074 | 26.2143 | 26.2143 | 26.2143 | 26.2143 | 26.2143 | 26.2143 | 26.2143 | 26.2143 | 26.2143 | 26.2143 | 26.2143 | 26.2143 | 26.2143 | 26.2143 | 26.2143 | 26.2143 | 26.2143 | 26.2143 | 26.2143 | 26.2143 | 26.2143 | 26.2143 | 26.2143 | 26.2143 | 26.2143 | 26.2143 | 26.2143 | 26.2143 | 26.2143 | 26.2143 | 26.2143 | 26.2143 | 26.2143 | 26.2143 | 26.2143 | 26.2143 | 26.2143 | 26.2143 | 26.2143 | 26.2143 | 26.2143 | 26.2143 | 26.2143 | 26.2143 | 26.2143 | 26.2143 | 26.2143 | 26.2143 | 26.2143 | 26.2143 | 26.2143 | 26.2143 | 26.2143 | 26.2143 | 26.2143 | 26.2143 | 26.2143 | 26.2143 | 26.2143 | 26.2143
1075 | 26.2166 | 26.2166 | 26.2166 | 26.2166 | 26.2166 | 26.2166 | 26.2166 | 26.2166 | 26.2166 | 26.2166 | 26.2166 | 26.2166 | 26.2166 | 26.2166 | 26.2166 | 26.2166 | 26.2166 | 26.2166 | 26.2166 | 26.2166 | 26.2166 | 26.2166 | 26.2166 | 26.2166 | 26.2166 | 26.2166 | 26.2166 | 26.2166 | 26.2166 | 26.2166 | 26.2166 | 26.2166 | 26.2166 | 26.2166 | 26.2166 | 26.2166 | 26.2166 | 26.2166 | 26.2166 | 26.2166 | 26.2166 | 26.2166 | 26.2166 | 26.2166 | 26.2166 | 26.2166 | 26.2166 | 26.2166 | 26.2166 | 26.2166 | 26.2166 | 26.2166 | 26.2166 | 26.2166 | 26.2166 | 26.2166 | 26.2166 | 26.2166 | 26.2166 | 26.2166
1076 | 26.2189 | 26.2189 | 26.2189 | 26.2189 | 26.2189 | 26.2189 | 26.2189 | 26.2189 | 26.2189 | 26.2189 | 26.2189 | 26.2189 | 26.2189 | 26.2189 | 26.2189 | 26.2189 | 26.2189 | 26.2189 | 26.2189 | 26.2189 | 26.2189 | 26.2189 | 26.2189 | 26.2189 | 26.2189 | 26.2189 | 26.2189 | 26.2189 | 26.2189 | 26.2189 | 26.2189 | 26.2189 | 26.2189 | 26.2189 | 26.2189 | 26.2189 | 26.2189 | 26.2189 | 26.2189 | 26.2189 | 26.2189 | 26.2189 | 26.2189 | 26.2189 | 26.2189 | 26.2189 | 26.2189 | 26.2189 | 26.2189 | 26.2189 | 26.2189 | 26.2189 | 26.2189 | 26.2189 | 26.2189 | 26.2189 | 26.2189 | 26.2189 | 26.2189 | 26.2189
1077 | 26.2212 | 26.2212 | 26.2212 | 26.2212 | 26.2212 | 26.2212 | 26.2212 | 26.2212 | 26.2212 | 26.2212 | 26.2212 | 26.2212 | 26.2212 | 26.2212 | 26.2212 | 26.2212 | 26.2212 | 26.2212 | 26.2212 | 26.2212 | 26.2212 | 26.2212 | 26.2212 | 26.2212 | 26.2212 | 26.2212 | 26.2212 | 26.2212 | 26.2212 | 26.2212 | 26.2212 | 26.2212 | 26.2212 | 26.2212 | 26.2212 | 26.2212 | 26.2212 | 26.2212 | 26.2212 | 26.2212 | 26.2212 | 26.2212 | 26.2212 | 26.2212 | 26.2212 | 26.2212 | 26.2212 | 26.2212 | 26.2212 | 26.2212 | 26.2212 | 26.2212 | 26.2212 | 26.2212 | 26.2212 | 26.2212 | 26.2212 | 26.2212 | 26.2212 | 26.2212
1078 | 26.2236 | 26.2236 | 26.2236 | 26.2236 | 26.2236 | 26.2236 | 26.2236 | 26.2236 | 26.2236 | 26.2236 | 26.2236 | 26.2236 | 26.2236 | 26.2236 | 26.2236 | 26.2236 | 26.2236 | 26.2236 | 26.2236 | 26.2236 | 26.2236 | 26.2236 | 26.2236 | 26.2236 | 26.2236 | 26.2236 | 26.2236 | 26.2236 | 26.2236 | 26.2236 | 26.2236 | 26.2236 | 26.2236 | 26.2236 | 26.2236 | 26.2236 | 26.2236 | 26.2236 | 26.2236 | 26.2236 | 26.2236 | 26.2236 | 26.2236 | 26.2236 | 26.2236 | 26.2236 | 26.2236 | 26.2236 | 26.2236 | 26.2236 | 26.2236 | 26.2236 | 26.2236 | 26.2236 | 26.2236 | 26.2236 | 26.2236 | 26.2236 | 26.2236 | 26.2236
1079 | 26.2259 | 26.2259 | 26.2259 | 26.2259 | 26.2259 | 26.2259 | 26.2259 | 26.2259 | 26.2259 | 26.2259 | 26.2259 | 26.2259 | 26.2259 | 26.2259 | 26.2259 | 26.2259 | 26.2259 | 26.2259 | 26.2259 | 26.2259 | 26.2259 | 26.2259 | 26.2259 | 26.2259 | 26.2259 | 26.2259 | 26.2259 | 26.2259 | 26.2259 | 26.2259 | 26.2259 | 26.2259 | 26.2259 | 26.2259 | 26.2259 | 26.2259 | 26.2259 | 26.2259 | 26.2259 | 26.2259 | 26.2259 | 26.2259 | 26.2259 | 26.2259 | 26.2259 | 26.2259 | 26.2259 | 26.2259 | 26.2259 | 26.2259 | 26.2259 | 26.2259 | 26.2259 | 26.2259 | 26.2259 | 26.2259 | 26.2259 | 26.2259 | 26.2259 | 26.2259
1080 | 26.2282 | 26.2282 | 26.2282 | 26.2282 | 26.2282 | 26.2282 | 26.2282 | 26.2282 | 26.2282 | 26.2282 | 26.2282 | 26.2282 | 26.2282 | 26.2282 | 26.2282 | 26.2282 | 26.2282 | 26.2282 | 26.2282 | 26.2282 | 26.2282 | 26.2282 | 26.2282 | 26.2282 | 26.2282 | 26.2282 | 26.2282 | 26.2282 | 26.2282 | 26.2282 | 26.2282 | 26.2282 | 26.2282 | 26.2282 | 26.2282 | 26.2282 | 26.2282 | 26.2282 | 26.2282 | 26.2282 | 26.2282 | 26.2282 | 26.2282 | 26.2282 | 26.2282 | 26.2282 | 26.2282 | 26.2282 | 26.2282 | 26.2282 | 26.2282 | 26.2282 | 26.2282 | 26.2282 | 26.2282 | 26.2282 | 26.2282 | 26.2282 | 26.2282 | 26.2282
1081 | 26.2305 | 26.2305 | 26.2305 | 26.2305 | 26.2305 | 26.2305 | 26.2305 | 26.2305 | 26.2305 | 26.2305 | 26.2305 | 26.2305 | 26.2305 | 26.2305 | 26.2305 | 26.2305 | 26.2305 | 26.2305 | 26.2305 | 26.2305 | 26.2305 | 26.2305 | 26.2305 | 26.2305 | 26.2305 | 26.2305 | 26.2305 | 26.2305 | 26.2305 | 26.2305 | 26.2305 | 26.2305 | 26.2305 | 26.2305 | 26.2305 | 26.2305 | 26.2305 | 26.2305 | 26.2305 | 26.2305 | 26.2305 | 26.2305 | 26.2305 | 26.2305 | 26.2305 | 26.2305 | 26.2305 | 26.2305 | 26.2305 | 26.2305 | 26.2305 | 26.2305 | 26.2305 | 26.2305 | 26.2305 | 26.2305 | 26.2305 | 26.2305 | 26.2305 | 26.2305
1082 | 26.2328 | 26.2328 | 26.2328 | 26.2328 | 26.2328 | 26.2328 | 26.2328 | 26.2328 | 26.2328 | 26.2328 | 26.2328 | 26.2328 | 26.2328 | 26.2328 | 26.2328 | 26.2328 | 26.2328 | 26.2328 | 26.2328 | 26.2328 | 26.2328 | 26.2328 | 26.2328 | 26.2328 | 26.2328 | 26.2328 | 26.2328 | 26.2328 | 26.2328 | 26.2328 | 26.2328 | 26.2328 | 26.2328 | 26.2328 | 26.2328 | 26.2328 | 26.2328 | 26.2328 | 26.2328 | 26.2328 | 26.2328 | 26.2328 | 26.2328 | 26.2328 | 26.2328 | 26.2328 | 26.2328 | 26.2328 | 26.2328 | 26.2328 | 26.2328 | 26.2328 | 26.2328 | 26.2328 | 26.2328 | 26.2328 | 26.2328 | 26.2328 | 26.2328 | 26.2328
1083 | 26.2351 | 26.2351 | 26.2351 | 26.2351 | 26.2351 | 26.2351 | 26.2351 | 26.2351 | 26.2351 | 26.2351 | 26.2351 | 26.2351 | 26.2351 | 26.2351 | 26.2351 | 26.2351 | 26.2351 | 26.2351 | 26.2351 | 26.2351 | 26.2351 | 26.2351 | 26.2351 | 26.2351 | 26.2351 | 26.2351 | 26.2351 | 26.2351 | 26.2351 | 26.2351 | 26.2351 | 26.2351 | 26.2351 | 26.2351 | 26.2351 | 26.2351 | 26.2351 | 26.2351 | 26.2351 | 26.2351 | 26.2351 | 26.2351 | 26.2351 | 26.2351 | 26.2351 | 26.2351 | 26.2351 | 26.2351 | 26.2351 | 26.2351 | 26.2351 | 26.2351 | 26.2351 | 26.2351 | 26.2351 | 26.2351 | 26.2351 | 26.2351 | 26.2351 | 26.2351
1084 | 26.2374 | 26.2374 | 26.2374 | 26.2374 | 26.2374 | 26.2374 | 26.2374 | 26.2374 | 26.2374 | 26.2374 | 26.2374 | 26.2374 | 26.2374 | 26.2374 | 26.2374 | 26.2374 | 26.2374 | 26.2374 | 26.2374 | 26.2374 | 26.2374 | 26.2374 | 26.2374 | 26.2374 | 26.2374 | 26.2374 | 26.2374 | 26.2374 | 26.2374 | 26.2374 | 26.2374 | 26.2374 | 26.2374 | 26.2374 | 26.2374 | 26.2374 | 26.2374 | 26.2374 | 26.2374 | 26.2374 | 26.2374 | 26.2374 | 26.2374 | 26.2374 | 26.2374 | 26.2374 | 26.2374 | 26.2374 | 26.2374 | 26.2374 | 26.2374 | 26.2374 | 26.2374 | 26.2374 | 26.2374 | 26.2374 | 26.2374 | 26.2374 | 26.2374 | 26.2374
1085 | 26.2397 | 26.2397 | 26.2397 | 26.2397 | 26.2397 | 26.2397 | 26.2397 | 26.2397 | 26.2397 | 26.2397 | 26.2397 | 26.2397 | 26.2397 | 26.2397 | 26.2397 | 26.2397 | 26.2397 | 26.2397 | 26.2397 | 26.2397 | 26.2397 | 26.2397 | 26.2397 | 26.2397 | 26.2397 | 26.2397 | 26.2397 | 26.2397 | 26.2397 | 26.2397 | 26.2397 | 26.2397 | 26.2397 | 26.2397 | 26.2397 | 26.2397 | 26.2397 | 26.2397 | 26.2397 | 26.2397 | 26.2397 | 26.2397 | 26.2397 | 26.2397 | 26.2397 | 26.2397 | 26.2397 | 26.2397 | 26.2397 | 26.2397 | 26.2397 | 26.2397 | 26.2397 | 26.2397 | 26.2397 | 26.2397 | 26.2397 | 26.2397 | 26.2397 | 26.2397
1086 | 26.242 | 26.242 | 26.242 | 26.242 | 26.242 | 26.242 | 26.242 | 26.242 | 26.242 | 26.242 | 26.242 | 26.242 | 26.242 | 26.242 | 26.242 | 26.242 | 26.242 | 26.242 | 26.242 | 26.242 | 26.242 | 26.242 | 26.242 | 26.242 | 26.242 | 26.242 | 26.242 | 26.242 | 26.242 | 26.242 | 26.242 | 26.242 | 26.242 | 26.242 | 26.242 | 26.242 | 26.242 | 26.242 | 26.242 | 26.242 | 26.242 | 26.242 | 26.242 | 26.242 | 26.242 | 26.242 | 26.242 | 26.242 | 26.242 | 26.242 | 26.242 | 26.242 | 26.242 | 26.242 | 26.242 | 26.242 | 26.242 | 26.242 | 26.242 | 26.242
1087 | 26.2443 | 26.2443 | 26.2443 | 26.2443 | 26.2443 | 26.2443 | 26.2443 | 26.2443 | 26.2443 | 26.2443 | 26.2443 | 26.2443 | 26.2443 | 26.2443 | 26.2443 | 26.2443 | 26.2443 | 26.2443 | 26.2443 | 26.2443 | 26.2443 | 26.2443 | 26.2443 | 26.2443 | 26.2443 | 26.2443 | 26.2443 | 26.2443 | 26.2443 | 26.2443 | 26.2443 | 26.2443 | 26.2443 | 26.2443 | 26.2443 | 26.2443 | 26.2443 | 26.2443 | 26.2443 | 26.2443 | 26.2443 | 26.2443 | 26.2443 | 26.2443 | 26.2443 | 26.2443 | 26.2443 | 26.2443 | 26.2443 | 26.2443 | 26.2443 | 26.2443 | 26.2443 | 26.2443 | 26.2443 | 26.2443 | 26.2443 | 26.2443 | 26.2443 | 26.2443
1088 | 26.2466 | 26.2466 | 26.2466 | 26.2466 | 26.2466 | 26.2466 | 26.2466 | 26.2466 | 26.2466 | 26.2466 | 26.2466 | 26.2466 | 26.2466 | 26.2466 | 26.2466 | 26.2466 | 26.2466 | 26.2466 | 26.2466 | 26.2466 | 26.2466 | 26.2466 | 26.2466 | 26.2466 | 26.2466 | 26.2466 | 26.2466 | 26.2466 | 26.2466 | 26.2466 | 26.2466 | 26.2466 | 26.2466 | 26.2466 | 26.2466 | 26.2466 | 26.2466 | 26.2466 | 26.2466 | 26.2466 | 26.2466 | 26.2466 | 26.2466 | 26.2466 | 26.2466 | 26.2466 | 26.2466 | 26.2466 | 26.2466 | 26.2466 | 26.2466 | 26.2466 | 26.2466 | 26.2466 | 26.2466 | 26.2466 | 26.2466 | 26.2466 | 26.2466 | 26.2466
1089 | 26.2489 | 26.2489 | 26.2489 | 26.2489 | 26.2489 | 26.2489 | 26.2489 | 26.2489 | 26.2489 | 26.2489 | 26.2489 | 26.2489 | 26.2489 | 26.2489 | 26.2489 | 26.2489 | 26.2489 | 26.2489 | 26.2489 | 26.2489 | 26.2489 | 26.2489 | 26.2489 | 26.2489 | 26.2489 | 26.2489 | 26.2489 | 26.2489 | 26.2489 | 26.2489 | 26.2489 | 26.2489 | 26.2489 | 26.2489 | 26.2489 | 26.2489 | 26.2489 | 26.2489 | 26.2489 | 26.2489 | 26.2489 | 26.2489 | 26.2489 | 26.2489 | 26.2489 | 26.2489 | 26.2489 | 26.2489 | 26.2489 | 26.2489 | 26.2489 | 26.2489 | 26.2489 | 26.2489 | 26.2489 | 26.2489 | 26.2489 | 26.2489 | 26.2489 | 26.2489
1090 | 26.2512 | 26.2512 | 26.2512 | 26.2512 | 26.2512 | 26.2512 | 26.2512 | 26.2512 | 26.2512 | 26.2512 | 26.2512 | 26.2512 | 26.2512 | 26.2512 | 26.2512 | 26.2512 | 26.2512 | 26.2512 | 26.2512 | 26.2512 | 26.2512 | 26.2512 | 26.2512 | 26.2512 | 26.2512 | 26.2512 | 26.2512 | 26.2512 | 26.2512 | 26.2512 | 26.2512 | 26.2512 | 26.2512 | 26.2512 | 26.2512 | 26.2512 | 26.2512 | 26.2512 | 26.2512 | 26.2512 | 26.2512 | 26.2512 | 26.2512 | 26.2512 | 26.2512 | 26.2512 | 26.2512 | 26.2512 | 26.2512 | 26.2512 | 26.2512 | 26.2512 | 26.2512 | 26.2512 | 26.2512 | 26.2512 | 26.2512 | 26.2512 | 26.2512 | 26.2512
1091 | 26.2535 | 26.2535 | 26.2535 | 26.2535 | 26.2535 | 26.2535 | 26.2535 | 26.2535 | 26.2535 | 26.2535 | 26.2535 | 26.2535 | 26.2535 | 26.2535 | 26.2535 | 26.2535 | 26.2535 | 26.2535 | 26.2535 | 26.2535 | 26.2535 | 26.2535 | 26.2535 | 26.2535 | 26.2535 | 26.2535 | 26.2535 | 26.2535 | 26.2535 | 26.2535 | 26.2535 | 26.2535 | 26.2535 | 26.2535 | 26.2535 | 26.2535 | 26.2535 | 26.2535 | 26.2535 | 26.2535 | 26.2535 | 26.2535 | 26.2535 | 26.2535 | 26.2535 | 26.2535 | 26.2535 | 26.2535 | 26.2535 | 26.2535 | 26.2535 | 26.2535 | 26.2535 | 26.2535 | 26.2535 | 26.2535 | 26.2535 | 26.2535 | 26.2535 | 26.2535
1092 | 26.2558 | 26.2558 | 26.2558 | 26.2558 | 26.2558 | 26.2558 | 26.2558 | 26.2558 | 26.2558 | 26.2558 | 26.2558 | 26.2558 | 26.2558 | 26.2558 | 26.2558 | 26.2558 | 26.2558 | 26.2558 | 26.2558 | 26.2558 | 26.2558 | 26.2558 | 26.2558 | 26.2558 | 26.2558 | 26.2558 | 26.2558 | 26.2558 | 26.2558 | 26.2558 | 26.2558 | 26.2558 | 26.2558 | 26.2558 | 26.2558 | 26.2558 | 26.2558 | 26.2558 | 26.2558 | 26.2558 | 26.2558 | 26.2558 | 26.2558 | 26.2558 | 26.2558 | 26.2558 | 26.2558 | 26.2558 | 26.2558 | 26.2558 | 26.2558 | 26.2558 | 26.2558 | 26.2558 | 26.2558 | 26.2558 | 26.2558 | 26.2558 | 26.2558 | 26.2558
1093 | 26.2581 | 26.2581 | 26.2581 | 26.2581 | 26.2581 | 26.2581 | 26.2581 | 26.2581 | 26.2581 | 26.2581 | 26.2581 | 26.2581 | 26.2581 | 26.2581 | 26.2581 | 26.2581 | 26.2581 | 26.2581 | 26.2581 | 26.2581 | 26.2581 | 26.2581 | 26.2581 | 26.2581 | 26.2581 | 26.2581 | 26.2581 | 26.2581 | 26.2581 | 26.2581 | 26.2581 | 26.2581 | 26.2581 | 26.2581 | 26.2581 | 26.2581 | 26.2581 | 26.2581 | 26.2581 | 26.2581 | 26.2581 | 26.2581 | 26.2581 | 26.2581 | 26.2581 | 26.2581 | 26.2581 | 26.2581 | 26.2581 | 26.2581 | 26.2581 | 26.2581 | 26.2581 | 26.2581 | 26.2581 | 26.2581 | 26.2581 | 26.2581 | 26.2581 | 26.2581
1094 | 26.2604 | 26.2604 | 26.2604 | 26.2604 | 26.2604 | 26.2604 | 26.2604 | 26.2604 | 26.2604 | 26.2604 | 26.2604 | 26.2604 | 26.2604 | 26.2604 | 26.2604 | 26.2604 | 26.2604 | 26.2604 | 26.2604 | 26.2604 | 26.2604 | 26.2604 | 26.2604 | 26.2604 | 26.2604 | 26.2604 | 26.2604 | 26.2604 | 26.2604 | 26.2604 | 26.2604 | 26.2604 | 26.2604 | 26.2604 | 26.2604 | 26.2604 | 26.2604 | 26.2604 | 26.2604 | 26.2604 | 26.2604 | 26.2604 | 26.2604 | 26.2604 | 26.2604 | 26.2604 | 26.2604 | 26.2604 | 26.2604 | 26.2604 | 26.2604 | 26.2604 | 26.2604 | 26.2604 | 26.2604 | 26.2604 | 26.2604 | 26.2604 | 26.2604 | 26.2604
1095 | 26.2627 | 26.2627 | 26.2627 | 26.2627 | 26.2627 | 26.2627 | 26.2627 | 26.2627 | 26.2627 | 26.2627 | 26.2627 | 26.2627 | 26.2627 | 26.2627 | 26.2627 | 26.2627 | 26.2627 | 26.2627 | 26.2627 | 26.2627 | 26.2627 | 26.2627 | 26.2627 | 26.2627 | 26.2627 | 26.2627 | 26.2627 | 26.2627 | 26.2627 | 26.2627 | 26.2627 | 26.2627 | 26.2627 | 26.2627 | 26.2627 | 26.2627 | 26.2627 | 26.2627 | 26.2627 | 26.2627 | 26.2627 | 26.2627 | 26.2627 | 26.2627 | 26.2627 | 26.2627 | 26.2627 | 26.2627 | 26.2627 | 26.2627 | 26.2627 | 26.2627 | 26.2627 | 26.2627 | 26.2627 | 26.2627 | 26.2627 | 26.2627 | 26.2627 | 26.2627
1096 | 26.265 | 26.265 | 26.265 | 26.265 | 26.265 | 26.265 | 26.265 | 26.265 | 26.265 | 26.265 | 26.265 | 26.265 | 26.265 | 26.265 | 26.265 | 26.265 | 26.265 | 26.265 | 26.265 | 26.265 | 26.265 | 26.265 | 26.265 | 26.265 | 26.265 | 26.265 | 26.265 | 26.265 | 26.265 | 26.265 | 26.265 | 26.265 | 26.265 | 26.265 | 26.265 | 26.265 | 26.265 | 26.265 | 26.265 | 26.265 | 26.265 | 26.265 | 26.265 | 26.265 | 26.265 | 26.265 | 26.265 | 26.265 | 26.265 | 26.265 | 26.265 | 26.265 | 26.265 | 26.265 | 26.265 | 26.265 | 26.265 | 26.265 | 26.265 | 26.265
1097 | 26.2672 | 26.2672 | 26.2672 | 26.2672 | 26.2672 | 26.2672 | 26.2672 | 26.2672 | 26.2672 | 26.2672 | 26.2672 | 26.2672 | 26.2672 | 26.2672 | 26.2672 | 26.2672 | 26.2672 | 26.2672 | 26.2672 | 26.2672 | 26.2672 | 26.2672 | 26.2672 | 26.2672 | 26.2672 | 26.2672 | 26.2672 | 26.2672 | 26.2672 | 26.2672 | 26.2672 | 26.2672 | 26.2672 | 26.2672 | 26.2672 | 26.2672 | 26.2672 | 26.2672 | 26.2672 | 26.2672 | 26.2672 | 26.2672 | 26.2672 | 26.2672 | 26.2672 | 26.2672 | 26.2672 | 26.2672 | 26.2672 | 26.2672 | 26.2672 | 26.2672 | 26.2672 | 26.2672 | 26.2672 | 26.2672 | 26.2672 | 26.2672 | 26.2672 | 26.2672
1098 | 26.2695 | 26.2695 | 26.2695 | 26.2695 | 26.2695 | 26.2695 | 26.2695 | 26.2695 | 26.2695 | 26.2695 | 26.2695 | 26.2695 | 26.2695 | 26.2695 | 26.2695 | 26.2695 | 26.2695 | 26.2695 | 26.2695 | 26.2695 | 26.2695 | 26.2695 | 26.2695 | 26.2695 | 26.2695 | 26.2695 | 26.2695 | 26.2695 | 26.2695 | 26.2695 | 26.2695 | 26.2695 | 26.2695 | 26.2695 | 26.2695 | 26.2695 | 26.2695 | 26.2695 | 26.2695 | 26.2695 | 26.2695 | 26.2695 | 26.2695 | 26.2695 | 26.2695 | 26.2695 | 26.2695 | 26.2695 | 26.2695 | 26.2695 | 26.2695 | 26.2695 | 26.2695 | 26.2695 | 26.2695 | 26.2695 | 26.2695 | 26.2695 | 26.2695 | 26.2695
1099 | 26.2718 | 26.2718 | 26.2718 | 26.2718 | 26.2718 | 26.2718 | 26.2718 | 26.2718 | 26.2718 | 26.2718 | 26.2718 | 26.2718 | 26.2718 | 26.2718 | 26.2718 | 26.2718 | 26.2718 | 26.2718 | 26.2718 | 26.2718 | 26.2718 | 26.2718 | 26.2718 | 26.2718 | 26.2718 | 26.2718 | 26.2718 | 26.2718 | 26.2718 | 26.2718 | 26.2718 | 26.2718 | 26.2718 | 26.2718 | 26.2718 | 26.2718 | 26.2718 | 26.2718 | 26.2718 | 26.2718 | 26.2718 | 26.2718 | 26.2718 | 26.2718 | 26.2718 | 26.2718 | 26.2718 | 26.2718 | 26.2718 | 26.2718 | 26.2718 | 26.2718 | 26.2718 | 26.2718 | 26.2718 | 26.2718 | 26.2718 | 26.2718 | 26.2718 | 26.2718
1100 | 26.2741 | 26.2741 | 26.2741 | 26.2741 | 26.2741 | 26.2741 | 26.2741 | 26.2741 | 26.2741 | 26.2741 | 26.2741 | 26.2741 | 26.2741 | 26.2741 | 26.2741 | 26.2741 | 26.2741 | 26.2741 | 26.2741 | 26.2741 | 26.2741 | 26.2741 | 26.2741 | 26.2741 | 26.2741 | 26.2741 | 26.2741 | 26.2741 | 26.2741 | 26.2741 | 26.2741 | 26.2741 | 26.2741 | 26.2741 | 26.2741 | 26.2741 | 26.2741 | 26.2741 | 26.2741 | 26.2741 | 26.2741 | 26.2741 | 26.2741 | 26.2741 | 26.2741 | 26.2741 | 26.2741 | 26.2741 | 26.2741 | 26.2741 | 26.2741 | 26.2741 | 26.2741 | 26.2741 | 26.2741 | 26.2741 | 26.2741 | 26.2741 | 26.2741 | 26.2741
1101 | 26.2763 | 26.2763 | 26.2763 | 26.2763 | 26.2763 | 26.2763 | 26.2763 | 26.2763 | 26.2763 | 26.2763 | 26.2763 | 26.2763 | 26.2763 | 26.2763 | 26.2763 | 26.2763 | 26.2763 | 26.2763 | 26.2763 | 26.2763 | 26.2763 | 26.2763 | 26.2763 | 26.2763 | 26.2763 | 26.2763 | 26.2763 | 26.2763 | 26.2763 | 26.2763 | 26.2763 | 26.2763 | 26.2763 | 26.2763 | 26.2763 | 26.2763 | 26.2763 | 26.2763 | 26.2763 | 26.2763 | 26.2763 | 26.2763 | 26.2763 | 26.2763 | 26.2763 | 26.2763 | 26.2763 | 26.2763 | 26.2763 | 26.2763 | 26.2763 | 26.2763 | 26.2763 | 26.2763 | 26.2763 | 26.2763 | 26.2763 | 26.2763 | 26.2763 | 26.2763
1102 | 26.2786 | 26.2786 | 26.2786 | 26.2786 | 26.2786 | 26.2786 | 26.2786 | 26.2786 | 26.2786 | 26.2786 | 26.2786 | 26.2786 | 26.2786 | 26.2786 | 26.2786 | 26.2786 | 26.2786 | 26.2786 | 26.2786 | 26.2786 | 26.2786 | 26.2786 | 26.2786 | 26.2786 | 26.2786 | 26.2786 | 26.2786 | 26.2786 | 26.2786 | 26.2786 | 26.2786 | 26.2786 | 26.2786 | 26.2786 | 26.2786 | 26.2786 | 26.2786 | 26.2786 | 26.2786 | 26.2786 | 26.2786 | 26.2786 | 26.2786 | 26.2786 | 26.2786 | 26.2786 | 26.2786 | 26.2786 | 26.2786 | 26.2786 | 26.2786 | 26.2786 | 26.2786 | 26.2786 | 26.2786 | 26.2786 | 26.2786 | 26.2786 | 26.2786 | 26.2786
1103 | 26.2809 | 26.2809 | 26.2809 | 26.2809 | 26.2809 | 26.2809 | 26.2809 | 26.2809 | 26.2809 | 26.2809 | 26.2809 | 26.2809 | 26.2809 | 26.2809 | 26.2809 | 26.2809 | 26.2809 | 26.2809 | 26.2809 | 26.2809 | 26.2809 | 26.2809 | 26.2809 | 26.2809 | 26.2809 | 26.2809 | 26.2809 | 26.2809 | 26.2809 | 26.2809 | 26.2809 | 26.2809 | 26.2809 | 26.2809 | 26.2809 | 26.2809 | 26.2809 | 26.2809 | 26.2809 | 26.2809 | 26.2809 | 26.2809 | 26.2809 | 26.2809 | 26.2809 | 26.2809 | 26.2809 | 26.2809 | 26.2809 | 26.2809 | 26.2809 | 26.2809 | 26.2809 | 26.2809 | 26.2809 | 26.2809 | 26.2809 | 26.2809 | 26.2809 | 26.2809
1104 | 26.2831 | 26.2831 | 26.2831 | 26.2831 | 26.2831 | 26.2831 | 26.2831 | 26.2831 | 26.2831 | 26.2831 | 26.2831 | 26.2831 | 26.2831 | 26.2831 | 26.2831 | 26.2831 | 26.2831 | 26.2831 | 26.2831 | 26.2831 | 26.2831 | 26.2831 | 26.2831 | 26.2831 | 26.2831 | 26.2831 | 26.2831 | 26.2831 | 26.2831 | 26.2831 | 26.2831 | 26.2831 | 26.2831 | 26.2831 | 26.2831 | 26.2831 | 26.2831 | 26.2831 | 26.2831 | 26.2831 | 26.2831 | 26.2831 | 26.2831 | 26.2831 | 26.2831 | 26.2831 | 26.2831 | 26.2831 | 26.2831 | 26.2831 | 26.2831 | 26.2831 | 26.2831 | 26.2831 | 26.2831 | 26.2831 | 26.2831 | 26.2831 | 26.2831 | 26.2831
1105 | 26.2854 | 26.2854 | 26.2854 | 26.2854 | 26.2854 | 26.2854 | 26.2854 | 26.2854 | 26.2854 | 26.2854 | 26.2854 | 26.2854 | 26.2854 | 26.2854 | 26.2854 | 26.2854 | 26.2854 | 26.2854 | 26.2854 | 26.2854 | 26.2854 | 26.2854 | 26.2854 | 26.2854 | 26.2854 | 26.2854 | 26.2854 | 26.2854 | 26.2854 | 26.2854 | 26.2854 | 26.2854 | 26.2854 | 26.2854 | 26.2854 | 26.2854 | 26.2854 | 26.2854 | 26.2854 | 26.2854 | 26.2854 | 26.2854 | 26.2854 | 26.2854 | 26.2854 | 26.2854 | 26.2854 | 26.2854 | 26.2854 | 26.2854 | 26.2854 | 26.2854 | 26.2854 | 26.2854 | 26.2854 | 26.2854 | 26.2854 | 26.2854 | 26.2854 | 26.2854
1106 | 26.2877 | 26.2877 | 26.2877 | 26.2877 | 26.2877 | 26.2877 | 26.2877 | 26.2877 | 26.2877 | 26.2877 | 26.2877 | 26.2877 | 26.2877 | 26.2877 | 26.2877 | 26.2877 | 26.2877 | 26.2877 | 26.2877 | 26.2877 | 26.2877 | 26.2877 | 26.2877 | 26.2877 | 26.2877 | 26.2877 | 26.2877 | 26.2877 | 26.2877 | 26.2877 | 26.2877 | 26.2877 | 26.2877 | 26.2877 | 26.2877 | 26.2877 | 26.2877 | 26.2877 | 26.2877 | 26.2877 | 26.2877 | 26.2877 | 26.2877 | 26.2877 | 26.2877 | 26.2877 | 26.2877 | 26.2877 | 26.2877 | 26.2877 | 26.2877 | 26.2877 | 26.2877 | 26.2877 | 26.2877 | 26.2877 | 26.2877 | 26.2877 | 26.2877 | 26.2877
1107 | 26.2899 | 26.2899 | 26.2899 | 26.2899 | 26.2899 | 26.2899 | 26.2899 | 26.2899 | 26.2899 | 26.2899 | 26.2899 | 26.2899 | 26.2899 | 26.2899 | 26.2899 | 26.2899 | 26.2899 | 26.2899 | 26.2899 | 26.2899 | 26.2899 | 26.2899 | 26.2899 | 26.2899 | 26.2899 | 26.2899 | 26.2899 | 26.2899 | 26.2899 | 26.2899 | 26.2899 | 26.2899 | 26.2899 | 26.2899 | 26.2899 | 26.2899 | 26.2899 | 26.2899 | 26.2899 | 26.2899 | 26.2899 | 26.2899 | 26.2899 | 26.2899 | 26.2899 | 26.2899 | 26.2899 | 26.2899 | 26.2899 | 26.2899 | 26.2899 | 26.2899 | 26.2899 | 26.2899 | 26.2899 | 26.2899 | 26.2899 | 26.2899 | 26.2899 | 26.2899
1108 | 26.2922 | 26.2922 | 26.2922 | 26.2922 | 26.2922 | 26.2922 | 26.2922 | 26.2922 | 26.2922 | 26.2922 | 26.2922 | 26.2922 | 26.2922 | 26.2922 | 26.2922 | 26.2922 | 26.2922 | 26.2922 | 26.2922 | 26.2922 | 26.2922 | 26.2922 | 26.2922 | 26.2922 | 26.2922 | 26.2922 | 26.2922 | 26.2922 | 26.2922 | 26.2922 | 26.2922 | 26.2922 | 26.2922 | 26.2922 | 26.2922 | 26.2922 | 26.2922 | 26.2922 | 26.2922 | 26.2922 | 26.2922 | 26.2922 | 26.2922 | 26.2922 | 26.2922 | 26.2922 | 26.2922 | 26.2922 | 26.2922 | 26.2922 | 26.2922 | 26.2922 | 26.2922 | 26.2922 | 26.2922 | 26.2922 | 26.2922 | 26.2922 | 26.2922 | 26.2922
1109 | 26.2944 | 26.2944 | 26.2944 | 26.2944 | 26.2944 | 26.2944 | 26.2944 | 26.2944 | 26.2944 | 26.2944 | 26.2944 | 26.2944 | 26.2944 | 26.2944 | 26.2944 | 26.2944 | 26.2944 | 26.2944 | 26.2944 | 26.2944 | 26.2944 | 26.2944 | 26.2944 | 26.2944 | 26.2944 | 26.2944 | 26.2944 | 26.2944 | 26.2944 | 26.2944 | 26.2944 | 26.2944 | 26.2944 | 26.2944 | 26.2944 | 26.2944 | 26.2944 | 26.2944 | 26.2944 | 26.2944 | 26.2944 | 26.2944 | 26.2944 | 26.2944 | 26.2944 | 26.2944 | 26.2944 | 26.2944 | 26.2944 | 26.2944 | 26.2944 | 26.2944 | 26.2944 | 26.2944 | 26.2944 | 26.2944 | 26.2944 | 26.2944 | 26.2944 | 26.2944
1110 | 26.2967 | 26.2967 | 26.2967 | 26.2967 | 26.2967 | 26.2967 | 26.2967 | 26.2967 | 26.2967 | 26.2967 | 26.2967 | 26.2967 | 26.2967 | 26.2967 | 26.2967 | 26.2967 | 26.2967 | 26.2967 | 26.2967 | 26.2967 | 26.2967 | 26.2967 | 26.2967 | 26.2967 | 26.2967 | 26.2967 | 26.2967 | 26.2967 | 26.2967 | 26.2967 | 26.2967 | 26.2967 | 26.2967 | 26.2967 | 26.2967 | 26.2967 | 26.2967 | 26.2967 | 26.2967 | 26.2967 | 26.2967 | 26.2967 | 26.2967 | 26.2967 | 26.2967 | 26.2967 | 26.2967 | 26.2967 | 26.2967 | 26.2967 | 26.2967 | 26.2967 | 26.2967 | 26.2967 | 26.2967 | 26.2967 | 26.2967 | 26.2967 | 26.2967 | 26.2967
1111 | 26.2989 | 26.2989 | 26.2989 | 26.2989 | 26.2989 | 26.2989 | 26.2989 | 26.2989 | 26.2989 | 26.2989 | 26.2989 | 26.2989 | 26.2989 | 26.2989 | 26.2989 | 26.2989 | 26.2989 | 26.2989 | 26.2989 | 26.2989 | 26.2989 | 26.2989 | 26.2989 | 26.2989 | 26.2989 | 26.2989 | 26.2989 | 26.2989 | 26.2989 | 26.2989 | 26.2989 | 26.2989 | 26.2989 | 26.2989 | 26.2989 | 26.2989 | 26.2989 | 26.2989 | 26.2989 | 26.2989 | 26.2989 | 26.2989 | 26.2989 | 26.2989 | 26.2989 | 26.2989 | 26.2989 | 26.2989 | 26.2989 | 26.2989 | 26.2989 | 26.2989 | 26.2989 | 26.2989 | 26.2989 | 26.2989 | 26.2989 | 26.2989 | 26.2989 | 26.2989
1112 | 26.3012 | 26.3012 | 26.3012 | 26.3012 | 26.3012 | 26.3012 | 26.3012 | 26.3012 | 26.3012 | 26.3012 | 26.3012 | 26.3012 | 26.3012 | 26.3012 | 26.3012 | 26.3012 | 26.3012 | 26.3012 | 26.3012 | 26.3012 | 26.3012 | 26.3012 | 26.3012 | 26.3012 | 26.3012 | 26.3012 | 26.3012 | 26.3012 | 26.3012 | 26.3012 | 26.3012 | 26.3012 | 26.3012 | 26.3012 | 26.3012 | 26.3012 | 26.3012 | 26.3012 | 26.3012 | 26.3012 | 26.3012 | 26.3012 | 26.3012 | 26.3012 | 26.3012 | 26.3012 | 26.3012 | 26.3012 | 26.3012 | 26.3012 | 26.3012 | 26.3012 | 26.3012 | 26.3012 | 26.3012 | 26.3012 | 26.3012 | 26.3012 | 26.3012 | 26.3012
1113 | 26.3034 | 26.3034 | 26.3034 | 26.3034 | 26.3034 | 26.3034 | 26.3034 | 26.3034 | 26.3034 | 26.3034 | 26.3034 | 26.3034 | 26.3034 | 26.3034 | 26.3034 | 26.3034 | 26.3034 | 26.3034 | 26.3034 | 26.3034 | 26.3034 | 26.3034 | 26.3034 | 26.3034 | 26.3034 | 26.3034 | 26.3034 | 26.3034 | 26.3034 | 26.3034 | 26.3034 | 26.3034 | 26.3034 | 26.3034 | 26.3034 | 26.3034 | 26.3034 | 26.3034 | 26.3034 | 26.3034 | 26.3034 | 26.3034 | 26.3034 | 26.3034 | 26.3034 | 26.3034 | 26.3034 | 26.3034 | 26.3034 | 26.3034 | 26.3034 | 26.3034 | 26.3034 | 26.3034 | 26.3034 | 26.3034 | 26.3034 | 26.3034 | 26.3034 | 26.3034
1114 | 26.3057 | 26.3057 | 26.3057 | 26.3057 | 26.3057 | 26.3057 | 26.3057 | 26.3057 | 26.3057 | 26.3057 | 26.3057 | 26.3057 | 26.3057 | 26.3057 | 26.3057 | 26.3057 | 26.3057 | 26.3057 | 26.3057 | 26.3057 | 26.3057 | 26.3057 | 26.3057 | 26.3057 | 26.3057 | 26.3057 | 26.3057 | 26.3057 | 26.3057 | 26.3057 | 26.3057 | 26.3057 | 26.3057 | 26.3057 | 26.3057 | 26.3057 | 26.3057 | 26.3057 | 26.3057 | 26.3057 | 26.3057 | 26.3057 | 26.3057 | 26.3057 | 26.3057 | 26.3057 | 26.3057 | 26.3057 | 26.3057 | 26.3057 | 26.3057 | 26.3057 | 26.3057 | 26.3057 | 26.3057 | 26.3057 | 26.3057 | 26.3057 | 26.3057 | 26.3057
1115 | 26.3079 | 26.3079 | 26.3079 | 26.3079 | 26.3079 | 26.3079 | 26.3079 | 26.3079 | 26.3079 | 26.3079 | 26.3079 | 26.3079 | 26.3079 | 26.3079 | 26.3079 | 26.3079 | 26.3079 | 26.3079 | 26.3079 | 26.3079 | 26.3079 | 26.3079 | 26.3079 | 26.3079 | 26.3079 | 26.3079 | 26.3079 | 26.3079 | 26.3079 | 26.3079 | 26.3079 | 26.3079 | 26.3079 | 26.3079 | 26.3079 | 26.3079 | 26.3079 | 26.3079 | 26.3079 | 26.3079 | 26.3079 | 26.3079 | 26.3079 | 26.3079 | 26.3079 | 26.3079 | 26.3079 | 26.3079 | 26.3079 | 26.3079 | 26.3079 | 26.3079 | 26.3079 | 26.3079 | 26.3079 | 26.3079 | 26.3079 | 26.3079 | 26.3079 | 26.3079
1116 | 26.3102 | 26.3102 | 26.3102 | 26.3102 | 26.3102 | 26.3102 | 26.3102 | 26.3102 | 26.3102 | 26.3102 | 26.3102 | 26.3102 | 26.3102 | 26.3102 | 26.3102 | 26.3102 | 26.3102 | 26.3102 | 26.3102 | 26.3102 | 26.3102 | 26.3102 | 26.3102 | 26.3102 | 26.3102 | 26.3102 | 26.3102 | 26.3102 | 26.3102 | 26.3102 | 26.3102 | 26.3102 | 26.3102 | 26.3102 | 26.3102 | 26.3102 | 26.3102 | 26.3102 | 26.3102 | 26.3102 | 26.3102 | 26.3102 | 26.3102 | 26.3102 | 26.3102 | 26.3102 | 26.3102 | 26.3102 | 26.3102 | 26.3102 | 26.3102 | 26.3102 | 26.3102 | 26.3102 | 26.3102 | 26.3102 | 26.3102 | 26.3102 | 26.3102 | 26.3102
1117 | 26.3124 | 26.3124 | 26.3124 | 26.3124 | 26.3124 | 26.3124 | 26.3124 | 26.3124 | 26.3124 | 26.3124 | 26.3124 | 26.3124 | 26.3124 | 26.3124 | 26.3124 | 26.3124 | 26.3124 | 26.3124 | 26.3124 | 26.3124 | 26.3124 | 26.3124 | 26.3124 | 26.3124 | 26.3124 | 26.3124 | 26.3124 | 26.3124 | 26.3124 | 26.3124 | 26.3124 | 26.3124 | 26.3124 | 26.3124 | 26.3124 | 26.3124 | 26.3124 | 26.3124 | 26.3124 | 26.3124 | 26.3124 | 26.3124 | 26.3124 | 26.3124 | 26.3124 | 26.3124 | 26.3124 | 26.3124 | 26.3124 | 26.3124 | 26.3124 | 26.3124 | 26.3124 | 26.3124 | 26.3124 | 26.3124 | 26.3124 | 26.3124 | 26.3124 | 26.3124
1118 | 26.3146 | 26.3146 | 26.3146 | 26.3146 | 26.3146 | 26.3146 | 26.3146 | 26.3146 | 26.3146 | 26.3146 | 26.3146 | 26.3146 | 26.3146 | 26.3146 | 26.3146 | 26.3146 | 26.3146 | 26.3146 | 26.3146 | 26.3146 | 26.3146 | 26.3146 | 26.3146 | 26.3146 | 26.3146 | 26.3146 | 26.3146 | 26.3146 | 26.3146 | 26.3146 | 26.3146 | 26.3146 | 26.3146 | 26.3146 | 26.3146 | 26.3146 | 26.3146 | 26.3146 | 26.3146 | 26.3146 | 26.3146 | 26.3146 | 26.3146 | 26.3146 | 26.3146 | 26.3146 | 26.3146 | 26.3146 | 26.3146 | 26.3146 | 26.3146 | 26.3146 | 26.3146 | 26.3146 | 26.3146 | 26.3146 | 26.3146 | 26.3146 | 26.3146 | 26.3146
1119 | 26.3169 | 26.3169 | 26.3169 | 26.3169 | 26.3169 | 26.3169 | 26.3169 | 26.3169 | 26.3169 | 26.3169 | 26.3169 | 26.3169 | 26.3169 | 26.3169 | 26.3169 | 26.3169 | 26.3169 | 26.3169 | 26.3169 | 26.3169 | 26.3169 | 26.3169 | 26.3169 | 26.3169 | 26.3169 | 26.3169 | 26.3169 | 26.3169 | 26.3169 | 26.3169 | 26.3169 | 26.3169 | 26.3169 | 26.3169 | 26.3169 | 26.3169 | 26.3169 | 26.3169 | 26.3169 | 26.3169 | 26.3169 | 26.3169 | 26.3169 | 26.3169 | 26.3169 | 26.3169 | 26.3169 | 26.3169 | 26.3169 | 26.3169 | 26.3169 | 26.3169 | 26.3169 | 26.3169 | 26.3169 | 26.3169 | 26.3169 | 26.3169 | 26.3169 | 26.3169
1120 | 26.3191 | 26.3191 | 26.3191 | 26.3191 | 26.3191 | 26.3191 | 26.3191 | 26.3191 | 26.3191 | 26.3191 | 26.3191 | 26.3191 | 26.3191 | 26.3191 | 26.3191 | 26.3191 | 26.3191 | 26.3191 | 26.3191 | 26.3191 | 26.3191 | 26.3191 | 26.3191 | 26.3191 | 26.3191 | 26.3191 | 26.3191 | 26.3191 | 26.3191 | 26.3191 | 26.3191 | 26.3191 | 26.3191 | 26.3191 | 26.3191 | 26.3191 | 26.3191 | 26.3191 | 26.3191 | 26.3191 | 26.3191 | 26.3191 | 26.3191 | 26.3191 | 26.3191 | 26.3191 | 26.3191 | 26.3191 | 26.3191 | 26.3191 | 26.3191 | 26.3191 | 26.3191 | 26.3191 | 26.3191 | 26.3191 | 26.3191 | 26.3191 | 26.3191 | 26.3191
1121 | 26.3213 | 26.3213 | 26.3213 | 26.3213 | 26.3213 | 26.3213 | 26.3213 | 26.3213 | 26.3213 | 26.3213 | 26.3213 | 26.3213 | 26.3213 | 26.3213 | 26.3213 | 26.3213 | 26.3213 | 26.3213 | 26.3213 | 26.3213 | 26.3213 | 26.3213 | 26.3213 | 26.3213 | 26.3213 | 26.3213 | 26.3213 | 26.3213 | 26.3213 | 26.3213 | 26.3213 | 26.3213 | 26.3213 | 26.3213 | 26.3213 | 26.3213 | 26.3213 | 26.3213 | 26.3213 | 26.3213 | 26.3213 | 26.3213 | 26.3213 | 26.3213 | 26.3213 | 26.3213 | 26.3213 | 26.3213 | 26.3213 | 26.3213 | 26.3213 | 26.3213 | 26.3213 | 26.3213 | 26.3213 | 26.3213 | 26.3213 | 26.3213 | 26.3213 | 26.3213
1122 | 26.3236 | 26.3236 | 26.3236 | 26.3236 | 26.3236 | 26.3236 | 26.3236 | 26.3236 | 26.3236 | 26.3236 | 26.3236 | 26.3236 | 26.3236 | 26.3236 | 26.3236 | 26.3236 | 26.3236 | 26.3236 | 26.3236 | 26.3236 | 26.3236 | 26.3236 | 26.3236 | 26.3236 | 26.3236 | 26.3236 | 26.3236 | 26.3236 | 26.3236 | 26.3236 | 26.3236 | 26.3236 | 26.3236 | 26.3236 | 26.3236 | 26.3236 | 26.3236 | 26.3236 | 26.3236 | 26.3236 | 26.3236 | 26.3236 | 26.3236 | 26.3236 | 26.3236 | 26.3236 | 26.3236 | 26.3236 | 26.3236 | 26.3236 | 26.3236 | 26.3236 | 26.3236 | 26.3236 | 26.3236 | 26.3236 | 26.3236 | 26.3236 | 26.3236 | 26.3236
1123 | 26.3258 | 26.3258 | 26.3258 | 26.3258 | 26.3258 | 26.3258 | 26.3258 | 26.3258 | 26.3258 | 26.3258 | 26.3258 | 26.3258 | 26.3258 | 26.3258 | 26.3258 | 26.3258 | 26.3258 | 26.3258 | 26.3258 | 26.3258 | 26.3258 | 26.3258 | 26.3258 | 26.3258 | 26.3258 | 26.3258 | 26.3258 | 26.3258 | 26.3258 | 26.3258 | 26.3258 | 26.3258 | 26.3258 | 26.3258 | 26.3258 | 26.3258 | 26.3258 | 26.3258 | 26.3258 | 26.3258 | 26.3258 | 26.3258 | 26.3258 | 26.3258 | 26.3258 | 26.3258 | 26.3258 | 26.3258 | 26.3258 | 26.3258 | 26.3258 | 26.3258 | 26.3258 | 26.3258 | 26.3258 | 26.3258 | 26.3258 | 26.3258 | 26.3258 | 26.3258
1124 | 26.328 | 26.328 | 26.328 | 26.328 | 26.328 | 26.328 | 26.328 | 26.328 | 26.328 | 26.328 | 26.328 | 26.328 | 26.328 | 26.328 | 26.328 | 26.328 | 26.328 | 26.328 | 26.328 | 26.328 | 26.328 | 26.328 | 26.328 | 26.328 | 26.328 | 26.328 | 26.328 | 26.328 | 26.328 | 26.328 | 26.328 | 26.328 | 26.328 | 26.328 | 26.328 | 26.328 | 26.328 | 26.328 | 26.328 | 26.328 | 26.328 | 26.328 | 26.328 | 26.328 | 26.328 | 26.328 | 26.328 | 26.328 | 26.328 | 26.328 | 26.328 | 26.328 | 26.328 | 26.328 | 26.328 | 26.328 | 26.328 | 26.328 | 26.328 | 26.328
1125 | 26.3302 | 26.3302 | 26.3302 | 26.3302 | 26.3302 | 26.3302 | 26.3302 | 26.3302 | 26.3302 | 26.3302 | 26.3302 | 26.3302 | 26.3302 | 26.3302 | 26.3302 | 26.3302 | 26.3302 | 26.3302 | 26.3302 | 26.3302 | 26.3302 | 26.3302 | 26.3302 | 26.3302 | 26.3302 | 26.3302 | 26.3302 | 26.3302 | 26.3302 | 26.3302 | 26.3302 | 26.3302 | 26.3302 | 26.3302 | 26.3302 | 26.3302 | 26.3302 | 26.3302 | 26.3302 | 26.3302 | 26.3302 | 26.3302 | 26.3302 | 26.3302 | 26.3302 | 26.3302 | 26.3302 | 26.3302 | 26.3302 | 26.3302 | 26.3302 | 26.3302 | 26.3302 | 26.3302 | 26.3302 | 26.3302 | 26.3302 | 26.3302 | 26.3302 | 26.3302
1126 | 26.3325 | 26.3325 | 26.3325 | 26.3325 | 26.3325 | 26.3325 | 26.3325 | 26.3325 | 26.3325 | 26.3325 | 26.3325 | 26.3325 | 26.3325 | 26.3325 | 26.3325 | 26.3325 | 26.3325 | 26.3325 | 26.3325 | 26.3325 | 26.3325 | 26.3325 | 26.3325 | 26.3325 | 26.3325 | 26.3325 | 26.3325 | 26.3325 | 26.3325 | 26.3325 | 26.3325 | 26.3325 | 26.3325 | 26.3325 | 26.3325 | 26.3325 | 26.3325 | 26.3325 | 26.3325 | 26.3325 | 26.3325 | 26.3325 | 26.3325 | 26.3325 | 26.3325 | 26.3325 | 26.3325 | 26.3325 | 26.3325 | 26.3325 | 26.3325 | 26.3325 | 26.3325 | 26.3325 | 26.3325 | 26.3325 | 26.3325 | 26.3325 | 26.3325 | 26.3325
1127 | 26.3347 | 26.3347 | 26.3347 | 26.3347 | 26.3347 | 26.3347 | 26.3347 | 26.3347 | 26.3347 | 26.3347 | 26.3347 | 26.3347 | 26.3347 | 26.3347 | 26.3347 | 26.3347 | 26.3347 | 26.3347 | 26.3347 | 26.3347 | 26.3347 | 26.3347 | 26.3347 | 26.3347 | 26.3347 | 26.3347 | 26.3347 | 26.3347 | 26.3347 | 26.3347 | 26.3347 | 26.3347 | 26.3347 | 26.3347 | 26.3347 | 26.3347 | 26.3347 | 26.3347 | 26.3347 | 26.3347 | 26.3347 | 26.3347 | 26.3347 | 26.3347 | 26.3347 | 26.3347 | 26.3347 | 26.3347 | 26.3347 | 26.3347 | 26.3347 | 26.3347 | 26.3347 | 26.3347 | 26.3347 | 26.3347 | 26.3347 | 26.3347 | 26.3347 | 26.3347
1128 | 26.3369 | 26.3369 | 26.3369 | 26.3369 | 26.3369 | 26.3369 | 26.3369 | 26.3369 | 26.3369 | 26.3369 | 26.3369 | 26.3369 | 26.3369 | 26.3369 | 26.3369 | 26.3369 | 26.3369 | 26.3369 | 26.3369 | 26.3369 | 26.3369 | 26.3369 | 26.3369 | 26.3369 | 26.3369 | 26.3369 | 26.3369 | 26.3369 | 26.3369 | 26.3369 | 26.3369 | 26.3369 | 26.3369 | 26.3369 | 26.3369 | 26.3369 | 26.3369 | 26.3369 | 26.3369 | 26.3369 | 26.3369 | 26.3369 | 26.3369 | 26.3369 | 26.3369 | 26.3369 | 26.3369 | 26.3369 | 26.3369 | 26.3369 | 26.3369 | 26.3369 | 26.3369 | 26.3369 | 26.3369 | 26.3369 | 26.3369 | 26.3369 | 26.3369 | 26.3369
1129 | 26.3391 | 26.3391 | 26.3391 | 26.3391 | 26.3391 | 26.3391 | 26.3391 | 26.3391 | 26.3391 | 26.3391 | 26.3391 | 26.3391 | 26.3391 | 26.3391 | 26.3391 | 26.3391 | 26.3391 | 26.3391 | 26.3391 | 26.3391 | 26.3391 | 26.3391 | 26.3391 | 26.3391 | 26.3391 | 26.3391 | 26.3391 | 26.3391 | 26.3391 | 26.3391 | 26.3391 | 26.3391 | 26.3391 | 26.3391 | 26.3391 | 26.3391 | 26.3391 | 26.3391 | 26.3391 | 26.3391 | 26.3391 | 26.3391 | 26.3391 | 26.3391 | 26.3391 | 26.3391 | 26.3391 | 26.3391 | 26.3391 | 26.3391 | 26.3391 | 26.3391 | 26.3391 | 26.3391 | 26.3391 | 26.3391 | 26.3391 | 26.3391 | 26.3391 | 26.3391
1130 | 26.3413 | 26.3413 | 26.3413 | 26.3413 | 26.3413 | 26.3413 | 26.3413 | 26.3413 | 26.3413 | 26.3413 | 26.3413 | 26.3413 | 26.3413 | 26.3413 | 26.3413 | 26.3413 | 26.3413 | 26.3413 | 26.3413 | 26.3413 | 26.3413 | 26.3413 | 26.3413 | 26.3413 | 26.3413 | 26.3413 | 26.3413 | 26.3413 | 26.3413 | 26.3413 | 26.3413 | 26.3413 | 26.3413 | 26.3413 | 26.3413 | 26.3413 | 26.3413 | 26.3413 | 26.3413 | 26.3413 | 26.3413 | 26.3413 | 26.3413 | 26.3413 | 26.3413 | 26.3413 | 26.3413 | 26.3413 | 26.3413 | 26.3413 | 26.3413 | 26.3413 | 26.3413 | 26.3413 | 26.3413 | 26.3413 | 26.3413 | 26.3413 | 26.3413 | 26.3413
1131 | 26.3435 | 26.3435 | 26.3435 | 26.3435 | 26.3435 | 26.3435 | 26.3435 | 26.3435 | 26.3435 | 26.3435 | 26.3435 | 26.3435 | 26.3435 | 26.3435 | 26.3435 | 26.3435 | 26.3435 | 26.3435 | 26.3435 | 26.3435 | 26.3435 | 26.3435 | 26.3435 | 26.3435 | 26.3435 | 26.3435 | 26.3435 | 26.3435 | 26.3435 | 26.3435 | 26.3435 | 26.3435 | 26.3435 | 26.3435 | 26.3435 | 26.3435 | 26.3435 | 26.3435 | 26.3435 | 26.3435 | 26.3435 | 26.3435 | 26.3435 | 26.3435 | 26.3435 | 26.3435 | 26.3435 | 26.3435 | 26.3435 | 26.3435 | 26.3435 | 26.3435 | 26.3435 | 26.3435 | 26.3435 | 26.3435 | 26.3435 | 26.3435 | 26.3435 | 26.3435
1132 | 26.3457 | 26.3457 | 26.3457 | 26.3457 | 26.3457 | 26.3457 | 26.3457 | 26.3457 | 26.3457 | 26.3457 | 26.3457 | 26.3457 | 26.3457 | 26.3457 | 26.3457 | 26.3457 | 26.3457 | 26.3457 | 26.3457 | 26.3457 | 26.3457 | 26.3457 | 26.3457 | 26.3457 | 26.3457 | 26.3457 | 26.3457 | 26.3457 | 26.3457 | 26.3457 | 26.3457 | 26.3457 | 26.3457 | 26.3457 | 26.3457 | 26.3457 | 26.3457 | 26.3457 | 26.3457 | 26.3457 | 26.3457 | 26.3457 | 26.3457 | 26.3457 | 26.3457 | 26.3457 | 26.3457 | 26.3457 | 26.3457 | 26.3457 | 26.3457 | 26.3457 | 26.3457 | 26.3457 | 26.3457 | 26.3457 | 26.3457 | 26.3457 | 26.3457 | 26.3457
1133 | 26.348 | 26.348 | 26.348 | 26.348 | 26.348 | 26.348 | 26.348 | 26.348 | 26.348 | 26.348 | 26.348 | 26.348 | 26.348 | 26.348 | 26.348 | 26.348 | 26.348 | 26.348 | 26.348 | 26.348 | 26.348 | 26.348 | 26.348 | 26.348 | 26.348 | 26.348 | 26.348 | 26.348 | 26.348 | 26.348 | 26.348 | 26.348 | 26.348 | 26.348 | 26.348 | 26.348 | 26.348 | 26.348 | 26.348 | 26.348 | 26.348 | 26.348 | 26.348 | 26.348 | 26.348 | 26.348 | 26.348 | 26.348 | 26.348 | 26.348 | 26.348 | 26.348 | 26.348 | 26.348 | 26.348 | 26.348 | 26.348 | 26.348 | 26.348 | 26.348
1134 | 26.3502 | 26.3502 | 26.3502 | 26.3502 | 26.3502 | 26.3502 | 26.3502 | 26.3502 | 26.3502 | 26.3502 | 26.3502 | 26.3502 | 26.3502 | 26.3502 | 26.3502 | 26.3502 | 26.3502 | 26.3502 | 26.3502 | 26.3502 | 26.3502 | 26.3502 | 26.3502 | 26.3502 | 26.3502 | 26.3502 | 26.3502 | 26.3502 | 26.3502 | 26.3502 | 26.3502 | 26.3502 | 26.3502 | 26.3502 | 26.3502 | 26.3502 | 26.3502 | 26.3502 | 26.3502 | 26.3502 | 26.3502 | 26.3502 | 26.3502 | 26.3502 | 26.3502 | 26.3502 | 26.3502 | 26.3502 | 26.3502 | 26.3502 | 26.3502 | 26.3502 | 26.3502 | 26.3502 | 26.3502 | 26.3502 | 26.3502 | 26.3502 | 26.3502 | 26.3502
1135 | 26.3524 | 26.3524 | 26.3524 | 26.3524 | 26.3524 | 26.3524 | 26.3524 | 26.3524 | 26.3524 | 26.3524 | 26.3524 | 26.3524 | 26.3524 | 26.3524 | 26.3524 | 26.3524 | 26.3524 | 26.3524 | 26.3524 | 26.3524 | 26.3524 | 26.3524 | 26.3524 | 26.3524 | 26.3524 | 26.3524 | 26.3524 | 26.3524 | 26.3524 | 26.3524 | 26.3524 | 26.3524 | 26.3524 | 26.3524 | 26.3524 | 26.3524 | 26.3524 | 26.3524 | 26.3524 | 26.3524 | 26.3524 | 26.3524 | 26.3524 | 26.3524 | 26.3524 | 26.3524 | 26.3524 | 26.3524 | 26.3524 | 26.3524 | 26.3524 | 26.3524 | 26.3524 | 26.3524 | 26.3524 | 26.3524 | 26.3524 | 26.3524 | 26.3524 | 26.3524
1136 | 26.3546 | 26.3546 | 26.3546 | 26.3546 | 26.3546 | 26.3546 | 26.3546 | 26.3546 | 26.3546 | 26.3546 | 26.3546 | 26.3546 | 26.3546 | 26.3546 | 26.3546 | 26.3546 | 26.3546 | 26.3546 | 26.3546 | 26.3546 | 26.3546 | 26.3546 | 26.3546 | 26.3546 | 26.3546 | 26.3546 | 26.3546 | 26.3546 | 26.3546 | 26.3546 | 26.3546 | 26.3546 | 26.3546 | 26.3546 | 26.3546 | 26.3546 | 26.3546 | 26.3546 | 26.3546 | 26.3546 | 26.3546 | 26.3546 | 26.3546 | 26.3546 | 26.3546 | 26.3546 | 26.3546 | 26.3546 | 26.3546 | 26.3546 | 26.3546 | 26.3546 | 26.3546 | 26.3546 | 26.3546 | 26.3546 | 26.3546 | 26.3546 | 26.3546 | 26.3546
1137 | 26.3568 | 26.3568 | 26.3568 | 26.3568 | 26.3568 | 26.3568 | 26.3568 | 26.3568 | 26.3568 | 26.3568 | 26.3568 | 26.3568 | 26.3568 | 26.3568 | 26.3568 | 26.3568 | 26.3568 | 26.3568 | 26.3568 | 26.3568 | 26.3568 | 26.3568 | 26.3568 | 26.3568 | 26.3568 | 26.3568 | 26.3568 | 26.3568 | 26.3568 | 26.3568 | 26.3568 | 26.3568 | 26.3568 | 26.3568 | 26.3568 | 26.3568 | 26.3568 | 26.3568 | 26.3568 | 26.3568 | 26.3568 | 26.3568 | 26.3568 | 26.3568 | 26.3568 | 26.3568 | 26.3568 | 26.3568 | 26.3568 | 26.3568 | 26.3568 | 26.3568 | 26.3568 | 26.3568 | 26.3568 | 26.3568 | 26.3568 | 26.3568 | 26.3568 | 26.3568
1138 | 26.359 | 26.359 | 26.359 | 26.359 | 26.359 | 26.359 | 26.359 | 26.359 | 26.359 | 26.359 | 26.359 | 26.359 | 26.359 | 26.359 | 26.359 | 26.359 | 26.359 | 26.359 | 26.359 | 26.359 | 26.359 | 26.359 | 26.359 | 26.359 | 26.359 | 26.359 | 26.359 | 26.359 | 26.359 | 26.359 | 26.359 | 26.359 | 26.359 | 26.359 | 26.359 | 26.359 | 26.359 | 26.359 | 26.359 | 26.359 | 26.359 | 26.359 | 26.359 | 26.359 | 26.359 | 26.359 | 26.359 | 26.359 | 26.359 | 26.359 | 26.359 | 26.359 | 26.359 | 26.359 | 26.359 | 26.359 | 26.359 | 26.359 | 26.359 | 26.359
1139 | 26.3612 | 26.3612 | 26.3612 | 26.3612 | 26.3612 | 26.3612 | 26.3612 | 26.3612 | 26.3612 | 26.3612 | 26.3612 | 26.3612 | 26.3612 | 26.3612 | 26.3612 | 26.3612 | 26.3612 | 26.3612 | 26.3612 | 26.3612 | 26.3612 | 26.3612 | 26.3612 | 26.3612 | 26.3612 | 26.3612 | 26.3612 | 26.3612 | 26.3612 | 26.3612 | 26.3612 | 26.3612 | 26.3612 | 26.3612 | 26.3612 | 26.3612 | 26.3612 | 26.3612 | 26.3612 | 26.3612 | 26.3612 | 26.3612 | 26.3612 | 26.3612 | 26.3612 | 26.3612 | 26.3612 | 26.3612 | 26.3612 | 26.3612 | 26.3612 | 26.3612 | 26.3612 | 26.3612 | 26.3612 | 26.3612 | 26.3612 | 26.3612 | 26.3612 | 26.3612
1140 | 26.3634 | 26.3634 | 26.3634 | 26.3634 | 26.3634 | 26.3634 | 26.3634 | 26.3634 | 26.3634 | 26.3634 | 26.3634 | 26.3634 | 26.3634 | 26.3634 | 26.3634 | 26.3634 | 26.3634 | 26.3634 | 26.3634 | 26.3634 | 26.3634 | 26.3634 | 26.3634 | 26.3634 | 26.3634 | 26.3634 | 26.3634 | 26.3634 | 26.3634 | 26.3634 | 26.3634 | 26.3634 | 26.3634 | 26.3634 | 26.3634 | 26.3634 | 26.3634 | 26.3634 | 26.3634 | 26.3634 | 26.3634 | 26.3634 | 26.3634 | 26.3634 | 26.3634 | 26.3634 | 26.3634 | 26.3634 | 26.3634 | 26.3634 | 26.3634 | 26.3634 | 26.3634 | 26.3634 | 26.3634 | 26.3634 | 26.3634 | 26.3634 | 26.3634 | 26.3634
1141 | 26.3655 | 26.3655 | 26.3655 | 26.3655 | 26.3655 | 26.3655 | 26.3655 | 26.3655 | 26.3655 | 26.3655 | 26.3655 | 26.3655 | 26.3655 | 26.3655 | 26.3655 | 26.3655 | 26.3655 | 26.3655 | 26.3655 | 26.3655 | 26.3655 | 26.3655 | 26.3655 | 26.3655 | 26.3655 | 26.3655 | 26.3655 | 26.3655 | 26.3655 | 26.3655 | 26.3655 | 26.3655 | 26.3655 | 26.3655 | 26.3655 | 26.3655 | 26.3655 | 26.3655 | 26.3655 | 26.3655 | 26.3655 | 26.3655 | 26.3655 | 26.3655 | 26.3655 | 26.3655 | 26.3655 | 26.3655 | 26.3655 | 26.3655 | 26.3655 | 26.3655 | 26.3655 | 26.3655 | 26.3655 | 26.3655 | 26.3655 | 26.3655 | 26.3655 | 26.3655
1142 | 26.3677 | 26.3677 | 26.3677 | 26.3677 | 26.3677 | 26.3677 | 26.3677 | 26.3677 | 26.3677 | 26.3677 | 26.3677 | 26.3677 | 26.3677 | 26.3677 | 26.3677 | 26.3677 | 26.3677 | 26.3677 | 26.3677 | 26.3677 | 26.3677 | 26.3677 | 26.3677 | 26.3677 | 26.3677 | 26.3677 | 26.3677 | 26.3677 | 26.3677 | 26.3677 | 26.3677 | 26.3677 | 26.3677 | 26.3677 | 26.3677 | 26.3677 | 26.3677 | 26.3677 | 26.3677 | 26.3677 | 26.3677 | 26.3677 | 26.3677 | 26.3677 | 26.3677 | 26.3677 | 26.3677 | 26.3677 | 26.3677 | 26.3677 | 26.3677 | 26.3677 | 26.3677 | 26.3677 | 26.3677 | 26.3677 | 26.3677 | 26.3677 | 26.3677 | 26.3677
1143 | 26.3699 | 26.3699 | 26.3699 | 26.3699 | 26.3699 | 26.3699 | 26.3699 | 26.3699 | 26.3699 | 26.3699 | 26.3699 | 26.3699 | 26.3699 | 26.3699 | 26.3699 | 26.3699 | 26.3699 | 26.3699 | 26.3699 | 26.3699 | 26.3699 | 26.3699 | 26.3699 | 26.3699 | 26.3699 | 26.3699 | 26.3699 | 26.3699 | 26.3699 | 26.3699 | 26.3699 | 26.3699 | 26.3699 | 26.3699 | 26.3699 | 26.3699 | 26.3699 | 26.3699 | 26.3699 | 26.3699 | 26.3699 | 26.3699 | 26.3699 | 26.3699 | 26.3699 | 26.3699 | 26.3699 | 26.3699 | 26.3699 | 26.3699 | 26.3699 | 26.3699 | 26.3699 | 26.3699 | 26.3699 | 26.3699 | 26.3699 | 26.3699 | 26.3699 | 26.3699
1144 | 26.3721 | 26.3721 | 26.3721 | 26.3721 | 26.3721 | 26.3721 | 26.3721 | 26.3721 | 26.3721 | 26.3721 | 26.3721 | 26.3721 | 26.3721 | 26.3721 | 26.3721 | 26.3721 | 26.3721 | 26.3721 | 26.3721 | 26.3721 | 26.3721 | 26.3721 | 26.3721 | 26.3721 | 26.3721 | 26.3721 | 26.3721 | 26.3721 | 26.3721 | 26.3721 | 26.3721 | 26.3721 | 26.3721 | 26.3721 | 26.3721 | 26.3721 | 26.3721 | 26.3721 | 26.3721 | 26.3721 | 26.3721 | 26.3721 | 26.3721 | 26.3721 | 26.3721 | 26.3721 | 26.3721 | 26.3721 | 26.3721 | 26.3721 | 26.3721 | 26.3721 | 26.3721 | 26.3721 | 26.3721 | 26.3721 | 26.3721 | 26.3721 | 26.3721 | 26.3721
1145 | 26.3743 | 26.3743 | 26.3743 | 26.3743 | 26.3743 | 26.3743 | 26.3743 | 26.3743 | 26.3743 | 26.3743 | 26.3743 | 26.3743 | 26.3743 | 26.3743 | 26.3743 | 26.3743 | 26.3743 | 26.3743 | 26.3743 | 26.3743 | 26.3743 | 26.3743 | 26.3743 | 26.3743 | 26.3743 | 26.3743 | 26.3743 | 26.3743 | 26.3743 | 26.3743 | 26.3743 | 26.3743 | 26.3743 | 26.3743 | 26.3743 | 26.3743 | 26.3743 | 26.3743 | 26.3743 | 26.3743 | 26.3743 | 26.3743 | 26.3743 | 26.3743 | 26.3743 | 26.3743 | 26.3743 | 26.3743 | 26.3743 | 26.3743 | 26.3743 | 26.3743 | 26.3743 | 26.3743 | 26.3743 | 26.3743 | 26.3743 | 26.3743 | 26.3743 | 26.3743
1146 | 26.3765 | 26.3765 | 26.3765 | 26.3765 | 26.3765 | 26.3765 | 26.3765 | 26.3765 | 26.3765 | 26.3765 | 26.3765 | 26.3765 | 26.3765 | 26.3765 | 26.3765 | 26.3765 | 26.3765 | 26.3765 | 26.3765 | 26.3765 | 26.3765 | 26.3765 | 26.3765 | 26.3765 | 26.3765 | 26.3765 | 26.3765 | 26.3765 | 26.3765 | 26.3765 | 26.3765 | 26.3765 | 26.3765 | 26.3765 | 26.3765 | 26.3765 | 26.3765 | 26.3765 | 26.3765 | 26.3765 | 26.3765 | 26.3765 | 26.3765 | 26.3765 | 26.3765 | 26.3765 | 26.3765 | 26.3765 | 26.3765 | 26.3765 | 26.3765 | 26.3765 | 26.3765 | 26.3765 | 26.3765 | 26.3765 | 26.3765 | 26.3765 | 26.3765 | 26.3765
1147 | 26.3787 | 26.3787 | 26.3787 | 26.3787 | 26.3787 | 26.3787 | 26.3787 | 26.3787 | 26.3787 | 26.3787 | 26.3787 | 26.3787 | 26.3787 | 26.3787 | 26.3787 | 26.3787 | 26.3787 | 26.3787 | 26.3787 | 26.3787 | 26.3787 | 26.3787 | 26.3787 | 26.3787 | 26.3787 | 26.3787 | 26.3787 | 26.3787 | 26.3787 | 26.3787 | 26.3787 | 26.3787 | 26.3787 | 26.3787 | 26.3787 | 26.3787 | 26.3787 | 26.3787 | 26.3787 | 26.3787 | 26.3787 | 26.3787 | 26.3787 | 26.3787 | 26.3787 | 26.3787 | 26.3787 | 26.3787 | 26.3787 | 26.3787 | 26.3787 | 26.3787 | 26.3787 | 26.3787 | 26.3787 | 26.3787 | 26.3787 | 26.3787 | 26.3787 | 26.3787
1148 | 26.3808 | 26.3808 | 26.3808 | 26.3808 | 26.3808 | 26.3808 | 26.3808 | 26.3808 | 26.3808 | 26.3808 | 26.3808 | 26.3808 | 26.3808 | 26.3808 | 26.3808 | 26.3808 | 26.3808 | 26.3808 | 26.3808 | 26.3808 | 26.3808 | 26.3808 | 26.3808 | 26.3808 | 26.3808 | 26.3808 | 26.3808 | 26.3808 | 26.3808 | 26.3808 | 26.3808 | 26.3808 | 26.3808 | 26.3808 | 26.3808 | 26.3808 | 26.3808 | 26.3808 | 26.3808 | 26.3808 | 26.3808 | 26.3808 | 26.3808 | 26.3808 | 26.3808 | 26.3808 | 26.3808 | 26.3808 | 26.3808 | 26.3808 | 26.3808 | 26.3808 | 26.3808 | 26.3808 | 26.3808 | 26.3808 | 26.3808 | 26.3808 | 26.3808 | 26.3808
1149 | 26.383 | 26.383 | 26.383 | 26.383 | 26.383 | 26.383 | 26.383 | 26.383 | 26.383 | 26.383 | 26.383 | 26.383 | 26.383 | 26.383 | 26.383 | 26.383 | 26.383 | 26.383 | 26.383 | 26.383 | 26.383 | 26.383 | 26.383 | 26.383 | 26.383 | 26.383 | 26.383 | 26.383 | 26.383 | 26.383 | 26.383 | 26.383 | 26.383 | 26.383 | 26.383 | 26.383 | 26.383 | 26.383 | 26.383 | 26.383 | 26.383 | 26.383 | 26.383 | 26.383 | 26.383 | 26.383 | 26.383 | 26.383 | 26.383 | 26.383 | 26.383 | 26.383 | 26.383 | 26.383 | 26.383 | 26.383 | 26.383 | 26.383 | 26.383 | 26.383
1150 | 26.3852 | 26.3852 | 26.3852 | 26.3852 | 26.3852 | 26.3852 | 26.3852 | 26.3852 | 26.3852 | 26.3852 | 26.3852 | 26.3852 | 26.3852 | 26.3852 | 26.3852 | 26.3852 | 26.3852 | 26.3852 | 26.3852 | 26.3852 | 26.3852 | 26.3852 | 26.3852 | 26.3852 | 26.3852 | 26.3852 | 26.3852 | 26.3852 | 26.3852 | 26.3852 | 26.3852 | 26.3852 | 26.3852 | 26.3852 | 26.3852 | 26.3852 | 26.3852 | 26.3852 | 26.3852 | 26.3852 | 26.3852 | 26.3852 | 26.3852 | 26.3852 | 26.3852 | 26.3852 | 26.3852 | 26.3852 | 26.3852 | 26.3852 | 26.3852 | 26.3852 | 26.3852 | 26.3852 | 26.3852 | 26.3852 | 26.3852 | 26.3852 | 26.3852 | 26.3852
1151 | 26.3874 | 26.3874 | 26.3874 | 26.3874 | 26.3874 | 26.3874 | 26.3874 | 26.3874 | 26.3874 | 26.3874 | 26.3874 | 26.3874 | 26.3874 | 26.3874 | 26.3874 | 26.3874 | 26.3874 | 26.3874 | 26.3874 | 26.3874 | 26.3874 | 26.3874 | 26.3874 | 26.3874 | 26.3874 | 26.3874 | 26.3874 | 26.3874 | 26.3874 | 26.3874 | 26.3874 | 26.3874 | 26.3874 | 26.3874 | 26.3874 | 26.3874 | 26.3874 | 26.3874 | 26.3874 | 26.3874 | 26.3874 | 26.3874 | 26.3874 | 26.3874 | 26.3874 | 26.3874 | 26.3874 | 26.3874 | 26.3874 | 26.3874 | 26.3874 | 26.3874 | 26.3874 | 26.3874 | 26.3874 | 26.3874 | 26.3874 | 26.3874 | 26.3874 | 26.3874
1152 | 26.3895 | 26.3895 | 26.3895 | 26.3895 | 26.3895 | 26.3895 | 26.3895 | 26.3895 | 26.3895 | 26.3895 | 26.3895 | 26.3895 | 26.3895 | 26.3895 | 26.3895 | 26.3895 | 26.3895 | 26.3895 | 26.3895 | 26.3895 | 26.3895 | 26.3895 | 26.3895 | 26.3895 | 26.3895 | 26.3895 | 26.3895 | 26.3895 | 26.3895 | 26.3895 | 26.3895 | 26.3895 | 26.3895 | 26.3895 | 26.3895 | 26.3895 | 26.3895 | 26.3895 | 26.3895 | 26.3895 | 26.3895 | 26.3895 | 26.3895 | 26.3895 | 26.3895 | 26.3895 | 26.3895 | 26.3895 | 26.3895 | 26.3895 | 26.3895 | 26.3895 | 26.3895 | 26.3895 | 26.3895 | 26.3895 | 26.3895 | 26.3895 | 26.3895 | 26.3895
1153 | 26.3917 | 26.3917 | 26.3917 | 26.3917 | 26.3917 | 26.3917 | 26.3917 | 26.3917 | 26.3917 | 26.3917 | 26.3917 | 26.3917 | 26.3917 | 26.3917 | 26.3917 | 26.3917 | 26.3917 | 26.3917 | 26.3917 | 26.3917 | 26.3917 | 26.3917 | 26.3917 | 26.3917 | 26.3917 | 26.3917 | 26.3917 | 26.3917 | 26.3917 | 26.3917 | 26.3917 | 26.3917 | 26.3917 | 26.3917 | 26.3917 | 26.3917 | 26.3917 | 26.3917 | 26.3917 | 26.3917 | 26.3917 | 26.3917 | 26.3917 | 26.3917 | 26.3917 | 26.3917 | 26.3917 | 26.3917 | 26.3917 | 26.3917 | 26.3917 | 26.3917 | 26.3917 | 26.3917 | 26.3917 | 26.3917 | 26.3917 | 26.3917 | 26.3917 | 26.3917
1154 | 26.3939 | 26.3939 | 26.3939 | 26.3939 | 26.3939 | 26.3939 | 26.3939 | 26.3939 | 26.3939 | 26.3939 | 26.3939 | 26.3939 | 26.3939 | 26.3939 | 26.3939 | 26.3939 | 26.3939 | 26.3939 | 26.3939 | 26.3939 | 26.3939 | 26.3939 | 26.3939 | 26.3939 | 26.3939 | 26.3939 | 26.3939 | 26.3939 | 26.3939 | 26.3939 | 26.3939 | 26.3939 | 26.3939 | 26.3939 | 26.3939 | 26.3939 | 26.3939 | 26.3939 | 26.3939 | 26.3939 | 26.3939 | 26.3939 | 26.3939 | 26.3939 | 26.3939 | 26.3939 | 26.3939 | 26.3939 | 26.3939 | 26.3939 | 26.3939 | 26.3939 | 26.3939 | 26.3939 | 26.3939 | 26.3939 | 26.3939 | 26.3939 | 26.3939 | 26.3939
1155 | 26.396 | 26.396 | 26.396 | 26.396 | 26.396 | 26.396 | 26.396 | 26.396 | 26.396 | 26.396 | 26.396 | 26.396 | 26.396 | 26.396 | 26.396 | 26.396 | 26.396 | 26.396 | 26.396 | 26.396 | 26.396 | 26.396 | 26.396 | 26.396 | 26.396 | 26.396 | 26.396 | 26.396 | 26.396 | 26.396 | 26.396 | 26.396 | 26.396 | 26.396 | 26.396 | 26.396 | 26.396 | 26.396 | 26.396 | 26.396 | 26.396 | 26.396 | 26.396 | 26.396 | 26.396 | 26.396 | 26.396 | 26.396 | 26.396 | 26.396 | 26.396 | 26.396 | 26.396 | 26.396 | 26.396 | 26.396 | 26.396 | 26.396 | 26.396 | 26.396
1156 | 26.3982 | 26.3982 | 26.3982 | 26.3982 | 26.3982 | 26.3982 | 26.3982 | 26.3982 | 26.3982 | 26.3982 | 26.3982 | 26.3982 | 26.3982 | 26.3982 | 26.3982 | 26.3982 | 26.3982 | 26.3982 | 26.3982 | 26.3982 | 26.3982 | 26.3982 | 26.3982 | 26.3982 | 26.3982 | 26.3982 | 26.3982 | 26.3982 | 26.3982 | 26.3982 | 26.3982 | 26.3982 | 26.3982 | 26.3982 | 26.3982 | 26.3982 | 26.3982 | 26.3982 | 26.3982 | 26.3982 | 26.3982 | 26.3982 | 26.3982 | 26.3982 | 26.3982 | 26.3982 | 26.3982 | 26.3982 | 26.3982 | 26.3982 | 26.3982 | 26.3982 | 26.3982 | 26.3982 | 26.3982 | 26.3982 | 26.3982 | 26.3982 | 26.3982 | 26.3982
1157 | 26.4004 | 26.4004 | 26.4004 | 26.4004 | 26.4004 | 26.4004 | 26.4004 | 26.4004 | 26.4004 | 26.4004 | 26.4004 | 26.4004 | 26.4004 | 26.4004 | 26.4004 | 26.4004 | 26.4004 | 26.4004 | 26.4004 | 26.4004 | 26.4004 | 26.4004 | 26.4004 | 26.4004 | 26.4004 | 26.4004 | 26.4004 | 26.4004 | 26.4004 | 26.4004 | 26.4004 | 26.4004 | 26.4004 | 26.4004 | 26.4004 | 26.4004 | 26.4004 | 26.4004 | 26.4004 | 26.4004 | 26.4004 | 26.4004 | 26.4004 | 26.4004 | 26.4004 | 26.4004 | 26.4004 | 26.4004 | 26.4004 | 26.4004 | 26.4004 | 26.4004 | 26.4004 | 26.4004 | 26.4004 | 26.4004 | 26.4004 | 26.4004 | 26.4004 | 26.4004
1158 | 26.4025 | 26.4025 | 26.4025 | 26.4025 | 26.4025 | 26.4025 | 26.4025 | 26.4025 | 26.4025 | 26.4025 | 26.4025 | 26.4025 | 26.4025 | 26.4025 | 26.4025 | 26.4025 | 26.4025 | 26.4025 | 26.4025 | 26.4025 | 26.4025 | 26.4025 | 26.4025 | 26.4025 | 26.4025 | 26.4025 | 26.4025 | 26.4025 | 26.4025 | 26.4025 | 26.4025 | 26.4025 | 26.4025 | 26.4025 | 26.4025 | 26.4025 | 26.4025 | 26.4025 | 26.4025 | 26.4025 | 26.4025 | 26.4025 | 26.4025 | 26.4025 | 26.4025 | 26.4025 | 26.4025 | 26.4025 | 26.4025 | 26.4025 | 26.4025 | 26.4025 | 26.4025 | 26.4025 | 26.4025 | 26.4025 | 26.4025 | 26.4025 | 26.4025 | 26.4025
1159 | 26.4047 | 26.4047 | 26.4047 | 26.4047 | 26.4047 | 26.4047 | 26.4047 | 26.4047 | 26.4047 | 26.4047 | 26.4047 | 26.4047 | 26.4047 | 26.4047 | 26.4047 | 26.4047 | 26.4047 | 26.4047 | 26.4047 | 26.4047 | 26.4047 | 26.4047 | 26.4047 | 26.4047 | 26.4047 | 26.4047 | 26.4047 | 26.4047 | 26.4047 | 26.4047 | 26.4047 | 26.4047 | 26.4047 | 26.4047 | 26.4047 | 26.4047 | 26.4047 | 26.4047 | 26.4047 | 26.4047 | 26.4047 | 26.4047 | 26.4047 | 26.4047 | 26.4047 | 26.4047 | 26.4047 | 26.4047 | 26.4047 | 26.4047 | 26.4047 | 26.4047 | 26.4047 | 26.4047 | 26.4047 | 26.4047 | 26.4047 | 26.4047 | 26.4047 | 26.4047
1160 | 26.4068 | 26.4068 | 26.4068 | 26.4068 | 26.4068 | 26.4068 | 26.4068 | 26.4068 | 26.4068 | 26.4068 | 26.4068 | 26.4068 | 26.4068 | 26.4068 | 26.4068 | 26.4068 | 26.4068 | 26.4068 | 26.4068 | 26.4068 | 26.4068 | 26.4068 | 26.4068 | 26.4068 | 26.4068 | 26.4068 | 26.4068 | 26.4068 | 26.4068 | 26.4068 | 26.4068 | 26.4068 | 26.4068 | 26.4068 | 26.4068 | 26.4068 | 26.4068 | 26.4068 | 26.4068 | 26.4068 | 26.4068 | 26.4068 | 26.4068 | 26.4068 | 26.4068 | 26.4068 | 26.4068 | 26.4068 | 26.4068 | 26.4068 | 26.4068 | 26.4068 | 26.4068 | 26.4068 | 26.4068 | 26.4068 | 26.4068 | 26.4068 | 26.4068 | 26.4068
1161 | 26.409 | 26.409 | 26.409 | 26.409 | 26.409 | 26.409 | 26.409 | 26.409 | 26.409 | 26.409 | 26.409 | 26.409 | 26.409 | 26.409 | 26.409 | 26.409 | 26.409 | 26.409 | 26.409 | 26.409 | 26.409 | 26.409 | 26.409 | 26.409 | 26.409 | 26.409 | 26.409 | 26.409 | 26.409 | 26.409 | 26.409 | 26.409 | 26.409 | 26.409 | 26.409 | 26.409 | 26.409 | 26.409 | 26.409 | 26.409 | 26.409 | 26.409 | 26.409 | 26.409 | 26.409 | 26.409 | 26.409 | 26.409 | 26.409 | 26.409 | 26.409 | 26.409 | 26.409 | 26.409 | 26.409 | 26.409 | 26.409 | 26.409 | 26.409 | 26.409
1162 | 26.4111 | 26.4111 | 26.4111 | 26.4111 | 26.4111 | 26.4111 | 26.4111 | 26.4111 | 26.4111 | 26.4111 | 26.4111 | 26.4111 | 26.4111 | 26.4111 | 26.4111 | 26.4111 | 26.4111 | 26.4111 | 26.4111 | 26.4111 | 26.4111 | 26.4111 | 26.4111 | 26.4111 | 26.4111 | 26.4111 | 26.4111 | 26.4111 | 26.4111 | 26.4111 | 26.4111 | 26.4111 | 26.4111 | 26.4111 | 26.4111 | 26.4111 | 26.4111 | 26.4111 | 26.4111 | 26.4111 | 26.4111 | 26.4111 | 26.4111 | 26.4111 | 26.4111 | 26.4111 | 26.4111 | 26.4111 | 26.4111 | 26.4111 | 26.4111 | 26.4111 | 26.4111 | 26.4111 | 26.4111 | 26.4111 | 26.4111 | 26.4111 | 26.4111 | 26.4111
1163 | 26.4133 | 26.4133 | 26.4133 | 26.4133 | 26.4133 | 26.4133 | 26.4133 | 26.4133 | 26.4133 | 26.4133 | 26.4133 | 26.4133 | 26.4133 | 26.4133 | 26.4133 | 26.4133 | 26.4133 | 26.4133 | 26.4133 | 26.4133 | 26.4133 | 26.4133 | 26.4133 | 26.4133 | 26.4133 | 26.4133 | 26.4133 | 26.4133 | 26.4133 | 26.4133 | 26.4133 | 26.4133 | 26.4133 | 26.4133 | 26.4133 | 26.4133 | 26.4133 | 26.4133 | 26.4133 | 26.4133 | 26.4133 | 26.4133 | 26.4133 | 26.4133 | 26.4133 | 26.4133 | 26.4133 | 26.4133 | 26.4133 | 26.4133 | 26.4133 | 26.4133 | 26.4133 | 26.4133 | 26.4133 | 26.4133 | 26.4133 | 26.4133 | 26.4133 | 26.4133
1164 | 26.4154 | 26.4154 | 26.4154 | 26.4154 | 26.4154 | 26.4154 | 26.4154 | 26.4154 | 26.4154 | 26.4154 | 26.4154 | 26.4154 | 26.4154 | 26.4154 | 26.4154 | 26.4154 | 26.4154 | 26.4154 | 26.4154 | 26.4154 | 26.4154 | 26.4154 | 26.4154 | 26.4154 | 26.4154 | 26.4154 | 26.4154 | 26.4154 | 26.4154 | 26.4154 | 26.4154 | 26.4154 | 26.4154 | 26.4154 | 26.4154 | 26.4154 | 26.4154 | 26.4154 | 26.4154 | 26.4154 | 26.4154 | 26.4154 | 26.4154 | 26.4154 | 26.4154 | 26.4154 | 26.4154 | 26.4154 | 26.4154 | 26.4154 | 26.4154 | 26.4154 | 26.4154 | 26.4154 | 26.4154 | 26.4154 | 26.4154 | 26.4154 | 26.4154 | 26.4154
1165 | 26.4176 | 26.4176 | 26.4176 | 26.4176 | 26.4176 | 26.4176 | 26.4176 | 26.4176 | 26.4176 | 26.4176 | 26.4176 | 26.4176 | 26.4176 | 26.4176 | 26.4176 | 26.4176 | 26.4176 | 26.4176 | 26.4176 | 26.4176 | 26.4176 | 26.4176 | 26.4176 | 26.4176 | 26.4176 | 26.4176 | 26.4176 | 26.4176 | 26.4176 | 26.4176 | 26.4176 | 26.4176 | 26.4176 | 26.4176 | 26.4176 | 26.4176 | 26.4176 | 26.4176 | 26.4176 | 26.4176 | 26.4176 | 26.4176 | 26.4176 | 26.4176 | 26.4176 | 26.4176 | 26.4176 | 26.4176 | 26.4176 | 26.4176 | 26.4176 | 26.4176 | 26.4176 | 26.4176 | 26.4176 | 26.4176 | 26.4176 | 26.4176 | 26.4176 | 26.4176
1166 | 26.4197 | 26.4197 | 26.4197 | 26.4197 | 26.4197 | 26.4197 | 26.4197 | 26.4197 | 26.4197 | 26.4197 | 26.4197 | 26.4197 | 26.4197 | 26.4197 | 26.4197 | 26.4197 | 26.4197 | 26.4197 | 26.4197 | 26.4197 | 26.4197 | 26.4197 | 26.4197 | 26.4197 | 26.4197 | 26.4197 | 26.4197 | 26.4197 | 26.4197 | 26.4197 | 26.4197 | 26.4197 | 26.4197 | 26.4197 | 26.4197 | 26.4197 | 26.4197 | 26.4197 | 26.4197 | 26.4197 | 26.4197 | 26.4197 | 26.4197 | 26.4197 | 26.4197 | 26.4197 | 26.4197 | 26.4197 | 26.4197 | 26.4197 | 26.4197 | 26.4197 | 26.4197 | 26.4197 | 26.4197 | 26.4197 | 26.4197 | 26.4197 | 26.4197 | 26.4197
1167 | 26.4219 | 26.4219 | 26.4219 | 26.4219 | 26.4219 | 26.4219 | 26.4219 | 26.4219 | 26.4219 | 26.4219 | 26.4219 | 26.4219 | 26.4219 | 26.4219 | 26.4219 | 26.4219 | 26.4219 | 26.4219 | 26.4219 | 26.4219 | 26.4219 | 26.4219 | 26.4219 | 26.4219 | 26.4219 | 26.4219 | 26.4219 | 26.4219 | 26.4219 | 26.4219 | 26.4219 | 26.4219 | 26.4219 | 26.4219 | 26.4219 | 26.4219 | 26.4219 | 26.4219 | 26.4219 | 26.4219 | 26.4219 | 26.4219 | 26.4219 | 26.4219 | 26.4219 | 26.4219 | 26.4219 | 26.4219 | 26.4219 | 26.4219 | 26.4219 | 26.4219 | 26.4219 | 26.4219 | 26.4219 | 26.4219 | 26.4219 | 26.4219 | 26.4219 | 26.4219
1168 | 26.424 | 26.424 | 26.424 | 26.424 | 26.424 | 26.424 | 26.424 | 26.424 | 26.424 | 26.424 | 26.424 | 26.424 | 26.424 | 26.424 | 26.424 | 26.424 | 26.424 | 26.424 | 26.424 | 26.424 | 26.424 | 26.424 | 26.424 | 26.424 | 26.424 | 26.424 | 26.424 | 26.424 | 26.424 | 26.424 | 26.424 | 26.424 | 26.424 | 26.424 | 26.424 | 26.424 | 26.424 | 26.424 | 26.424 | 26.424 | 26.424 | 26.424 | 26.424 | 26.424 | 26.424 | 26.424 | 26.424 | 26.424 | 26.424 | 26.424 | 26.424 | 26.424 | 26.424 | 26.424 | 26.424 | 26.424 | 26.424 | 26.424 | 26.424 | 26.424
1169 | 26.4262 | 26.4262 | 26.4262 | 26.4262 | 26.4262 | 26.4262 | 26.4262 | 26.4262 | 26.4262 | 26.4262 | 26.4262 | 26.4262 | 26.4262 | 26.4262 | 26.4262 | 26.4262 | 26.4262 | 26.4262 | 26.4262 | 26.4262 | 26.4262 | 26.4262 | 26.4262 | 26.4262 | 26.4262 | 26.4262 | 26.4262 | 26.4262 | 26.4262 | 26.4262 | 26.4262 | 26.4262 | 26.4262 | 26.4262 | 26.4262 | 26.4262 | 26.4262 | 26.4262 | 26.4262 | 26.4262 | 26.4262 | 26.4262 | 26.4262 | 26.4262 | 26.4262 | 26.4262 | 26.4262 | 26.4262 | 26.4262 | 26.4262 | 26.4262 | 26.4262 | 26.4262 | 26.4262 | 26.4262 | 26.4262 | 26.4262 | 26.4262 | 26.4262 | 26.4262
1170 | 26.4283 | 26.4283 | 26.4283 | 26.4283 | 26.4283 | 26.4283 | 26.4283 | 26.4283 | 26.4283 | 26.4283 | 26.4283 | 26.4283 | 26.4283 | 26.4283 | 26.4283 | 26.4283 | 26.4283 | 26.4283 | 26.4283 | 26.4283 | 26.4283 | 26.4283 | 26.4283 | 26.4283 | 26.4283 | 26.4283 | 26.4283 | 26.4283 | 26.4283 | 26.4283 | 26.4283 | 26.4283 | 26.4283 | 26.4283 | 26.4283 | 26.4283 | 26.4283 | 26.4283 | 26.4283 | 26.4283 | 26.4283 | 26.4283 | 26.4283 | 26.4283 | 26.4283 | 26.4283 | 26.4283 | 26.4283 | 26.4283 | 26.4283 | 26.4283 | 26.4283 | 26.4283 | 26.4283 | 26.4283 | 26.4283 | 26.4283 | 26.4283 | 26.4283 | 26.4283
1171 | 26.4304 | 26.4304 | 26.4304 | 26.4304 | 26.4304 | 26.4304 | 26.4304 | 26.4304 | 26.4304 | 26.4304 | 26.4304 | 26.4304 | 26.4304 | 26.4304 | 26.4304 | 26.4304 | 26.4304 | 26.4304 | 26.4304 | 26.4304 | 26.4304 | 26.4304 | 26.4304 | 26.4304 | 26.4304 | 26.4304 | 26.4304 | 26.4304 | 26.4304 | 26.4304 | 26.4304 | 26.4304 | 26.4304 | 26.4304 | 26.4304 | 26.4304 | 26.4304 | 26.4304 | 26.4304 | 26.4304 | 26.4304 | 26.4304 | 26.4304 | 26.4304 | 26.4304 | 26.4304 | 26.4304 | 26.4304 | 26.4304 | 26.4304 | 26.4304 | 26.4304 | 26.4304 | 26.4304 | 26.4304 | 26.4304 | 26.4304 | 26.4304 | 26.4304 | 26.4304
1172 | 26.4326 | 26.4326 | 26.4326 | 26.4326 | 26.4326 | 26.4326 | 26.4326 | 26.4326 | 26.4326 | 26.4326 | 26.4326 | 26.4326 | 26.4326 | 26.4326 | 26.4326 | 26.4326 | 26.4326 | 26.4326 | 26.4326 | 26.4326 | 26.4326 | 26.4326 | 26.4326 | 26.4326 | 26.4326 | 26.4326 | 26.4326 | 26.4326 | 26.4326 | 26.4326 | 26.4326 | 26.4326 | 26.4326 | 26.4326 | 26.4326 | 26.4326 | 26.4326 | 26.4326 | 26.4326 | 26.4326 | 26.4326 | 26.4326 | 26.4326 | 26.4326 | 26.4326 | 26.4326 | 26.4326 | 26.4326 | 26.4326 | 26.4326 | 26.4326 | 26.4326 | 26.4326 | 26.4326 | 26.4326 | 26.4326 | 26.4326 | 26.4326 | 26.4326 | 26.4326
1173 | 26.4347 | 26.4347 | 26.4347 | 26.4347 | 26.4347 | 26.4347 | 26.4347 | 26.4347 | 26.4347 | 26.4347 | 26.4347 | 26.4347 | 26.4347 | 26.4347 | 26.4347 | 26.4347 | 26.4347 | 26.4347 | 26.4347 | 26.4347 | 26.4347 | 26.4347 | 26.4347 | 26.4347 | 26.4347 | 26.4347 | 26.4347 | 26.4347 | 26.4347 | 26.4347 | 26.4347 | 26.4347 | 26.4347 | 26.4347 | 26.4347 | 26.4347 | 26.4347 | 26.4347 | 26.4347 | 26.4347 | 26.4347 | 26.4347 | 26.4347 | 26.4347 | 26.4347 | 26.4347 | 26.4347 | 26.4347 | 26.4347 | 26.4347 | 26.4347 | 26.4347 | 26.4347 | 26.4347 | 26.4347 | 26.4347 | 26.4347 | 26.4347 | 26.4347 | 26.4347
1174 | 26.4368 | 26.4368 | 26.4368 | 26.4368 | 26.4368 | 26.4368 | 26.4368 | 26.4368 | 26.4368 | 26.4368 | 26.4368 | 26.4368 | 26.4368 | 26.4368 | 26.4368 | 26.4368 | 26.4368 | 26.4368 | 26.4368 | 26.4368 | 26.4368 | 26.4368 | 26.4368 | 26.4368 | 26.4368 | 26.4368 | 26.4368 | 26.4368 | 26.4368 | 26.4368 | 26.4368 | 26.4368 | 26.4368 | 26.4368 | 26.4368 | 26.4368 | 26.4368 | 26.4368 | 26.4368 | 26.4368 | 26.4368 | 26.4368 | 26.4368 | 26.4368 | 26.4368 | 26.4368 | 26.4368 | 26.4368 | 26.4368 | 26.4368 | 26.4368 | 26.4368 | 26.4368 | 26.4368 | 26.4368 | 26.4368 | 26.4368 | 26.4368 | 26.4368 | 26.4368
1175 | 26.439 | 26.439 | 26.439 | 26.439 | 26.439 | 26.439 | 26.439 | 26.439 | 26.439 | 26.439 | 26.439 | 26.439 | 26.439 | 26.439 | 26.439 | 26.439 | 26.439 | 26.439 | 26.439 | 26.439 | 26.439 | 26.439 | 26.439 | 26.439 | 26.439 | 26.439 | 26.439 | 26.439 | 26.439 | 26.439 | 26.439 | 26.439 | 26.439 | 26.439 | 26.439 | 26.439 | 26.439 | 26.439 | 26.439 | 26.439 | 26.439 | 26.439 | 26.439 | 26.439 | 26.439 | 26.439 | 26.439 | 26.439 | 26.439 | 26.439 | 26.439 | 26.439 | 26.439 | 26.439 | 26.439 | 26.439 | 26.439 | 26.439 | 26.439 | 26.439
1176 | 26.4411 | 26.4411 | 26.4411 | 26.4411 | 26.4411 | 26.4411 | 26.4411 | 26.4411 | 26.4411 | 26.4411 | 26.4411 | 26.4411 | 26.4411 | 26.4411 | 26.4411 | 26.4411 | 26.4411 | 26.4411 | 26.4411 | 26.4411 | 26.4411 | 26.4411 | 26.4411 | 26.4411 | 26.4411 | 26.4411 | 26.4411 | 26.4411 | 26.4411 | 26.4411 | 26.4411 | 26.4411 | 26.4411 | 26.4411 | 26.4411 | 26.4411 | 26.4411 | 26.4411 | 26.4411 | 26.4411 | 26.4411 | 26.4411 | 26.4411 | 26.4411 | 26.4411 | 26.4411 | 26.4411 | 26.4411 | 26.4411 | 26.4411 | 26.4411 | 26.4411 | 26.4411 | 26.4411 | 26.4411 | 26.4411 | 26.4411 | 26.4411 | 26.4411 | 26.4411
1177 | 26.4432 | 26.4432 | 26.4432 | 26.4432 | 26.4432 | 26.4432 | 26.4432 | 26.4432 | 26.4432 | 26.4432 | 26.4432 | 26.4432 | 26.4432 | 26.4432 | 26.4432 | 26.4432 | 26.4432 | 26.4432 | 26.4432 | 26.4432 | 26.4432 | 26.4432 | 26.4432 | 26.4432 | 26.4432 | 26.4432 | 26.4432 | 26.4432 | 26.4432 | 26.4432 | 26.4432 | 26.4432 | 26.4432 | 26.4432 | 26.4432 | 26.4432 | 26.4432 | 26.4432 | 26.4432 | 26.4432 | 26.4432 | 26.4432 | 26.4432 | 26.4432 | 26.4432 | 26.4432 | 26.4432 | 26.4432 | 26.4432 | 26.4432 | 26.4432 | 26.4432 | 26.4432 | 26.4432 | 26.4432 | 26.4432 | 26.4432 | 26.4432 | 26.4432 | 26.4432
1178 | 26.4453 | 26.4453 | 26.4453 | 26.4453 | 26.4453 | 26.4453 | 26.4453 | 26.4453 | 26.4453 | 26.4453 | 26.4453 | 26.4453 | 26.4453 | 26.4453 | 26.4453 | 26.4453 | 26.4453 | 26.4453 | 26.4453 | 26.4453 | 26.4453 | 26.4453 | 26.4453 | 26.4453 | 26.4453 | 26.4453 | 26.4453 | 26.4453 | 26.4453 | 26.4453 | 26.4453 | 26.4453 | 26.4453 | 26.4453 | 26.4453 | 26.4453 | 26.4453 | 26.4453 | 26.4453 | 26.4453 | 26.4453 | 26.4453 | 26.4453 | 26.4453 | 26.4453 | 26.4453 | 26.4453 | 26.4453 | 26.4453 | 26.4453 | 26.4453 | 26.4453 | 26.4453 | 26.4453 | 26.4453 | 26.4453 | 26.4453 | 26.4453 | 26.4453 | 26.4453
1179 | 26.4474 | 26.4474 | 26.4474 | 26.4474 | 26.4474 | 26.4474 | 26.4474 | 26.4474 | 26.4474 | 26.4474 | 26.4474 | 26.4474 | 26.4474 | 26.4474 | 26.4474 | 26.4474 | 26.4474 | 26.4474 | 26.4474 | 26.4474 | 26.4474 | 26.4474 | 26.4474 | 26.4474 | 26.4474 | 26.4474 | 26.4474 | 26.4474 | 26.4474 | 26.4474 | 26.4474 | 26.4474 | 26.4474 | 26.4474 | 26.4474 | 26.4474 | 26.4474 | 26.4474 | 26.4474 | 26.4474 | 26.4474 | 26.4474 | 26.4474 | 26.4474 | 26.4474 | 26.4474 | 26.4474 | 26.4474 | 26.4474 | 26.4474 | 26.4474 | 26.4474 | 26.4474 | 26.4474 | 26.4474 | 26.4474 | 26.4474 | 26.4474 | 26.4474 | 26.4474
1180 | 26.4496 | 26.4496 | 26.4496 | 26.4496 | 26.4496 | 26.4496 | 26.4496 | 26.4496 | 26.4496 | 26.4496 | 26.4496 | 26.4496 | 26.4496 | 26.4496 | 26.4496 | 26.4496 | 26.4496 | 26.4496 | 26.4496 | 26.4496 | 26.4496 | 26.4496 | 26.4496 | 26.4496 | 26.4496 | 26.4496 | 26.4496 | 26.4496 | 26.4496 | 26.4496 | 26.4496 | 26.4496 | 26.4496 | 26.4496 | 26.4496 | 26.4496 | 26.4496 | 26.4496 | 26.4496 | 26.4496 | 26.4496 | 26.4496 | 26.4496 | 26.4496 | 26.4496 | 26.4496 | 26.4496 | 26.4496 | 26.4496 | 26.4496 | 26.4496 | 26.4496 | 26.4496 | 26.4496 | 26.4496 | 26.4496 | 26.4496 | 26.4496 | 26.4496 | 26.4496
1181 | 26.4517 | 26.4517 | 26.4517 | 26.4517 | 26.4517 | 26.4517 | 26.4517 | 26.4517 | 26.4517 | 26.4517 | 26.4517 | 26.4517 | 26.4517 | 26.4517 | 26.4517 | 26.4517 | 26.4517 | 26.4517 | 26.4517 | 26.4517 | 26.4517 | 26.4517 | 26.4517 | 26.4517 | 26.4517 | 26.4517 | 26.4517 | 26.4517 | 26.4517 | 26.4517 | 26.4517 | 26.4517 | 26.4517 | 26.4517 | 26.4517 | 26.4517 | 26.4517 | 26.4517 | 26.4517 | 26.4517 | 26.4517 | 26.4517 | 26.4517 | 26.4517 | 26.4517 | 26.4517 | 26.4517 | 26.4517 | 26.4517 | 26.4517 | 26.4517 | 26.4517 | 26.4517 | 26.4517 | 26.4517 | 26.4517 | 26.4517 | 26.4517 | 26.4517 | 26.4517
1182 | 26.4538 | 26.4538 | 26.4538 | 26.4538 | 26.4538 | 26.4538 | 26.4538 | 26.4538 | 26.4538 | 26.4538 | 26.4538 | 26.4538 | 26.4538 | 26.4538 | 26.4538 | 26.4538 | 26.4538 | 26.4538 | 26.4538 | 26.4538 | 26.4538 | 26.4538 | 26.4538 | 26.4538 | 26.4538 | 26.4538 | 26.4538 | 26.4538 | 26.4538 | 26.4538 | 26.4538 | 26.4538 | 26.4538 | 26.4538 | 26.4538 | 26.4538 | 26.4538 | 26.4538 | 26.4538 | 26.4538 | 26.4538 | 26.4538 | 26.4538 | 26.4538 | 26.4538 | 26.4538 | 26.4538 | 26.4538 | 26.4538 | 26.4538 | 26.4538 | 26.4538 | 26.4538 | 26.4538 | 26.4538 | 26.4538 | 26.4538 | 26.4538 | 26.4538 | 26.4538
1183 | 26.4559 | 26.4559 | 26.4559 | 26.4559 | 26.4559 | 26.4559 | 26.4559 | 26.4559 | 26.4559 | 26.4559 | 26.4559 | 26.4559 | 26.4559 | 26.4559 | 26.4559 | 26.4559 | 26.4559 | 26.4559 | 26.4559 | 26.4559 | 26.4559 | 26.4559 | 26.4559 | 26.4559 | 26.4559 | 26.4559 | 26.4559 | 26.4559 | 26.4559 | 26.4559 | 26.4559 | 26.4559 | 26.4559 | 26.4559 | 26.4559 | 26.4559 | 26.4559 | 26.4559 | 26.4559 | 26.4559 | 26.4559 | 26.4559 | 26.4559 | 26.4559 | 26.4559 | 26.4559 | 26.4559 | 26.4559 | 26.4559 | 26.4559 | 26.4559 | 26.4559 | 26.4559 | 26.4559 | 26.4559 | 26.4559 | 26.4559 | 26.4559 | 26.4559 | 26.4559
1184 | 26.458 | 26.458 | 26.458 | 26.458 | 26.458 | 26.458 | 26.458 | 26.458 | 26.458 | 26.458 | 26.458 | 26.458 | 26.458 | 26.458 | 26.458 | 26.458 | 26.458 | 26.458 | 26.458 | 26.458 | 26.458 | 26.458 | 26.458 | 26.458 | 26.458 | 26.458 | 26.458 | 26.458 | 26.458 | 26.458 | 26.458 | 26.458 | 26.458 | 26.458 | 26.458 | 26.458 | 26.458 | 26.458 | 26.458 | 26.458 | 26.458 | 26.458 | 26.458 | 26.458 | 26.458 | 26.458 | 26.458 | 26.458 | 26.458 | 26.458 | 26.458 | 26.458 | 26.458 | 26.458 | 26.458 | 26.458 | 26.458 | 26.458 | 26.458 | 26.458
1185 | 26.4601 | 26.4601 | 26.4601 | 26.4601 | 26.4601 | 26.4601 | 26.4601 | 26.4601 | 26.4601 | 26.4601 | 26.4601 | 26.4601 | 26.4601 | 26.4601 | 26.4601 | 26.4601 | 26.4601 | 26.4601 | 26.4601 | 26.4601 | 26.4601 | 26.4601 | 26.4601 | 26.4601 | 26.4601 | 26.4601 | 26.4601 | 26.4601 | 26.4601 | 26.4601 | 26.4601 | 26.4601 | 26.4601 | 26.4601 | 26.4601 | 26.4601 | 26.4601 | 26.4601 | 26.4601 | 26.4601 | 26.4601 | 26.4601 | 26.4601 | 26.4601 | 26.4601 | 26.4601 | 26.4601 | 26.4601 | 26.4601 | 26.4601 | 26.4601 | 26.4601 | 26.4601 | 26.4601 | 26.4601 | 26.4601 | 26.4601 | 26.4601 | 26.4601 | 26.4601
1186 | 26.4622 | 26.4622 | 26.4622 | 26.4622 | 26.4622 | 26.4622 | 26.4622 | 26.4622 | 26.4622 | 26.4622 | 26.4622 | 26.4622 | 26.4622 | 26.4622 | 26.4622 | 26.4622 | 26.4622 | 26.4622 | 26.4622 | 26.4622 | 26.4622 | 26.4622 | 26.4622 | 26.4622 | 26.4622 | 26.4622 | 26.4622 | 26.4622 | 26.4622 | 26.4622 | 26.4622 | 26.4622 | 26.4622 | 26.4622 | 26.4622 | 26.4622 | 26.4622 | 26.4622 | 26.4622 | 26.4622 | 26.4622 | 26.4622 | 26.4622 | 26.4622 | 26.4622 | 26.4622 | 26.4622 | 26.4622 | 26.4622 | 26.4622 | 26.4622 | 26.4622 | 26.4622 | 26.4622 | 26.4622 | 26.4622 | 26.4622 | 26.4622 | 26.4622 | 26.4622
1187 | 26.4644 | 26.4644 | 26.4644 | 26.4644 | 26.4644 | 26.4644 | 26.4644 | 26.4644 | 26.4644 | 26.4644 | 26.4644 | 26.4644 | 26.4644 | 26.4644 | 26.4644 | 26.4644 | 26.4644 | 26.4644 | 26.4644 | 26.4644 | 26.4644 | 26.4644 | 26.4644 | 26.4644 | 26.4644 | 26.4644 | 26.4644 | 26.4644 | 26.4644 | 26.4644 | 26.4644 | 26.4644 | 26.4644 | 26.4644 | 26.4644 | 26.4644 | 26.4644 | 26.4644 | 26.4644 | 26.4644 | 26.4644 | 26.4644 | 26.4644 | 26.4644 | 26.4644 | 26.4644 | 26.4644 | 26.4644 | 26.4644 | 26.4644 | 26.4644 | 26.4644 | 26.4644 | 26.4644 | 26.4644 | 26.4644 | 26.4644 | 26.4644 | 26.4644 | 26.4644
1188 | 26.4665 | 26.4665 | 26.4665 | 26.4665 | 26.4665 | 26.4665 | 26.4665 | 26.4665 | 26.4665 | 26.4665 | 26.4665 | 26.4665 | 26.4665 | 26.4665 | 26.4665 | 26.4665 | 26.4665 | 26.4665 | 26.4665 | 26.4665 | 26.4665 | 26.4665 | 26.4665 | 26.4665 | 26.4665 | 26.4665 | 26.4665 | 26.4665 | 26.4665 | 26.4665 | 26.4665 | 26.4665 | 26.4665 | 26.4665 | 26.4665 | 26.4665 | 26.4665 | 26.4665 | 26.4665 | 26.4665 | 26.4665 | 26.4665 | 26.4665 | 26.4665 | 26.4665 | 26.4665 | 26.4665 | 26.4665 | 26.4665 | 26.4665 | 26.4665 | 26.4665 | 26.4665 | 26.4665 | 26.4665 | 26.4665 | 26.4665 | 26.4665 | 26.4665 | 26.4665
1189 | 26.4686 | 26.4686 | 26.4686 | 26.4686 | 26.4686 | 26.4686 | 26.4686 | 26.4686 | 26.4686 | 26.4686 | 26.4686 | 26.4686 | 26.4686 | 26.4686 | 26.4686 | 26.4686 | 26.4686 | 26.4686 | 26.4686 | 26.4686 | 26.4686 | 26.4686 | 26.4686 | 26.4686 | 26.4686 | 26.4686 | 26.4686 | 26.4686 | 26.4686 | 26.4686 | 26.4686 | 26.4686 | 26.4686 | 26.4686 | 26.4686 | 26.4686 | 26.4686 | 26.4686 | 26.4686 | 26.4686 | 26.4686 | 26.4686 | 26.4686 | 26.4686 | 26.4686 | 26.4686 | 26.4686 | 26.4686 | 26.4686 | 26.4686 | 26.4686 | 26.4686 | 26.4686 | 26.4686 | 26.4686 | 26.4686 | 26.4686 | 26.4686 | 26.4686 | 26.4686
1190 | 26.4707 | 26.4707 | 26.4707 | 26.4707 | 26.4707 | 26.4707 | 26.4707 | 26.4707 | 26.4707 | 26.4707 | 26.4707 | 26.4707 | 26.4707 | 26.4707 | 26.4707 | 26.4707 | 26.4707 | 26.4707 | 26.4707 | 26.4707 | 26.4707 | 26.4707 | 26.4707 | 26.4707 | 26.4707 | 26.4707 | 26.4707 | 26.4707 | 26.4707 | 26.4707 | 26.4707 | 26.4707 | 26.4707 | 26.4707 | 26.4707 | 26.4707 | 26.4707 | 26.4707 | 26.4707 | 26.4707 | 26.4707 | 26.4707 | 26.4707 | 26.4707 | 26.4707 | 26.4707 | 26.4707 | 26.4707 | 26.4707 | 26.4707 | 26.4707 | 26.4707 | 26.4707 | 26.4707 | 26.4707 | 26.4707 | 26.4707 | 26.4707 | 26.4707 | 26.4707
1191 | 26.4728 | 26.4728 | 26.4728 | 26.4728 | 26.4728 | 26.4728 | 26.4728 | 26.4728 | 26.4728 | 26.4728 | 26.4728 | 26.4728 | 26.4728 | 26.4728 | 26.4728 | 26.4728 | 26.4728 | 26.4728 | 26.4728 | 26.4728 | 26.4728 | 26.4728 | 26.4728 | 26.4728 | 26.4728 | 26.4728 | 26.4728 | 26.4728 | 26.4728 | 26.4728 | 26.4728 | 26.4728 | 26.4728 | 26.4728 | 26.4728 | 26.4728 | 26.4728 | 26.4728 | 26.4728 | 26.4728 | 26.4728 | 26.4728 | 26.4728 | 26.4728 | 26.4728 | 26.4728 | 26.4728 | 26.4728 | 26.4728 | 26.4728 | 26.4728 | 26.4728 | 26.4728 | 26.4728 | 26.4728 | 26.4728 | 26.4728 | 26.4728 | 26.4728 | 26.4728
1192 | 26.4749 | 26.4749 | 26.4749 | 26.4749 | 26.4749 | 26.4749 | 26.4749 | 26.4749 | 26.4749 | 26.4749 | 26.4749 | 26.4749 | 26.4749 | 26.4749 | 26.4749 | 26.4749 | 26.4749 | 26.4749 | 26.4749 | 26.4749 | 26.4749 | 26.4749 | 26.4749 | 26.4749 | 26.4749 | 26.4749 | 26.4749 | 26.4749 | 26.4749 | 26.4749 | 26.4749 | 26.4749 | 26.4749 | 26.4749 | 26.4749 | 26.4749 | 26.4749 | 26.4749 | 26.4749 | 26.4749 | 26.4749 | 26.4749 | 26.4749 | 26.4749 | 26.4749 | 26.4749 | 26.4749 | 26.4749 | 26.4749 | 26.4749 | 26.4749 | 26.4749 | 26.4749 | 26.4749 | 26.4749 | 26.4749 | 26.4749 | 26.4749 | 26.4749 | 26.4749
1193 | 26.477 | 26.477 | 26.477 | 26.477 | 26.477 | 26.477 | 26.477 | 26.477 | 26.477 | 26.477 | 26.477 | 26.477 | 26.477 | 26.477 | 26.477 | 26.477 | 26.477 | 26.477 | 26.477 | 26.477 | 26.477 | 26.477 | 26.477 | 26.477 | 26.477 | 26.477 | 26.477 | 26.477 | 26.477 | 26.477 | 26.477 | 26.477 | 26.477 | 26.477 | 26.477 | 26.477 | 26.477 | 26.477 | 26.477 | 26.477 | 26.477 | 26.477 | 26.477 | 26.477 | 26.477 | 26.477 | 26.477 | 26.477 | 26.477 | 26.477 | 26.477 | 26.477 | 26.477 | 26.477 | 26.477 | 26.477 | 26.477 | 26.477 | 26.477 | 26.477
1194 | 26.4791 | 26.4791 | 26.4791 | 26.4791 | 26.4791 | 26.4791 | 26.4791 | 26.4791 | 26.4791 | 26.4791 | 26.4791 | 26.4791 | 26.4791 | 26.4791 | 26.4791 | 26.4791 | 26.4791 | 26.4791 | 26.4791 | 26.4791 | 26.4791 | 26.4791 | 26.4791 | 26.4791 | 26.4791 | 26.4791 | 26.4791 | 26.4791 | 26.4791 | 26.4791 | 26.4791 | 26.4791 | 26.4791 | 26.4791 | 26.4791 | 26.4791 | 26.4791 | 26.4791 | 26.4791 | 26.4791 | 26.4791 | 26.4791 | 26.4791 | 26.4791 | 26.4791 | 26.4791 | 26.4791 | 26.4791 | 26.4791 | 26.4791 | 26.4791 | 26.4791 | 26.4791 | 26.4791 | 26.4791 | 26.4791 | 26.4791 | 26.4791 | 26.4791 | 26.4791
1195 | 26.4811 | 26.4811 | 26.4811 | 26.4811 | 26.4811 | 26.4811 | 26.4811 | 26.4811 | 26.4811 | 26.4811 | 26.4811 | 26.4811 | 26.4811 | 26.4811 | 26.4811 | 26.4811 | 26.4811 | 26.4811 | 26.4811 | 26.4811 | 26.4811 | 26.4811 | 26.4811 | 26.4811 | 26.4811 | 26.4811 | 26.4811 | 26.4811 | 26.4811 | 26.4811 | 26.4811 | 26.4811 | 26.4811 | 26.4811 | 26.4811 | 26.4811 | 26.4811 | 26.4811 | 26.4811 | 26.4811 | 26.4811 | 26.4811 | 26.4811 | 26.4811 | 26.4811 | 26.4811 | 26.4811 | 26.4811 | 26.4811 | 26.4811 | 26.4811 | 26.4811 | 26.4811 | 26.4811 | 26.4811 | 26.4811 | 26.4811 | 26.4811 | 26.4811 | 26.4811
1196 | 26.4832 | 26.4832 | 26.4832 | 26.4832 | 26.4832 | 26.4832 | 26.4832 | 26.4832 | 26.4832 | 26.4832 | 26.4832 | 26.4832 | 26.4832 | 26.4832 | 26.4832 | 26.4832 | 26.4832 | 26.4832 | 26.4832 | 26.4832 | 26.4832 | 26.4832 | 26.4832 | 26.4832 | 26.4832 | 26.4832 | 26.4832 | 26.4832 | 26.4832 | 26.4832 | 26.4832 | 26.4832 | 26.4832 | 26.4832 | 26.4832 | 26.4832 | 26.4832 | 26.4832 | 26.4832 | 26.4832 | 26.4832 | 26.4832 | 26.4832 | 26.4832 | 26.4832 | 26.4832 | 26.4832 | 26.4832 | 26.4832 | 26.4832 | 26.4832 | 26.4832 | 26.4832 | 26.4832 | 26.4832 | 26.4832 | 26.4832 | 26.4832 | 26.4832 | 26.4832
1197 | 26.4853 | 26.4853 | 26.4853 | 26.4853 | 26.4853 | 26.4853 | 26.4853 | 26.4853 | 26.4853 | 26.4853 | 26.4853 | 26.4853 | 26.4853 | 26.4853 | 26.4853 | 26.4853 | 26.4853 | 26.4853 | 26.4853 | 26.4853 | 26.4853 | 26.4853 | 26.4853 | 26.4853 | 26.4853 | 26.4853 | 26.4853 | 26.4853 | 26.4853 | 26.4853 | 26.4853 | 26.4853 | 26.4853 | 26.4853 | 26.4853 | 26.4853 | 26.4853 | 26.4853 | 26.4853 | 26.4853 | 26.4853 | 26.4853 | 26.4853 | 26.4853 | 26.4853 | 26.4853 | 26.4853 | 26.4853 | 26.4853 | 26.4853 | 26.4853 | 26.4853 | 26.4853 | 26.4853 | 26.4853 | 26.4853 | 26.4853 | 26.4853 | 26.4853 | 26.4853
1198 | 26.4874 | 26.4874 | 26.4874 | 26.4874 | 26.4874 | 26.4874 | 26.4874 | 26.4874 | 26.4874 | 26.4874 | 26.4874 | 26.4874 | 26.4874 | 26.4874 | 26.4874 | 26.4874 | 26.4874 | 26.4874 | 26.4874 | 26.4874 | 26.4874 | 26.4874 | 26.4874 | 26.4874 | 26.4874 | 26.4874 | 26.4874 | 26.4874 | 26.4874 | 26.4874 | 26.4874 | 26.4874 | 26.4874 | 26.4874 | 26.4874 | 26.4874 | 26.4874 | 26.4874 | 26.4874 | 26.4874 | 26.4874 | 26.4874 | 26.4874 | 26.4874 | 26.4874 | 26.4874 | 26.4874 | 26.4874 | 26.4874 | 26.4874 | 26.4874 | 26.4874 | 26.4874 | 26.4874 | 26.4874 | 26.4874 | 26.4874 | 26.4874 | 26.4874 | 26.4874
1199 | 26.4895 | 26.4895 | 26.4895 | 26.4895 | 26.4895 | 26.4895 | 26.4895 | 26.4895 | 26.4895 | 26.4895 | 26.4895 | 26.4895 | 26.4895 | 26.4895 | 26.4895 | 26.4895 | 26.4895 | 26.4895 | 26.4895 | 26.4895 | 26.4895 | 26.4895 | 26.4895 | 26.4895 | 26.4895 | 26.4895 | 26.4895 | 26.4895 | 26.4895 | 26.4895 | 26.4895 | 26.4895 | 26.4895 | 26.4895 | 26.4895 | 26.4895 | 26.4895 | 26.4895 | 26.4895 | 26.4895 | 26.4895 | 26.4895 | 26.4895 | 26.4895 | 26.4895 | 26.4895 | 26.4895 | 26.4895 | 26.4895 | 26.4895 | 26.4895 | 26.4895 | 26.4895 | 26.4895 | 26.4895 | 26.4895 | 26.4895 | 26.4895 | 26.4895 | 26.4895
1200 | 26.4916 | 26.4916 | 26.4916 | 26.4916 | 26.4916 | 26.4916 | 26.4916 | 26.4916 | 26.4916 | 26.4916 | 26.4916 | 26.4916 | 26.4916 | 26.4916 | 26.4916 | 26.4916 | 26.4916 | 26.4916 | 26.4916 | 26.4916 | 26.4916 | 26.4916 | 26.4916 | 26.4916 | 26.4916 | 26.4916 | 26.4916 | 26.4916 | 26.4916 | 26.4916 | 26.4916 | 26.4916 | 26.4916 | 26.4916 | 26.4916 | 26.4916 | 26.4916 | 26.4916 | 26.4916 | 26.4916 | 26.4916 | 26.4916 | 26.4916 | 26.4916 | 26.4916 | 26.4916 | 26.4916 | 26.4916 | 26.4916 | 26.4916 | 26.4916 | 26.4916 | 26.4916 | 26.4916 | 26.4916 | 26.4916 | 26.4916 | 26.4916 | 26.4916 | 26.4916
1201 | 26.4937 | 26.4937 | 26.4937 | 26.4937 | 26.4937 | 26.4937 | 26.4937 | 26.4937 | 26.4937 | 26.4937 | 26.4937 | 26.4937 | 26.4937 | 26.4937 | 26.4937 | 26.4937 | 26.4937 | 26.4937 | 26.4937 | 26.4937 | 26.4937 | 26.4937 | 26.4937 | 26.4937 | 26.4937 | 26.4937 | 26.4937 | 26.4937 | 26.4937 | 26.4937 | 26.4937 | 26.4937 | 26.4937 | 26.4937 | 26.4937 | 26.4937 | 26.4937 | 26.4937 | 26.4937 | 26.4937 | 26.4937 | 26.4937 | 26.4937 | 26.4937 | 26.4937 | 26.4937 | 26.4937 | 26.4937 | 26.4937 | 26.4937 | 26.4937 | 26.4937 | 26.4937 | 26.4937 | 26.4937 | 26.4937 | 26.4937 | 26.4937 | 26.4937 | 26.4937
1202 | 26.4958 | 26.4958 | 26.4958 | 26.4958 | 26.4958 | 26.4958 | 26.4958 | 26.4958 | 26.4958 | 26.4958 | 26.4958 | 26.4958 | 26.4958 | 26.4958 | 26.4958 | 26.4958 | 26.4958 | 26.4958 | 26.4958 | 26.4958 | 26.4958 | 26.4958 | 26.4958 | 26.4958 | 26.4958 | 26.4958 | 26.4958 | 26.4958 | 26.4958 | 26.4958 | 26.4958 | 26.4958 | 26.4958 | 26.4958 | 26.4958 | 26.4958 | 26.4958 | 26.4958 | 26.4958 | 26.4958 | 26.4958 | 26.4958 | 26.4958 | 26.4958 | 26.4958 | 26.4958 | 26.4958 | 26.4958 | 26.4958 | 26.4958 | 26.4958 | 26.4958 | 26.4958 | 26.4958 | 26.4958 | 26.4958 | 26.4958 | 26.4958 | 26.4958 | 26.4958
1203 | 26.4978 | 26.4978 | 26.4978 | 26.4978 | 26.4978 | 26.4978 | 26.4978 | 26.4978 | 26.4978 | 26.4978 | 26.4978 | 26.4978 | 26.4978 | 26.4978 | 26.4978 | 26.4978 | 26.4978 | 26.4978 | 26.4978 | 26.4978 | 26.4978 | 26.4978 | 26.4978 | 26.4978 | 26.4978 | 26.4978 | 26.4978 | 26.4978 | 26.4978 | 26.4978 | 26.4978 | 26.4978 | 26.4978 | 26.4978 | 26.4978 | 26.4978 | 26.4978 | 26.4978 | 26.4978 | 26.4978 | 26.4978 | 26.4978 | 26.4978 | 26.4978 | 26.4978 | 26.4978 | 26.4978 | 26.4978 | 26.4978 | 26.4978 | 26.4978 | 26.4978 | 26.4978 | 26.4978 | 26.4978 | 26.4978 | 26.4978 | 26.4978 | 26.4978 | 26.4978
1204 | 26.4999 | 26.4999 | 26.4999 | 26.4999 | 26.4999 | 26.4999 | 26.4999 | 26.4999 | 26.4999 | 26.4999 | 26.4999 | 26.4999 | 26.4999 | 26.4999 | 26.4999 | 26.4999 | 26.4999 | 26.4999 | 26.4999 | 26.4999 | 26.4999 | 26.4999 | 26.4999 | 26.4999 | 26.4999 | 26.4999 | 26.4999 | 26.4999 | 26.4999 | 26.4999 | 26.4999 | 26.4999 | 26.4999 | 26.4999 | 26.4999 | 26.4999 | 26.4999 | 26.4999 | 26.4999 | 26.4999 | 26.4999 | 26.4999 | 26.4999 | 26.4999 | 26.4999 | 26.4999 | 26.4999 | 26.4999 | 26.4999 | 26.4999 | 26.4999 | 26.4999 | 26.4999 | 26.4999 | 26.4999 | 26.4999 | 26.4999 | 26.4999 | 26.4999 | 26.4999
1205 | 26.502 | 26.502 | 26.502 | 26.502 | 26.502 | 26.502 | 26.502 | 26.502 | 26.502 | 26.502 | 26.502 | 26.502 | 26.502 | 26.502 | 26.502 | 26.502 | 26.502 | 26.502 | 26.502 | 26.502 | 26.502 | 26.502 | 26.502 | 26.502 | 26.502 | 26.502 | 26.502 | 26.502 | 26.502 | 26.502 | 26.502 | 26.502 | 26.502 | 26.502 | 26.502 | 26.502 | 26.502 | 26.502 | 26.502 | 26.502 | 26.502 | 26.502 | 26.502 | 26.502 | 26.502 | 26.502 | 26.502 | 26.502 | 26.502 | 26.502 | 26.502 | 26.502 | 26.502 | 26.502 | 26.502 | 26.502 | 26.502 | 26.502 | 26.502 | 26.502
1206 | 26.5041 | 26.5041 | 26.5041 | 26.5041 | 26.5041 | 26.5041 | 26.5041 | 26.5041 | 26.5041 | 26.5041 | 26.5041 | 26.5041 | 26.5041 | 26.5041 | 26.5041 | 26.5041 | 26.5041 | 26.5041 | 26.5041 | 26.5041 | 26.5041 | 26.5041 | 26.5041 | 26.5041 | 26.5041 | 26.5041 | 26.5041 | 26.5041 | 26.5041 | 26.5041 | 26.5041 | 26.5041 | 26.5041 | 26.5041 | 26.5041 | 26.5041 | 26.5041 | 26.5041 | 26.5041 | 26.5041 | 26.5041 | 26.5041 | 26.5041 | 26.5041 | 26.5041 | 26.5041 | 26.5041 | 26.5041 | 26.5041 | 26.5041 | 26.5041 | 26.5041 | 26.5041 | 26.5041 | 26.5041 | 26.5041 | 26.5041 | 26.5041 | 26.5041 | 26.5041
1207 | 26.5061 | 26.5061 | 26.5061 | 26.5061 | 26.5061 | 26.5061 | 26.5061 | 26.5061 | 26.5061 | 26.5061 | 26.5061 | 26.5061 | 26.5061 | 26.5061 | 26.5061 | 26.5061 | 26.5061 | 26.5061 | 26.5061 | 26.5061 | 26.5061 | 26.5061 | 26.5061 | 26.5061 | 26.5061 | 26.5061 | 26.5061 | 26.5061 | 26.5061 | 26.5061 | 26.5061 | 26.5061 | 26.5061 | 26.5061 | 26.5061 | 26.5061 | 26.5061 | 26.5061 | 26.5061 | 26.5061 | 26.5061 | 26.5061 | 26.5061 | 26.5061 | 26.5061 | 26.5061 | 26.5061 | 26.5061 | 26.5061 | 26.5061 | 26.5061 | 26.5061 | 26.5061 | 26.5061 | 26.5061 | 26.5061 | 26.5061 | 26.5061 | 26.5061 | 26.5061
1208 | 26.5082 | 26.5082 | 26.5082 | 26.5082 | 26.5082 | 26.5082 | 26.5082 | 26.5082 | 26.5082 | 26.5082 | 26.5082 | 26.5082 | 26.5082 | 26.5082 | 26.5082 | 26.5082 | 26.5082 | 26.5082 | 26.5082 | 26.5082 | 26.5082 | 26.5082 | 26.5082 | 26.5082 | 26.5082 | 26.5082 | 26.5082 | 26.5082 | 26.5082 | 26.5082 | 26.5082 | 26.5082 | 26.5082 | 26.5082 | 26.5082 | 26.5082 | 26.5082 | 26.5082 | 26.5082 | 26.5082 | 26.5082 | 26.5082 | 26.5082 | 26.5082 | 26.5082 | 26.5082 | 26.5082 | 26.5082 | 26.5082 | 26.5082 | 26.5082 | 26.5082 | 26.5082 | 26.5082 | 26.5082 | 26.5082 | 26.5082 | 26.5082 | 26.5082 | 26.5082
1209 | 26.5103 | 26.5103 | 26.5103 | 26.5103 | 26.5103 | 26.5103 | 26.5103 | 26.5103 | 26.5103 | 26.5103 | 26.5103 | 26.5103 | 26.5103 | 26.5103 | 26.5103 | 26.5103 | 26.5103 | 26.5103 | 26.5103 | 26.5103 | 26.5103 | 26.5103 | 26.5103 | 26.5103 | 26.5103 | 26.5103 | 26.5103 | 26.5103 | 26.5103 | 26.5103 | 26.5103 | 26.5103 | 26.5103 | 26.5103 | 26.5103 | 26.5103 | 26.5103 | 26.5103 | 26.5103 | 26.5103 | 26.5103 | 26.5103 | 26.5103 | 26.5103 | 26.5103 | 26.5103 | 26.5103 | 26.5103 | 26.5103 | 26.5103 | 26.5103 | 26.5103 | 26.5103 | 26.5103 | 26.5103 | 26.5103 | 26.5103 | 26.5103 | 26.5103 | 26.5103
1210 | 26.5123 | 26.5123 | 26.5123 | 26.5123 | 26.5123 | 26.5123 | 26.5123 | 26.5123 | 26.5123 | 26.5123 | 26.5123 | 26.5123 | 26.5123 | 26.5123 | 26.5123 | 26.5123 | 26.5123 | 26.5123 | 26.5123 | 26.5123 | 26.5123 | 26.5123 | 26.5123 | 26.5123 | 26.5123 | 26.5123 | 26.5123 | 26.5123 | 26.5123 | 26.5123 | 26.5123 | 26.5123 | 26.5123 | 26.5123 | 26.5123 | 26.5123 | 26.5123 | 26.5123 | 26.5123 | 26.5123 | 26.5123 | 26.5123 | 26.5123 | 26.5123 | 26.5123 | 26.5123 | 26.5123 | 26.5123 | 26.5123 | 26.5123 | 26.5123 | 26.5123 | 26.5123 | 26.5123 | 26.5123 | 26.5123 | 26.5123 | 26.5123 | 26.5123 | 26.5123
1211 | 26.5144 | 26.5144 | 26.5144 | 26.5144 | 26.5144 | 26.5144 | 26.5144 | 26.5144 | 26.5144 | 26.5144 | 26.5144 | 26.5144 | 26.5144 | 26.5144 | 26.5144 | 26.5144 | 26.5144 | 26.5144 | 26.5144 | 26.5144 | 26.5144 | 26.5144 | 26.5144 | 26.5144 | 26.5144 | 26.5144 | 26.5144 | 26.5144 | 26.5144 | 26.5144 | 26.5144 | 26.5144 | 26.5144 | 26.5144 | 26.5144 | 26.5144 | 26.5144 | 26.5144 | 26.5144 | 26.5144 | 26.5144 | 26.5144 | 26.5144 | 26.5144 | 26.5144 | 26.5144 | 26.5144 | 26.5144 | 26.5144 | 26.5144 | 26.5144 | 26.5144 | 26.5144 | 26.5144 | 26.5144 | 26.5144 | 26.5144 | 26.5144 | 26.5144 | 26.5144
1212 | 26.5165 | 26.5165 | 26.5165 | 26.5165 | 26.5165 | 26.5165 | 26.5165 | 26.5165 | 26.5165 | 26.5165 | 26.5165 | 26.5165 | 26.5165 | 26.5165 | 26.5165 | 26.5165 | 26.5165 | 26.5165 | 26.5165 | 26.5165 | 26.5165 | 26.5165 | 26.5165 | 26.5165 | 26.5165 | 26.5165 | 26.5165 | 26.5165 | 26.5165 | 26.5165 | 26.5165 | 26.5165 | 26.5165 | 26.5165 | 26.5165 | 26.5165 | 26.5165 | 26.5165 | 26.5165 | 26.5165 | 26.5165 | 26.5165 | 26.5165 | 26.5165 | 26.5165 | 26.5165 | 26.5165 | 26.5165 | 26.5165 | 26.5165 | 26.5165 | 26.5165 | 26.5165 | 26.5165 | 26.5165 | 26.5165 | 26.5165 | 26.5165 | 26.5165 | 26.5165
1213 | 26.5185 | 26.5185 | 26.5185 | 26.5185 | 26.5185 | 26.5185 | 26.5185 | 26.5185 | 26.5185 | 26.5185 | 26.5185 | 26.5185 | 26.5185 | 26.5185 | 26.5185 | 26.5185 | 26.5185 | 26.5185 | 26.5185 | 26.5185 | 26.5185 | 26.5185 | 26.5185 | 26.5185 | 26.5185 | 26.5185 | 26.5185 | 26.5185 | 26.5185 | 26.5185 | 26.5185 | 26.5185 | 26.5185 | 26.5185 | 26.5185 | 26.5185 | 26.5185 | 26.5185 | 26.5185 | 26.5185 | 26.5185 | 26.5185 | 26.5185 | 26.5185 | 26.5185 | 26.5185 | 26.5185 | 26.5185 | 26.5185 | 26.5185 | 26.5185 | 26.5185 | 26.5185 | 26.5185 | 26.5185 | 26.5185 | 26.5185 | 26.5185 | 26.5185 | 26.5185
1214 | 26.5206 | 26.5206 | 26.5206 | 26.5206 | 26.5206 | 26.5206 | 26.5206 | 26.5206 | 26.5206 | 26.5206 | 26.5206 | 26.5206 | 26.5206 | 26.5206 | 26.5206 | 26.5206 | 26.5206 | 26.5206 | 26.5206 | 26.5206 | 26.5206 | 26.5206 | 26.5206 | 26.5206 | 26.5206 | 26.5206 | 26.5206 | 26.5206 | 26.5206 | 26.5206 | 26.5206 | 26.5206 | 26.5206 | 26.5206 | 26.5206 | 26.5206 | 26.5206 | 26.5206 | 26.5206 | 26.5206 | 26.5206 | 26.5206 | 26.5206 | 26.5206 | 26.5206 | 26.5206 | 26.5206 | 26.5206 | 26.5206 | 26.5206 | 26.5206 | 26.5206 | 26.5206 | 26.5206 | 26.5206 | 26.5206 | 26.5206 | 26.5206 | 26.5206 | 26.5206
1215 | 26.5226 | 26.5226 | 26.5226 | 26.5226 | 26.5226 | 26.5226 | 26.5226 | 26.5226 | 26.5226 | 26.5226 | 26.5226 | 26.5226 | 26.5226 | 26.5226 | 26.5226 | 26.5226 | 26.5226 | 26.5226 | 26.5226 | 26.5226 | 26.5226 | 26.5226 | 26.5226 | 26.5226 | 26.5226 | 26.5226 | 26.5226 | 26.5226 | 26.5226 | 26.5226 | 26.5226 | 26.5226 | 26.5226 | 26.5226 | 26.5226 | 26.5226 | 26.5226 | 26.5226 | 26.5226 | 26.5226 | 26.5226 | 26.5226 | 26.5226 | 26.5226 | 26.5226 | 26.5226 | 26.5226 | 26.5226 | 26.5226 | 26.5226 | 26.5226 | 26.5226 | 26.5226 | 26.5226 | 26.5226 | 26.5226 | 26.5226 | 26.5226 | 26.5226 | 26.5226
1216 | 26.5247 | 26.5247 | 26.5247 | 26.5247 | 26.5247 | 26.5247 | 26.5247 | 26.5247 | 26.5247 | 26.5247 | 26.5247 | 26.5247 | 26.5247 | 26.5247 | 26.5247 | 26.5247 | 26.5247 | 26.5247 | 26.5247 | 26.5247 | 26.5247 | 26.5247 | 26.5247 | 26.5247 | 26.5247 | 26.5247 | 26.5247 | 26.5247 | 26.5247 | 26.5247 | 26.5247 | 26.5247 | 26.5247 | 26.5247 | 26.5247 | 26.5247 | 26.5247 | 26.5247 | 26.5247 | 26.5247 | 26.5247 | 26.5247 | 26.5247 | 26.5247 | 26.5247 | 26.5247 | 26.5247 | 26.5247 | 26.5247 | 26.5247 | 26.5247 | 26.5247 | 26.5247 | 26.5247 | 26.5247 | 26.5247 | 26.5247 | 26.5247 | 26.5247 | 26.5247
1217 | 26.5268 | 26.5268 | 26.5268 | 26.5268 | 26.5268 | 26.5268 | 26.5268 | 26.5268 | 26.5268 | 26.5268 | 26.5268 | 26.5268 | 26.5268 | 26.5268 | 26.5268 | 26.5268 | 26.5268 | 26.5268 | 26.5268 | 26.5268 | 26.5268 | 26.5268 | 26.5268 | 26.5268 | 26.5268 | 26.5268 | 26.5268 | 26.5268 | 26.5268 | 26.5268 | 26.5268 | 26.5268 | 26.5268 | 26.5268 | 26.5268 | 26.5268 | 26.5268 | 26.5268 | 26.5268 | 26.5268 | 26.5268 | 26.5268 | 26.5268 | 26.5268 | 26.5268 | 26.5268 | 26.5268 | 26.5268 | 26.5268 | 26.5268 | 26.5268 | 26.5268 | 26.5268 | 26.5268 | 26.5268 | 26.5268 | 26.5268 | 26.5268 | 26.5268 | 26.5268
1218 | 26.5288 | 26.5288 | 26.5288 | 26.5288 | 26.5288 | 26.5288 | 26.5288 | 26.5288 | 26.5288 | 26.5288 | 26.5288 | 26.5288 | 26.5288 | 26.5288 | 26.5288 | 26.5288 | 26.5288 | 26.5288 | 26.5288 | 26.5288 | 26.5288 | 26.5288 | 26.5288 | 26.5288 | 26.5288 | 26.5288 | 26.5288 | 26.5288 | 26.5288 | 26.5288 | 26.5288 | 26.5288 | 26.5288 | 26.5288 | 26.5288 | 26.5288 | 26.5288 | 26.5288 | 26.5288 | 26.5288 | 26.5288 | 26.5288 | 26.5288 | 26.5288 | 26.5288 | 26.5288 | 26.5288 | 26.5288 | 26.5288 | 26.5288 | 26.5288 | 26.5288 | 26.5288 | 26.5288 | 26.5288 | 26.5288 | 26.5288 | 26.5288 | 26.5288 | 26.5288
1219 | 26.5309 | 26.5309 | 26.5309 | 26.5309 | 26.5309 | 26.5309 | 26.5309 | 26.5309 | 26.5309 | 26.5309 | 26.5309 | 26.5309 | 26.5309 | 26.5309 | 26.5309 | 26.5309 | 26.5309 | 26.5309 | 26.5309 | 26.5309 | 26.5309 | 26.5309 | 26.5309 | 26.5309 | 26.5309 | 26.5309 | 26.5309 | 26.5309 | 26.5309 | 26.5309 | 26.5309 | 26.5309 | 26.5309 | 26.5309 | 26.5309 | 26.5309 | 26.5309 | 26.5309 | 26.5309 | 26.5309 | 26.5309 | 26.5309 | 26.5309 | 26.5309 | 26.5309 | 26.5309 | 26.5309 | 26.5309 | 26.5309 | 26.5309 | 26.5309 | 26.5309 | 26.5309 | 26.5309 | 26.5309 | 26.5309 | 26.5309 | 26.5309 | 26.5309 | 26.5309
1220 | 26.5329 | 26.5329 | 26.5329 | 26.5329 | 26.5329 | 26.5329 | 26.5329 | 26.5329 | 26.5329 | 26.5329 | 26.5329 | 26.5329 | 26.5329 | 26.5329 | 26.5329 | 26.5329 | 26.5329 | 26.5329 | 26.5329 | 26.5329 | 26.5329 | 26.5329 | 26.5329 | 26.5329 | 26.5329 | 26.5329 | 26.5329 | 26.5329 | 26.5329 | 26.5329 | 26.5329 | 26.5329 | 26.5329 | 26.5329 | 26.5329 | 26.5329 | 26.5329 | 26.5329 | 26.5329 | 26.5329 | 26.5329 | 26.5329 | 26.5329 | 26.5329 | 26.5329 | 26.5329 | 26.5329 | 26.5329 | 26.5329 | 26.5329 | 26.5329 | 26.5329 | 26.5329 | 26.5329 | 26.5329 | 26.5329 | 26.5329 | 26.5329 | 26.5329 | 26.5329
1221 | 26.535 | 26.535 | 26.535 | 26.535 | 26.535 | 26.535 | 26.535 | 26.535 | 26.535 | 26.535 | 26.535 | 26.535 | 26.535 | 26.535 | 26.535 | 26.535 | 26.535 | 26.535 | 26.535 | 26.535 | 26.535 | 26.535 | 26.535 | 26.535 | 26.535 | 26.535 | 26.535 | 26.535 | 26.535 | 26.535 | 26.535 | 26.535 | 26.535 | 26.535 | 26.535 | 26.535 | 26.535 | 26.535 | 26.535 | 26.535 | 26.535 | 26.535 | 26.535 | 26.535 | 26.535 | 26.535 | 26.535 | 26.535 | 26.535 | 26.535 | 26.535 | 26.535 | 26.535 | 26.535 | 26.535 | 26.535 | 26.535 | 26.535 | 26.535 | 26.535
1222 | 26.537 | 26.537 | 26.537 | 26.537 | 26.537 | 26.537 | 26.537 | 26.537 | 26.537 | 26.537 | 26.537 | 26.537 | 26.537 | 26.537 | 26.537 | 26.537 | 26.537 | 26.537 | 26.537 | 26.537 | 26.537 | 26.537 | 26.537 | 26.537 | 26.537 | 26.537 | 26.537 | 26.537 | 26.537 | 26.537 | 26.537 | 26.537 | 26.537 | 26.537 | 26.537 | 26.537 | 26.537 | 26.537 | 26.537 | 26.537 | 26.537 | 26.537 | 26.537 | 26.537 | 26.537 | 26.537 | 26.537 | 26.537 | 26.537 | 26.537 | 26.537 | 26.537 | 26.537 | 26.537 | 26.537 | 26.537 | 26.537 | 26.537 | 26.537 | 26.537
1223 | 26.5391 | 26.5391 | 26.5391 | 26.5391 | 26.5391 | 26.5391 | 26.5391 | 26.5391 | 26.5391 | 26.5391 | 26.5391 | 26.5391 | 26.5391 | 26.5391 | 26.5391 | 26.5391 | 26.5391 | 26.5391 | 26.5391 | 26.5391 | 26.5391 | 26.5391 | 26.5391 | 26.5391 | 26.5391 | 26.5391 | 26.5391 | 26.5391 | 26.5391 | 26.5391 | 26.5391 | 26.5391 | 26.5391 | 26.5391 | 26.5391 | 26.5391 | 26.5391 | 26.5391 | 26.5391 | 26.5391 | 26.5391 | 26.5391 | 26.5391 | 26.5391 | 26.5391 | 26.5391 | 26.5391 | 26.5391 | 26.5391 | 26.5391 | 26.5391 | 26.5391 | 26.5391 | 26.5391 | 26.5391 | 26.5391 | 26.5391 | 26.5391 | 26.5391 | 26.5391
1224 | 26.5411 | 26.5411 | 26.5411 | 26.5411 | 26.5411 | 26.5411 | 26.5411 | 26.5411 | 26.5411 | 26.5411 | 26.5411 | 26.5411 | 26.5411 | 26.5411 | 26.5411 | 26.5411 | 26.5411 | 26.5411 | 26.5411 | 26.5411 | 26.5411 | 26.5411 | 26.5411 | 26.5411 | 26.5411 | 26.5411 | 26.5411 | 26.5411 | 26.5411 | 26.5411 | 26.5411 | 26.5411 | 26.5411 | 26.5411 | 26.5411 | 26.5411 | 26.5411 | 26.5411 | 26.5411 | 26.5411 | 26.5411 | 26.5411 | 26.5411 | 26.5411 | 26.5411 | 26.5411 | 26.5411 | 26.5411 | 26.5411 | 26.5411 | 26.5411 | 26.5411 | 26.5411 | 26.5411 | 26.5411 | 26.5411 | 26.5411 | 26.5411 | 26.5411 | 26.5411
1225 | 26.5431 | 26.5431 | 26.5431 | 26.5431 | 26.5431 | 26.5431 | 26.5431 | 26.5431 | 26.5431 | 26.5431 | 26.5431 | 26.5431 | 26.5431 | 26.5431 | 26.5431 | 26.5431 | 26.5431 | 26.5431 | 26.5431 | 26.5431 | 26.5431 | 26.5431 | 26.5431 | 26.5431 | 26.5431 | 26.5431 | 26.5431 | 26.5431 | 26.5431 | 26.5431 | 26.5431 | 26.5431 | 26.5431 | 26.5431 | 26.5431 | 26.5431 | 26.5431 | 26.5431 | 26.5431 | 26.5431 | 26.5431 | 26.5431 | 26.5431 | 26.5431 | 26.5431 | 26.5431 | 26.5431 | 26.5431 | 26.5431 | 26.5431 | 26.5431 | 26.5431 | 26.5431 | 26.5431 | 26.5431 | 26.5431 | 26.5431 | 26.5431 | 26.5431 | 26.5431
1226 | 26.5452 | 26.5452 | 26.5452 | 26.5452 | 26.5452 | 26.5452 | 26.5452 | 26.5452 | 26.5452 | 26.5452 | 26.5452 | 26.5452 | 26.5452 | 26.5452 | 26.5452 | 26.5452 | 26.5452 | 26.5452 | 26.5452 | 26.5452 | 26.5452 | 26.5452 | 26.5452 | 26.5452 | 26.5452 | 26.5452 | 26.5452 | 26.5452 | 26.5452 | 26.5452 | 26.5452 | 26.5452 | 26.5452 | 26.5452 | 26.5452 | 26.5452 | 26.5452 | 26.5452 | 26.5452 | 26.5452 | 26.5452 | 26.5452 | 26.5452 | 26.5452 | 26.5452 | 26.5452 | 26.5452 | 26.5452 | 26.5452 | 26.5452 | 26.5452 | 26.5452 | 26.5452 | 26.5452 | 26.5452 | 26.5452 | 26.5452 | 26.5452 | 26.5452 | 26.5452
1227 | 26.5472 | 26.5472 | 26.5472 | 26.5472 | 26.5472 | 26.5472 | 26.5472 | 26.5472 | 26.5472 | 26.5472 | 26.5472 | 26.5472 | 26.5472 | 26.5472 | 26.5472 | 26.5472 | 26.5472 | 26.5472 | 26.5472 | 26.5472 | 26.5472 | 26.5472 | 26.5472 | 26.5472 | 26.5472 | 26.5472 | 26.5472 | 26.5472 | 26.5472 | 26.5472 | 26.5472 | 26.5472 | 26.5472 | 26.5472 | 26.5472 | 26.5472 | 26.5472 | 26.5472 | 26.5472 | 26.5472 | 26.5472 | 26.5472 | 26.5472 | 26.5472 | 26.5472 | 26.5472 | 26.5472 | 26.5472 | 26.5472 | 26.5472 | 26.5472 | 26.5472 | 26.5472 | 26.5472 | 26.5472 | 26.5472 | 26.5472 | 26.5472 | 26.5472 | 26.5472
1228 | 26.5493 | 26.5493 | 26.5493 | 26.5493 | 26.5493 | 26.5493 | 26.5493 | 26.5493 | 26.5493 | 26.5493 | 26.5493 | 26.5493 | 26.5493 | 26.5493 | 26.5493 | 26.5493 | 26.5493 | 26.5493 | 26.5493 | 26.5493 | 26.5493 | 26.5493 | 26.5493 | 26.5493 | 26.5493 | 26.5493 | 26.5493 | 26.5493 | 26.5493 | 26.5493 | 26.5493 | 26.5493 | 26.5493 | 26.5493 | 26.5493 | 26.5493 | 26.5493 | 26.5493 | 26.5493 | 26.5493 | 26.5493 | 26.5493 | 26.5493 | 26.5493 | 26.5493 | 26.5493 | 26.5493 | 26.5493 | 26.5493 | 26.5493 | 26.5493 | 26.5493 | 26.5493 | 26.5493 | 26.5493 | 26.5493 | 26.5493 | 26.5493 | 26.5493 | 26.5493
1229 | 26.5513 | 26.5513 | 26.5513 | 26.5513 | 26.5513 | 26.5513 | 26.5513 | 26.5513 | 26.5513 | 26.5513 | 26.5513 | 26.5513 | 26.5513 | 26.5513 | 26.5513 | 26.5513 | 26.5513 | 26.5513 | 26.5513 | 26.5513 | 26.5513 | 26.5513 | 26.5513 | 26.5513 | 26.5513 | 26.5513 | 26.5513 | 26.5513 | 26.5513 | 26.5513 | 26.5513 | 26.5513 | 26.5513 | 26.5513 | 26.5513 | 26.5513 | 26.5513 | 26.5513 | 26.5513 | 26.5513 | 26.5513 | 26.5513 | 26.5513 | 26.5513 | 26.5513 | 26.5513 | 26.5513 | 26.5513 | 26.5513 | 26.5513 | 26.5513 | 26.5513 | 26.5513 | 26.5513 | 26.5513 | 26.5513 | 26.5513 | 26.5513 | 26.5513 | 26.5513
1230 | 26.5533 | 26.5533 | 26.5533 | 26.5533 | 26.5533 | 26.5533 | 26.5533 | 26.5533 | 26.5533 | 26.5533 | 26.5533 | 26.5533 | 26.5533 | 26.5533 | 26.5533 | 26.5533 | 26.5533 | 26.5533 | 26.5533 | 26.5533 | 26.5533 | 26.5533 | 26.5533 | 26.5533 | 26.5533 | 26.5533 | 26.5533 | 26.5533 | 26.5533 | 26.5533 | 26.5533 | 26.5533 | 26.5533 | 26.5533 | 26.5533 | 26.5533 | 26.5533 | 26.5533 | 26.5533 | 26.5533 | 26.5533 | 26.5533 | 26.5533 | 26.5533 | 26.5533 | 26.5533 | 26.5533 | 26.5533 | 26.5533 | 26.5533 | 26.5533 | 26.5533 | 26.5533 | 26.5533 | 26.5533 | 26.5533 | 26.5533 | 26.5533 | 26.5533 | 26.5533
1231 | 26.5554 | 26.5554 | 26.5554 | 26.5554 | 26.5554 | 26.5554 | 26.5554 | 26.5554 | 26.5554 | 26.5554 | 26.5554 | 26.5554 | 26.5554 | 26.5554 | 26.5554 | 26.5554 | 26.5554 | 26.5554 | 26.5554 | 26.5554 | 26.5554 | 26.5554 | 26.5554 | 26.5554 | 26.5554 | 26.5554 | 26.5554 | 26.5554 | 26.5554 | 26.5554 | 26.5554 | 26.5554 | 26.5554 | 26.5554 | 26.5554 | 26.5554 | 26.5554 | 26.5554 | 26.5554 | 26.5554 | 26.5554 | 26.5554 | 26.5554 | 26.5554 | 26.5554 | 26.5554 | 26.5554 | 26.5554 | 26.5554 | 26.5554 | 26.5554 | 26.5554 | 26.5554 | 26.5554 | 26.5554 | 26.5554 | 26.5554 | 26.5554 | 26.5554 | 26.5554
1232 | 26.5574 | 26.5574 | 26.5574 | 26.5574 | 26.5574 | 26.5574 | 26.5574 | 26.5574 | 26.5574 | 26.5574 | 26.5574 | 26.5574 | 26.5574 | 26.5574 | 26.5574 | 26.5574 | 26.5574 | 26.5574 | 26.5574 | 26.5574 | 26.5574 | 26.5574 | 26.5574 | 26.5574 | 26.5574 | 26.5574 | 26.5574 | 26.5574 | 26.5574 | 26.5574 | 26.5574 | 26.5574 | 26.5574 | 26.5574 | 26.5574 | 26.5574 | 26.5574 | 26.5574 | 26.5574 | 26.5574 | 26.5574 | 26.5574 | 26.5574 | 26.5574 | 26.5574 | 26.5574 | 26.5574 | 26.5574 | 26.5574 | 26.5574 | 26.5574 | 26.5574 | 26.5574 | 26.5574 | 26.5574 | 26.5574 | 26.5574 | 26.5574 | 26.5574 | 26.5574
1233 | 26.5594 | 26.5594 | 26.5594 | 26.5594 | 26.5594 | 26.5594 | 26.5594 | 26.5594 | 26.5594 | 26.5594 | 26.5594 | 26.5594 | 26.5594 | 26.5594 | 26.5594 | 26.5594 | 26.5594 | 26.5594 | 26.5594 | 26.5594 | 26.5594 | 26.5594 | 26.5594 | 26.5594 | 26.5594 | 26.5594 | 26.5594 | 26.5594 | 26.5594 | 26.5594 | 26.5594 | 26.5594 | 26.5594 | 26.5594 | 26.5594 | 26.5594 | 26.5594 | 26.5594 | 26.5594 | 26.5594 | 26.5594 | 26.5594 | 26.5594 | 26.5594 | 26.5594 | 26.5594 | 26.5594 | 26.5594 | 26.5594 | 26.5594 | 26.5594 | 26.5594 | 26.5594 | 26.5594 | 26.5594 | 26.5594 | 26.5594 | 26.5594 | 26.5594 | 26.5594
1234 | 26.5614 | 26.5614 | 26.5614 | 26.5614 | 26.5614 | 26.5614 | 26.5614 | 26.5614 | 26.5614 | 26.5614 | 26.5614 | 26.5614 | 26.5614 | 26.5614 | 26.5614 | 26.5614 | 26.5614 | 26.5614 | 26.5614 | 26.5614 | 26.5614 | 26.5614 | 26.5614 | 26.5614 | 26.5614 | 26.5614 | 26.5614 | 26.5614 | 26.5614 | 26.5614 | 26.5614 | 26.5614 | 26.5614 | 26.5614 | 26.5614 | 26.5614 | 26.5614 | 26.5614 | 26.5614 | 26.5614 | 26.5614 | 26.5614 | 26.5614 | 26.5614 | 26.5614 | 26.5614 | 26.5614 | 26.5614 | 26.5614 | 26.5614 | 26.5614 | 26.5614 | 26.5614 | 26.5614 | 26.5614 | 26.5614 | 26.5614 | 26.5614 | 26.5614 | 26.5614
1235 | 26.5635 | 26.5635 | 26.5635 | 26.5635 | 26.5635 | 26.5635 | 26.5635 | 26.5635 | 26.5635 | 26.5635 | 26.5635 | 26.5635 | 26.5635 | 26.5635 | 26.5635 | 26.5635 | 26.5635 | 26.5635 | 26.5635 | 26.5635 | 26.5635 | 26.5635 | 26.5635 | 26.5635 | 26.5635 | 26.5635 | 26.5635 | 26.5635 | 26.5635 | 26.5635 | 26.5635 | 26.5635 | 26.5635 | 26.5635 | 26.5635 | 26.5635 | 26.5635 | 26.5635 | 26.5635 | 26.5635 | 26.5635 | 26.5635 | 26.5635 | 26.5635 | 26.5635 | 26.5635 | 26.5635 | 26.5635 | 26.5635 | 26.5635 | 26.5635 | 26.5635 | 26.5635 | 26.5635 | 26.5635 | 26.5635 | 26.5635 | 26.5635 | 26.5635 | 26.5635
1236 | 26.5655 | 26.5655 | 26.5655 | 26.5655 | 26.5655 | 26.5655 | 26.5655 | 26.5655 | 26.5655 | 26.5655 | 26.5655 | 26.5655 | 26.5655 | 26.5655 | 26.5655 | 26.5655 | 26.5655 | 26.5655 | 26.5655 | 26.5655 | 26.5655 | 26.5655 | 26.5655 | 26.5655 | 26.5655 | 26.5655 | 26.5655 | 26.5655 | 26.5655 | 26.5655 | 26.5655 | 26.5655 | 26.5655 | 26.5655 | 26.5655 | 26.5655 | 26.5655 | 26.5655 | 26.5655 | 26.5655 | 26.5655 | 26.5655 | 26.5655 | 26.5655 | 26.5655 | 26.5655 | 26.5655 | 26.5655 | 26.5655 | 26.5655 | 26.5655 | 26.5655 | 26.5655 | 26.5655 | 26.5655 | 26.5655 | 26.5655 | 26.5655 | 26.5655 | 26.5655
1237 | 26.5675 | 26.5675 | 26.5675 | 26.5675 | 26.5675 | 26.5675 | 26.5675 | 26.5675 | 26.5675 | 26.5675 | 26.5675 | 26.5675 | 26.5675 | 26.5675 | 26.5675 | 26.5675 | 26.5675 | 26.5675 | 26.5675 | 26.5675 | 26.5675 | 26.5675 | 26.5675 | 26.5675 | 26.5675 | 26.5675 | 26.5675 | 26.5675 | 26.5675 | 26.5675 | 26.5675 | 26.5675 | 26.5675 | 26.5675 | 26.5675 | 26.5675 | 26.5675 | 26.5675 | 26.5675 | 26.5675 | 26.5675 | 26.5675 | 26.5675 | 26.5675 | 26.5675 | 26.5675 | 26.5675 | 26.5675 | 26.5675 | 26.5675 | 26.5675 | 26.5675 | 26.5675 | 26.5675 | 26.5675 | 26.5675 | 26.5675 | 26.5675 | 26.5675 | 26.5675
1238 | 26.5695 | 26.5695 | 26.5695 | 26.5695 | 26.5695 | 26.5695 | 26.5695 | 26.5695 | 26.5695 | 26.5695 | 26.5695 | 26.5695 | 26.5695 | 26.5695 | 26.5695 | 26.5695 | 26.5695 | 26.5695 | 26.5695 | 26.5695 | 26.5695 | 26.5695 | 26.5695 | 26.5695 | 26.5695 | 26.5695 | 26.5695 | 26.5695 | 26.5695 | 26.5695 | 26.5695 | 26.5695 | 26.5695 | 26.5695 | 26.5695 | 26.5695 | 26.5695 | 26.5695 | 26.5695 | 26.5695 | 26.5695 | 26.5695 | 26.5695 | 26.5695 | 26.5695 | 26.5695 | 26.5695 | 26.5695 | 26.5695 | 26.5695 | 26.5695 | 26.5695 | 26.5695 | 26.5695 | 26.5695 | 26.5695 | 26.5695 | 26.5695 | 26.5695 | 26.5695
1239 | 26.5715 | 26.5715 | 26.5715 | 26.5715 | 26.5715 | 26.5715 | 26.5715 | 26.5715 | 26.5715 | 26.5715 | 26.5715 | 26.5715 | 26.5715 | 26.5715 | 26.5715 | 26.5715 | 26.5715 | 26.5715 | 26.5715 | 26.5715 | 26.5715 | 26.5715 | 26.5715 | 26.5715 | 26.5715 | 26.5715 | 26.5715 | 26.5715 | 26.5715 | 26.5715 | 26.5715 | 26.5715 | 26.5715 | 26.5715 | 26.5715 | 26.5715 | 26.5715 | 26.5715 | 26.5715 | 26.5715 | 26.5715 | 26.5715 | 26.5715 | 26.5715 | 26.5715 | 26.5715 | 26.5715 | 26.5715 | 26.5715 | 26.5715 | 26.5715 | 26.5715 | 26.5715 | 26.5715 | 26.5715 | 26.5715 | 26.5715 | 26.5715 | 26.5715 | 26.5715
1240 | 26.5736 | 26.5736 | 26.5736 | 26.5736 | 26.5736 | 26.5736 | 26.5736 | 26.5736 | 26.5736 | 26.5736 | 26.5736 | 26.5736 | 26.5736 | 26.5736 | 26.5736 | 26.5736 | 26.5736 | 26.5736 | 26.5736 | 26.5736 | 26.5736 | 26.5736 | 26.5736 | 26.5736 | 26.5736 | 26.5736 | 26.5736 | 26.5736 | 26.5736 | 26.5736 | 26.5736 | 26.5736 | 26.5736 | 26.5736 | 26.5736 | 26.5736 | 26.5736 | 26.5736 | 26.5736 | 26.5736 | 26.5736 | 26.5736 | 26.5736 | 26.5736 | 26.5736 | 26.5736 | 26.5736 | 26.5736 | 26.5736 | 26.5736 | 26.5736 | 26.5736 | 26.5736 | 26.5736 | 26.5736 | 26.5736 | 26.5736 | 26.5736 | 26.5736 | 26.5736
1241 | 26.5756 | 26.5756 | 26.5756 | 26.5756 | 26.5756 | 26.5756 | 26.5756 | 26.5756 | 26.5756 | 26.5756 | 26.5756 | 26.5756 | 26.5756 | 26.5756 | 26.5756 | 26.5756 | 26.5756 | 26.5756 | 26.5756 | 26.5756 | 26.5756 | 26.5756 | 26.5756 | 26.5756 | 26.5756 | 26.5756 | 26.5756 | 26.5756 | 26.5756 | 26.5756 | 26.5756 | 26.5756 | 26.5756 | 26.5756 | 26.5756 | 26.5756 | 26.5756 | 26.5756 | 26.5756 | 26.5756 | 26.5756 | 26.5756 | 26.5756 | 26.5756 | 26.5756 | 26.5756 | 26.5756 | 26.5756 | 26.5756 | 26.5756 | 26.5756 | 26.5756 | 26.5756 | 26.5756 | 26.5756 | 26.5756 | 26.5756 | 26.5756 | 26.5756 | 26.5756
1242 | 26.5776 | 26.5776 | 26.5776 | 26.5776 | 26.5776 | 26.5776 | 26.5776 | 26.5776 | 26.5776 | 26.5776 | 26.5776 | 26.5776 | 26.5776 | 26.5776 | 26.5776 | 26.5776 | 26.5776 | 26.5776 | 26.5776 | 26.5776 | 26.5776 | 26.5776 | 26.5776 | 26.5776 | 26.5776 | 26.5776 | 26.5776 | 26.5776 | 26.5776 | 26.5776 | 26.5776 | 26.5776 | 26.5776 | 26.5776 | 26.5776 | 26.5776 | 26.5776 | 26.5776 | 26.5776 | 26.5776 | 26.5776 | 26.5776 | 26.5776 | 26.5776 | 26.5776 | 26.5776 | 26.5776 | 26.5776 | 26.5776 | 26.5776 | 26.5776 | 26.5776 | 26.5776 | 26.5776 | 26.5776 | 26.5776 | 26.5776 | 26.5776 | 26.5776 | 26.5776
1243 | 26.5796 | 26.5796 | 26.5796 | 26.5796 | 26.5796 | 26.5796 | 26.5796 | 26.5796 | 26.5796 | 26.5796 | 26.5796 | 26.5796 | 26.5796 | 26.5796 | 26.5796 | 26.5796 | 26.5796 | 26.5796 | 26.5796 | 26.5796 | 26.5796 | 26.5796 | 26.5796 | 26.5796 | 26.5796 | 26.5796 | 26.5796 | 26.5796 | 26.5796 | 26.5796 | 26.5796 | 26.5796 | 26.5796 | 26.5796 | 26.5796 | 26.5796 | 26.5796 | 26.5796 | 26.5796 | 26.5796 | 26.5796 | 26.5796 | 26.5796 | 26.5796 | 26.5796 | 26.5796 | 26.5796 | 26.5796 | 26.5796 | 26.5796 | 26.5796 | 26.5796 | 26.5796 | 26.5796 | 26.5796 | 26.5796 | 26.5796 | 26.5796 | 26.5796 | 26.5796
1244 | 26.5816 | 26.5816 | 26.5816 | 26.5816 | 26.5816 | 26.5816 | 26.5816 | 26.5816 | 26.5816 | 26.5816 | 26.5816 | 26.5816 | 26.5816 | 26.5816 | 26.5816 | 26.5816 | 26.5816 | 26.5816 | 26.5816 | 26.5816 | 26.5816 | 26.5816 | 26.5816 | 26.5816 | 26.5816 | 26.5816 | 26.5816 | 26.5816 | 26.5816 | 26.5816 | 26.5816 | 26.5816 | 26.5816 | 26.5816 | 26.5816 | 26.5816 | 26.5816 | 26.5816 | 26.5816 | 26.5816 | 26.5816 | 26.5816 | 26.5816 | 26.5816 | 26.5816 | 26.5816 | 26.5816 | 26.5816 | 26.5816 | 26.5816 | 26.5816 | 26.5816 | 26.5816 | 26.5816 | 26.5816 | 26.5816 | 26.5816 | 26.5816 | 26.5816 | 26.5816
1245 | 26.5836 | 26.5836 | 26.5836 | 26.5836 | 26.5836 | 26.5836 | 26.5836 | 26.5836 | 26.5836 | 26.5836 | 26.5836 | 26.5836 | 26.5836 | 26.5836 | 26.5836 | 26.5836 | 26.5836 | 26.5836 | 26.5836 | 26.5836 | 26.5836 | 26.5836 | 26.5836 | 26.5836 | 26.5836 | 26.5836 | 26.5836 | 26.5836 | 26.5836 | 26.5836 | 26.5836 | 26.5836 | 26.5836 | 26.5836 | 26.5836 | 26.5836 | 26.5836 | 26.5836 | 26.5836 | 26.5836 | 26.5836 | 26.5836 | 26.5836 | 26.5836 | 26.5836 | 26.5836 | 26.5836 | 26.5836 | 26.5836 | 26.5836 | 26.5836 | 26.5836 | 26.5836 | 26.5836 | 26.5836 | 26.5836 | 26.5836 | 26.5836 | 26.5836 | 26.5836
1246 | 26.5856 | 26.5856 | 26.5856 | 26.5856 | 26.5856 | 26.5856 | 26.5856 | 26.5856 | 26.5856 | 26.5856 | 26.5856 | 26.5856 | 26.5856 | 26.5856 | 26.5856 | 26.5856 | 26.5856 | 26.5856 | 26.5856 | 26.5856 | 26.5856 | 26.5856 | 26.5856 | 26.5856 | 26.5856 | 26.5856 | 26.5856 | 26.5856 | 26.5856 | 26.5856 | 26.5856 | 26.5856 | 26.5856 | 26.5856 | 26.5856 | 26.5856 | 26.5856 | 26.5856 | 26.5856 | 26.5856 | 26.5856 | 26.5856 | 26.5856 | 26.5856 | 26.5856 | 26.5856 | 26.5856 | 26.5856 | 26.5856 | 26.5856 | 26.5856 | 26.5856 | 26.5856 | 26.5856 | 26.5856 | 26.5856 | 26.5856 | 26.5856 | 26.5856 | 26.5856
1247 | 26.5876 | 26.5876 | 26.5876 | 26.5876 | 26.5876 | 26.5876 | 26.5876 | 26.5876 | 26.5876 | 26.5876 | 26.5876 | 26.5876 | 26.5876 | 26.5876 | 26.5876 | 26.5876 | 26.5876 | 26.5876 | 26.5876 | 26.5876 | 26.5876 | 26.5876 | 26.5876 | 26.5876 | 26.5876 | 26.5876 | 26.5876 | 26.5876 | 26.5876 | 26.5876 | 26.5876 | 26.5876 | 26.5876 | 26.5876 | 26.5876 | 26.5876 | 26.5876 | 26.5876 | 26.5876 | 26.5876 | 26.5876 | 26.5876 | 26.5876 | 26.5876 | 26.5876 | 26.5876 | 26.5876 | 26.5876 | 26.5876 | 26.5876 | 26.5876 | 26.5876 | 26.5876 | 26.5876 | 26.5876 | 26.5876 | 26.5876 | 26.5876 | 26.5876 | 26.5876
1248 | 26.5896 | 26.5896 | 26.5896 | 26.5896 | 26.5896 | 26.5896 | 26.5896 | 26.5896 | 26.5896 | 26.5896 | 26.5896 | 26.5896 | 26.5896 | 26.5896 | 26.5896 | 26.5896 | 26.5896 | 26.5896 | 26.5896 | 26.5896 | 26.5896 | 26.5896 | 26.5896 | 26.5896 | 26.5896 | 26.5896 | 26.5896 | 26.5896 | 26.5896 | 26.5896 | 26.5896 | 26.5896 | 26.5896 | 26.5896 | 26.5896 | 26.5896 | 26.5896 | 26.5896 | 26.5896 | 26.5896 | 26.5896 | 26.5896 | 26.5896 | 26.5896 | 26.5896 | 26.5896 | 26.5896 | 26.5896 | 26.5896 | 26.5896 | 26.5896 | 26.5896 | 26.5896 | 26.5896 | 26.5896 | 26.5896 | 26.5896 | 26.5896 | 26.5896 | 26.5896
1249 | 26.5916 | 26.5916 | 26.5916 | 26.5916 | 26.5916 | 26.5916 | 26.5916 | 26.5916 | 26.5916 | 26.5916 | 26.5916 | 26.5916 | 26.5916 | 26.5916 | 26.5916 | 26.5916 | 26.5916 | 26.5916 | 26.5916 | 26.5916 | 26.5916 | 26.5916 | 26.5916 | 26.5916 | 26.5916 | 26.5916 | 26.5916 | 26.5916 | 26.5916 | 26.5916 | 26.5916 | 26.5916 | 26.5916 | 26.5916 | 26.5916 | 26.5916 | 26.5916 | 26.5916 | 26.5916 | 26.5916 | 26.5916 | 26.5916 | 26.5916 | 26.5916 | 26.5916 | 26.5916 | 26.5916 | 26.5916 | 26.5916 | 26.5916 | 26.5916 | 26.5916 | 26.5916 | 26.5916 | 26.5916 | 26.5916 | 26.5916 | 26.5916 | 26.5916 | 26.5916
1250 | 26.5936 | 26.5936 | 26.5936 | 26.5936 | 26.5936 | 26.5936 | 26.5936 | 26.5936 | 26.5936 | 26.5936 | 26.5936 | 26.5936 | 26.5936 | 26.5936 | 26.5936 | 26.5936 | 26.5936 | 26.5936 | 26.5936 | 26.5936 | 26.5936 | 26.5936 | 26.5936 | 26.5936 | 26.5936 | 26.5936 | 26.5936 | 26.5936 | 26.5936 | 26.5936 | 26.5936 | 26.5936 | 26.5936 | 26.5936 | 26.5936 | 26.5936 | 26.5936 | 26.5936 | 26.5936 | 26.5936 | 26.5936 | 26.5936 | 26.5936 | 26.5936 | 26.5936 | 26.5936 | 26.5936 | 26.5936 | 26.5936 | 26.5936 | 26.5936 | 26.5936 | 26.5936 | 26.5936 | 26.5936 | 26.5936 | 26.5936 | 26.5936 | 26.5936 | 26.5936
1251 | 26.5956 | 26.5956 | 26.5956 | 26.5956 | 26.5956 | 26.5956 | 26.5956 | 26.5956 | 26.5956 | 26.5956 | 26.5956 | 26.5956 | 26.5956 | 26.5956 | 26.5956 | 26.5956 | 26.5956 | 26.5956 | 26.5956 | 26.5956 | 26.5956 | 26.5956 | 26.5956 | 26.5956 | 26.5956 | 26.5956 | 26.5956 | 26.5956 | 26.5956 | 26.5956 | 26.5956 | 26.5956 | 26.5956 | 26.5956 | 26.5956 | 26.5956 | 26.5956 | 26.5956 | 26.5956 | 26.5956 | 26.5956 | 26.5956 | 26.5956 | 26.5956 | 26.5956 | 26.5956 | 26.5956 | 26.5956 | 26.5956 | 26.5956 | 26.5956 | 26.5956 | 26.5956 | 26.5956 | 26.5956 | 26.5956 | 26.5956 | 26.5956 | 26.5956 | 26.5956
1252 | 26.5976 | 26.5976 | 26.5976 | 26.5976 | 26.5976 | 26.5976 | 26.5976 | 26.5976 | 26.5976 | 26.5976 | 26.5976 | 26.5976 | 26.5976 | 26.5976 | 26.5976 | 26.5976 | 26.5976 | 26.5976 | 26.5976 | 26.5976 | 26.5976 | 26.5976 | 26.5976 | 26.5976 | 26.5976 | 26.5976 | 26.5976 | 26.5976 | 26.5976 | 26.5976 | 26.5976 | 26.5976 | 26.5976 | 26.5976 | 26.5976 | 26.5976 | 26.5976 | 26.5976 | 26.5976 | 26.5976 | 26.5976 | 26.5976 | 26.5976 | 26.5976 | 26.5976 | 26.5976 | 26.5976 | 26.5976 | 26.5976 | 26.5976 | 26.5976 | 26.5976 | 26.5976 | 26.5976 | 26.5976 | 26.5976 | 26.5976 | 26.5976 | 26.5976 | 26.5976
1253 | 26.5996 | 26.5996 | 26.5996 | 26.5996 | 26.5996 | 26.5996 | 26.5996 | 26.5996 | 26.5996 | 26.5996 | 26.5996 | 26.5996 | 26.5996 | 26.5996 | 26.5996 | 26.5996 | 26.5996 | 26.5996 | 26.5996 | 26.5996 | 26.5996 | 26.5996 | 26.5996 | 26.5996 | 26.5996 | 26.5996 | 26.5996 | 26.5996 | 26.5996 | 26.5996 | 26.5996 | 26.5996 | 26.5996 | 26.5996 | 26.5996 | 26.5996 | 26.5996 | 26.5996 | 26.5996 | 26.5996 | 26.5996 | 26.5996 | 26.5996 | 26.5996 | 26.5996 | 26.5996 | 26.5996 | 26.5996 | 26.5996 | 26.5996 | 26.5996 | 26.5996 | 26.5996 | 26.5996 | 26.5996 | 26.5996 | 26.5996 | 26.5996 | 26.5996 | 26.5996
1254 | 26.6016 | 26.6016 | 26.6016 | 26.6016 | 26.6016 | 26.6016 | 26.6016 | 26.6016 | 26.6016 | 26.6016 | 26.6016 | 26.6016 | 26.6016 | 26.6016 | 26.6016 | 26.6016 | 26.6016 | 26.6016 | 26.6016 | 26.6016 | 26.6016 | 26.6016 | 26.6016 | 26.6016 | 26.6016 | 26.6016 | 26.6016 | 26.6016 | 26.6016 | 26.6016 | 26.6016 | 26.6016 | 26.6016 | 26.6016 | 26.6016 | 26.6016 | 26.6016 | 26.6016 | 26.6016 | 26.6016 | 26.6016 | 26.6016 | 26.6016 | 26.6016 | 26.6016 | 26.6016 | 26.6016 | 26.6016 | 26.6016 | 26.6016 | 26.6016 | 26.6016 | 26.6016 | 26.6016 | 26.6016 | 26.6016 | 26.6016 | 26.6016 | 26.6016 | 26.6016
1255 | 26.6036 | 26.6036 | 26.6036 | 26.6036 | 26.6036 | 26.6036 | 26.6036 | 26.6036 | 26.6036 | 26.6036 | 26.6036 | 26.6036 | 26.6036 | 26.6036 | 26.6036 | 26.6036 | 26.6036 | 26.6036 | 26.6036 | 26.6036 | 26.6036 | 26.6036 | 26.6036 | 26.6036 | 26.6036 | 26.6036 | 26.6036 | 26.6036 | 26.6036 | 26.6036 | 26.6036 | 26.6036 | 26.6036 | 26.6036 | 26.6036 | 26.6036 | 26.6036 | 26.6036 | 26.6036 | 26.6036 | 26.6036 | 26.6036 | 26.6036 | 26.6036 | 26.6036 | 26.6036 | 26.6036 | 26.6036 | 26.6036 | 26.6036 | 26.6036 | 26.6036 | 26.6036 | 26.6036 | 26.6036 | 26.6036 | 26.6036 | 26.6036 | 26.6036 | 26.6036
1256 | 26.6056 | 26.6056 | 26.6056 | 26.6056 | 26.6056 | 26.6056 | 26.6056 | 26.6056 | 26.6056 | 26.6056 | 26.6056 | 26.6056 | 26.6056 | 26.6056 | 26.6056 | 26.6056 | 26.6056 | 26.6056 | 26.6056 | 26.6056 | 26.6056 | 26.6056 | 26.6056 | 26.6056 | 26.6056 | 26.6056 | 26.6056 | 26.6056 | 26.6056 | 26.6056 | 26.6056 | 26.6056 | 26.6056 | 26.6056 | 26.6056 | 26.6056 | 26.6056 | 26.6056 | 26.6056 | 26.6056 | 26.6056 | 26.6056 | 26.6056 | 26.6056 | 26.6056 | 26.6056 | 26.6056 | 26.6056 | 26.6056 | 26.6056 | 26.6056 | 26.6056 | 26.6056 | 26.6056 | 26.6056 | 26.6056 | 26.6056 | 26.6056 | 26.6056 | 26.6056
1257 | 26.6076 | 26.6076 | 26.6076 | 26.6076 | 26.6076 | 26.6076 | 26.6076 | 26.6076 | 26.6076 | 26.6076 | 26.6076 | 26.6076 | 26.6076 | 26.6076 | 26.6076 | 26.6076 | 26.6076 | 26.6076 | 26.6076 | 26.6076 | 26.6076 | 26.6076 | 26.6076 | 26.6076 | 26.6076 | 26.6076 | 26.6076 | 26.6076 | 26.6076 | 26.6076 | 26.6076 | 26.6076 | 26.6076 | 26.6076 | 26.6076 | 26.6076 | 26.6076 | 26.6076 | 26.6076 | 26.6076 | 26.6076 | 26.6076 | 26.6076 | 26.6076 | 26.6076 | 26.6076 | 26.6076 | 26.6076 | 26.6076 | 26.6076 | 26.6076 | 26.6076 | 26.6076 | 26.6076 | 26.6076 | 26.6076 | 26.6076 | 26.6076 | 26.6076 | 26.6076
1258 | 26.6096 | 26.6096 | 26.6096 | 26.6096 | 26.6096 | 26.6096 | 26.6096 | 26.6096 | 26.6096 | 26.6096 | 26.6096 | 26.6096 | 26.6096 | 26.6096 | 26.6096 | 26.6096 | 26.6096 | 26.6096 | 26.6096 | 26.6096 | 26.6096 | 26.6096 | 26.6096 | 26.6096 | 26.6096 | 26.6096 | 26.6096 | 26.6096 | 26.6096 | 26.6096 | 26.6096 | 26.6096 | 26.6096 | 26.6096 | 26.6096 | 26.6096 | 26.6096 | 26.6096 | 26.6096 | 26.6096 | 26.6096 | 26.6096 | 26.6096 | 26.6096 | 26.6096 | 26.6096 | 26.6096 | 26.6096 | 26.6096 | 26.6096 | 26.6096 | 26.6096 | 26.6096 | 26.6096 | 26.6096 | 26.6096 | 26.6096 | 26.6096 | 26.6096 | 26.6096
1259 | 26.6116 | 26.6116 | 26.6116 | 26.6116 | 26.6116 | 26.6116 | 26.6116 | 26.6116 | 26.6116 | 26.6116 | 26.6116 | 26.6116 | 26.6116 | 26.6116 | 26.6116 | 26.6116 | 26.6116 | 26.6116 | 26.6116 | 26.6116 | 26.6116 | 26.6116 | 26.6116 | 26.6116 | 26.6116 | 26.6116 | 26.6116 | 26.6116 | 26.6116 | 26.6116 | 26.6116 | 26.6116 | 26.6116 | 26.6116 | 26.6116 | 26.6116 | 26.6116 | 26.6116 | 26.6116 | 26.6116 | 26.6116 | 26.6116 | 26.6116 | 26.6116 | 26.6116 | 26.6116 | 26.6116 | 26.6116 | 26.6116 | 26.6116 | 26.6116 | 26.6116 | 26.6116 | 26.6116 | 26.6116 | 26.6116 | 26.6116 | 26.6116 | 26.6116 | 26.6116
1260 | 26.6136 | 26.6136 | 26.6136 | 26.6136 | 26.6136 | 26.6136 | 26.6136 | 26.6136 | 26.6136 | 26.6136 | 26.6136 | 26.6136 | 26.6136 | 26.6136 | 26.6136 | 26.6136 | 26.6136 | 26.6136 | 26.6136 | 26.6136 | 26.6136 | 26.6136 | 26.6136 | 26.6136 | 26.6136 | 26.6136 | 26.6136 | 26.6136 | 26.6136 | 26.6136 | 26.6136 | 26.6136 | 26.6136 | 26.6136 | 26.6136 | 26.6136 | 26.6136 | 26.6136 | 26.6136 | 26.6136 | 26.6136 | 26.6136 | 26.6136 | 26.6136 | 26.6136 | 26.6136 | 26.6136 | 26.6136 | 26.6136 | 26.6136 | 26.6136 | 26.6136 | 26.6136 | 26.6136 | 26.6136 | 26.6136 | 26.6136 | 26.6136 | 26.6136 | 26.6136
1261 | 26.6155 | 26.6155 | 26.6155 | 26.6155 | 26.6155 | 26.6155 | 26.6155 | 26.6155 | 26.6155 | 26.6155 | 26.6155 | 26.6155 | 26.6155 | 26.6155 | 26.6155 | 26.6155 | 26.6155 | 26.6155 | 26.6155 | 26.6155 | 26.6155 | 26.6155 | 26.6155 | 26.6155 | 26.6155 | 26.6155 | 26.6155 | 26.6155 | 26.6155 | 26.6155 | 26.6155 | 26.6155 | 26.6155 | 26.6155 | 26.6155 | 26.6155 | 26.6155 | 26.6155 | 26.6155 | 26.6155 | 26.6155 | 26.6155 | 26.6155 | 26.6155 | 26.6155 | 26.6155 | 26.6155 | 26.6155 | 26.6155 | 26.6155 | 26.6155 | 26.6155 | 26.6155 | 26.6155 | 26.6155 | 26.6155 | 26.6155 | 26.6155 | 26.6155 | 26.6155
1262 | 26.6175 | 26.6175 | 26.6175 | 26.6175 | 26.6175 | 26.6175 | 26.6175 | 26.6175 | 26.6175 | 26.6175 | 26.6175 | 26.6175 | 26.6175 | 26.6175 | 26.6175 | 26.6175 | 26.6175 | 26.6175 | 26.6175 | 26.6175 | 26.6175 | 26.6175 | 26.6175 | 26.6175 | 26.6175 | 26.6175 | 26.6175 | 26.6175 | 26.6175 | 26.6175 | 26.6175 | 26.6175 | 26.6175 | 26.6175 | 26.6175 | 26.6175 | 26.6175 | 26.6175 | 26.6175 | 26.6175 | 26.6175 | 26.6175 | 26.6175 | 26.6175 | 26.6175 | 26.6175 | 26.6175 | 26.6175 | 26.6175 | 26.6175 | 26.6175 | 26.6175 | 26.6175 | 26.6175 | 26.6175 | 26.6175 | 26.6175 | 26.6175 | 26.6175 | 26.6175
1263 | 26.6195 | 26.6195 | 26.6195 | 26.6195 | 26.6195 | 26.6195 | 26.6195 | 26.6195 | 26.6195 | 26.6195 | 26.6195 | 26.6195 | 26.6195 | 26.6195 | 26.6195 | 26.6195 | 26.6195 | 26.6195 | 26.6195 | 26.6195 | 26.6195 | 26.6195 | 26.6195 | 26.6195 | 26.6195 | 26.6195 | 26.6195 | 26.6195 | 26.6195 | 26.6195 | 26.6195 | 26.6195 | 26.6195 | 26.6195 | 26.6195 | 26.6195 | 26.6195 | 26.6195 | 26.6195 | 26.6195 | 26.6195 | 26.6195 | 26.6195 | 26.6195 | 26.6195 | 26.6195 | 26.6195 | 26.6195 | 26.6195 | 26.6195 | 26.6195 | 26.6195 | 26.6195 | 26.6195 | 26.6195 | 26.6195 | 26.6195 | 26.6195 | 26.6195 | 26.6195
1264 | 26.6215 | 26.6215 | 26.6215 | 26.6215 | 26.6215 | 26.6215 | 26.6215 | 26.6215 | 26.6215 | 26.6215 | 26.6215 | 26.6215 | 26.6215 | 26.6215 | 26.6215 | 26.6215 | 26.6215 | 26.6215 | 26.6215 | 26.6215 | 26.6215 | 26.6215 | 26.6215 | 26.6215 | 26.6215 | 26.6215 | 26.6215 | 26.6215 | 26.6215 | 26.6215 | 26.6215 | 26.6215 | 26.6215 | 26.6215 | 26.6215 | 26.6215 | 26.6215 | 26.6215 | 26.6215 | 26.6215 | 26.6215 | 26.6215 | 26.6215 | 26.6215 | 26.6215 | 26.6215 | 26.6215 | 26.6215 | 26.6215 | 26.6215 | 26.6215 | 26.6215 | 26.6215 | 26.6215 | 26.6215 | 26.6215 | 26.6215 | 26.6215 | 26.6215 | 26.6215
1265 | 26.6235 | 26.6235 | 26.6235 | 26.6235 | 26.6235 | 26.6235 | 26.6235 | 26.6235 | 26.6235 | 26.6235 | 26.6235 | 26.6235 | 26.6235 | 26.6235 | 26.6235 | 26.6235 | 26.6235 | 26.6235 | 26.6235 | 26.6235 | 26.6235 | 26.6235 | 26.6235 | 26.6235 | 26.6235 | 26.6235 | 26.6235 | 26.6235 | 26.6235 | 26.6235 | 26.6235 | 26.6235 | 26.6235 | 26.6235 | 26.6235 | 26.6235 | 26.6235 | 26.6235 | 26.6235 | 26.6235 | 26.6235 | 26.6235 | 26.6235 | 26.6235 | 26.6235 | 26.6235 | 26.6235 | 26.6235 | 26.6235 | 26.6235 | 26.6235 | 26.6235 | 26.6235 | 26.6235 | 26.6235 | 26.6235 | 26.6235 | 26.6235 | 26.6235 | 26.6235
1266 | 26.6254 | 26.6254 | 26.6254 | 26.6254 | 26.6254 | 26.6254 | 26.6254 | 26.6254 | 26.6254 | 26.6254 | 26.6254 | 26.6254 | 26.6254 | 26.6254 | 26.6254 | 26.6254 | 26.6254 | 26.6254 | 26.6254 | 26.6254 | 26.6254 | 26.6254 | 26.6254 | 26.6254 | 26.6254 | 26.6254 | 26.6254 | 26.6254 | 26.6254 | 26.6254 | 26.6254 | 26.6254 | 26.6254 | 26.6254 | 26.6254 | 26.6254 | 26.6254 | 26.6254 | 26.6254 | 26.6254 | 26.6254 | 26.6254 | 26.6254 | 26.6254 | 26.6254 | 26.6254 | 26.6254 | 26.6254 | 26.6254 | 26.6254 | 26.6254 | 26.6254 | 26.6254 | 26.6254 | 26.6254 | 26.6254 | 26.6254 | 26.6254 | 26.6254 | 26.6254
1267 | 26.6274 | 26.6274 | 26.6274 | 26.6274 | 26.6274 | 26.6274 | 26.6274 | 26.6274 | 26.6274 | 26.6274 | 26.6274 | 26.6274 | 26.6274 | 26.6274 | 26.6274 | 26.6274 | 26.6274 | 26.6274 | 26.6274 | 26.6274 | 26.6274 | 26.6274 | 26.6274 | 26.6274 | 26.6274 | 26.6274 | 26.6274 | 26.6274 | 26.6274 | 26.6274 | 26.6274 | 26.6274 | 26.6274 | 26.6274 | 26.6274 | 26.6274 | 26.6274 | 26.6274 | 26.6274 | 26.6274 | 26.6274 | 26.6274 | 26.6274 | 26.6274 | 26.6274 | 26.6274 | 26.6274 | 26.6274 | 26.6274 | 26.6274 | 26.6274 | 26.6274 | 26.6274 | 26.6274 | 26.6274 | 26.6274 | 26.6274 | 26.6274 | 26.6274 | 26.6274
1268 | 26.6294 | 26.6294 | 26.6294 | 26.6294 | 26.6294 | 26.6294 | 26.6294 | 26.6294 | 26.6294 | 26.6294 | 26.6294 | 26.6294 | 26.6294 | 26.6294 | 26.6294 | 26.6294 | 26.6294 | 26.6294 | 26.6294 | 26.6294 | 26.6294 | 26.6294 | 26.6294 | 26.6294 | 26.6294 | 26.6294 | 26.6294 | 26.6294 | 26.6294 | 26.6294 | 26.6294 | 26.6294 | 26.6294 | 26.6294 | 26.6294 | 26.6294 | 26.6294 | 26.6294 | 26.6294 | 26.6294 | 26.6294 | 26.6294 | 26.6294 | 26.6294 | 26.6294 | 26.6294 | 26.6294 | 26.6294 | 26.6294 | 26.6294 | 26.6294 | 26.6294 | 26.6294 | 26.6294 | 26.6294 | 26.6294 | 26.6294 | 26.6294 | 26.6294 | 26.6294
1269 | 26.6314 | 26.6314 | 26.6314 | 26.6314 | 26.6314 | 26.6314 | 26.6314 | 26.6314 | 26.6314 | 26.6314 | 26.6314 | 26.6314 | 26.6314 | 26.6314 | 26.6314 | 26.6314 | 26.6314 | 26.6314 | 26.6314 | 26.6314 | 26.6314 | 26.6314 | 26.6314 | 26.6314 | 26.6314 | 26.6314 | 26.6314 | 26.6314 | 26.6314 | 26.6314 | 26.6314 | 26.6314 | 26.6314 | 26.6314 | 26.6314 | 26.6314 | 26.6314 | 26.6314 | 26.6314 | 26.6314 | 26.6314 | 26.6314 | 26.6314 | 26.6314 | 26.6314 | 26.6314 | 26.6314 | 26.6314 | 26.6314 | 26.6314 | 26.6314 | 26.6314 | 26.6314 | 26.6314 | 26.6314 | 26.6314 | 26.6314 | 26.6314 | 26.6314 | 26.6314
1270 | 26.6333 | 26.6333 | 26.6333 | 26.6333 | 26.6333 | 26.6333 | 26.6333 | 26.6333 | 26.6333 | 26.6333 | 26.6333 | 26.6333 | 26.6333 | 26.6333 | 26.6333 | 26.6333 | 26.6333 | 26.6333 | 26.6333 | 26.6333 | 26.6333 | 26.6333 | 26.6333 | 26.6333 | 26.6333 | 26.6333 | 26.6333 | 26.6333 | 26.6333 | 26.6333 | 26.6333 | 26.6333 | 26.6333 | 26.6333 | 26.6333 | 26.6333 | 26.6333 | 26.6333 | 26.6333 | 26.6333 | 26.6333 | 26.6333 | 26.6333 | 26.6333 | 26.6333 | 26.6333 | 26.6333 | 26.6333 | 26.6333 | 26.6333 | 26.6333 | 26.6333 | 26.6333 | 26.6333 | 26.6333 | 26.6333 | 26.6333 | 26.6333 | 26.6333 | 26.6333
1271 | 26.6353 | 26.6353 | 26.6353 | 26.6353 | 26.6353 | 26.6353 | 26.6353 | 26.6353 | 26.6353 | 26.6353 | 26.6353 | 26.6353 | 26.6353 | 26.6353 | 26.6353 | 26.6353 | 26.6353 | 26.6353 | 26.6353 | 26.6353 | 26.6353 | 26.6353 | 26.6353 | 26.6353 | 26.6353 | 26.6353 | 26.6353 | 26.6353 | 26.6353 | 26.6353 | 26.6353 | 26.6353 | 26.6353 | 26.6353 | 26.6353 | 26.6353 | 26.6353 | 26.6353 | 26.6353 | 26.6353 | 26.6353 | 26.6353 | 26.6353 | 26.6353 | 26.6353 | 26.6353 | 26.6353 | 26.6353 | 26.6353 | 26.6353 | 26.6353 | 26.6353 | 26.6353 | 26.6353 | 26.6353 | 26.6353 | 26.6353 | 26.6353 | 26.6353 | 26.6353
1272 | 26.6373 | 26.6373 | 26.6373 | 26.6373 | 26.6373 | 26.6373 | 26.6373 | 26.6373 | 26.6373 | 26.6373 | 26.6373 | 26.6373 | 26.6373 | 26.6373 | 26.6373 | 26.6373 | 26.6373 | 26.6373 | 26.6373 | 26.6373 | 26.6373 | 26.6373 | 26.6373 | 26.6373 | 26.6373 | 26.6373 | 26.6373 | 26.6373 | 26.6373 | 26.6373 | 26.6373 | 26.6373 | 26.6373 | 26.6373 | 26.6373 | 26.6373 | 26.6373 | 26.6373 | 26.6373 | 26.6373 | 26.6373 | 26.6373 | 26.6373 | 26.6373 | 26.6373 | 26.6373 | 26.6373 | 26.6373 | 26.6373 | 26.6373 | 26.6373 | 26.6373 | 26.6373 | 26.6373 | 26.6373 | 26.6373 | 26.6373 | 26.6373 | 26.6373 | 26.6373
1273 | 26.6392 | 26.6392 | 26.6392 | 26.6392 | 26.6392 | 26.6392 | 26.6392 | 26.6392 | 26.6392 | 26.6392 | 26.6392 | 26.6392 | 26.6392 | 26.6392 | 26.6392 | 26.6392 | 26.6392 | 26.6392 | 26.6392 | 26.6392 | 26.6392 | 26.6392 | 26.6392 | 26.6392 | 26.6392 | 26.6392 | 26.6392 | 26.6392 | 26.6392 | 26.6392 | 26.6392 | 26.6392 | 26.6392 | 26.6392 | 26.6392 | 26.6392 | 26.6392 | 26.6392 | 26.6392 | 26.6392 | 26.6392 | 26.6392 | 26.6392 | 26.6392 | 26.6392 | 26.6392 | 26.6392 | 26.6392 | 26.6392 | 26.6392 | 26.6392 | 26.6392 | 26.6392 | 26.6392 | 26.6392 | 26.6392 | 26.6392 | 26.6392 | 26.6392 | 26.6392
1274 | 26.6412 | 26.6412 | 26.6412 | 26.6412 | 26.6412 | 26.6412 | 26.6412 | 26.6412 | 26.6412 | 26.6412 | 26.6412 | 26.6412 | 26.6412 | 26.6412 | 26.6412 | 26.6412 | 26.6412 | 26.6412 | 26.6412 | 26.6412 | 26.6412 | 26.6412 | 26.6412 | 26.6412 | 26.6412 | 26.6412 | 26.6412 | 26.6412 | 26.6412 | 26.6412 | 26.6412 | 26.6412 | 26.6412 | 26.6412 | 26.6412 | 26.6412 | 26.6412 | 26.6412 | 26.6412 | 26.6412 | 26.6412 | 26.6412 | 26.6412 | 26.6412 | 26.6412 | 26.6412 | 26.6412 | 26.6412 | 26.6412 | 26.6412 | 26.6412 | 26.6412 | 26.6412 | 26.6412 | 26.6412 | 26.6412 | 26.6412 | 26.6412 | 26.6412 | 26.6412
1275 | 26.6431 | 26.6431 | 26.6431 | 26.6431 | 26.6431 | 26.6431 | 26.6431 | 26.6431 | 26.6431 | 26.6431 | 26.6431 | 26.6431 | 26.6431 | 26.6431 | 26.6431 | 26.6431 | 26.6431 | 26.6431 | 26.6431 | 26.6431 | 26.6431 | 26.6431 | 26.6431 | 26.6431 | 26.6431 | 26.6431 | 26.6431 | 26.6431 | 26.6431 | 26.6431 | 26.6431 | 26.6431 | 26.6431 | 26.6431 | 26.6431 | 26.6431 | 26.6431 | 26.6431 | 26.6431 | 26.6431 | 26.6431 | 26.6431 | 26.6431 | 26.6431 | 26.6431 | 26.6431 | 26.6431 | 26.6431 | 26.6431 | 26.6431 | 26.6431 | 26.6431 | 26.6431 | 26.6431 | 26.6431 | 26.6431 | 26.6431 | 26.6431 | 26.6431 | 26.6431
1276 | 26.6451 | 26.6451 | 26.6451 | 26.6451 | 26.6451 | 26.6451 | 26.6451 | 26.6451 | 26.6451 | 26.6451 | 26.6451 | 26.6451 | 26.6451 | 26.6451 | 26.6451 | 26.6451 | 26.6451 | 26.6451 | 26.6451 | 26.6451 | 26.6451 | 26.6451 | 26.6451 | 26.6451 | 26.6451 | 26.6451 | 26.6451 | 26.6451 | 26.6451 | 26.6451 | 26.6451 | 26.6451 | 26.6451 | 26.6451 | 26.6451 | 26.6451 | 26.6451 | 26.6451 | 26.6451 | 26.6451 | 26.6451 | 26.6451 | 26.6451 | 26.6451 | 26.6451 | 26.6451 | 26.6451 | 26.6451 | 26.6451 | 26.6451 | 26.6451 | 26.6451 | 26.6451 | 26.6451 | 26.6451 | 26.6451 | 26.6451 | 26.6451 | 26.6451 | 26.6451
1277 | 26.6471 | 26.6471 | 26.6471 | 26.6471 | 26.6471 | 26.6471 | 26.6471 | 26.6471 | 26.6471 | 26.6471 | 26.6471 | 26.6471 | 26.6471 | 26.6471 | 26.6471 | 26.6471 | 26.6471 | 26.6471 | 26.6471 | 26.6471 | 26.6471 | 26.6471 | 26.6471 | 26.6471 | 26.6471 | 26.6471 | 26.6471 | 26.6471 | 26.6471 | 26.6471 | 26.6471 | 26.6471 | 26.6471 | 26.6471 | 26.6471 | 26.6471 | 26.6471 | 26.6471 | 26.6471 | 26.6471 | 26.6471 | 26.6471 | 26.6471 | 26.6471 | 26.6471 | 26.6471 | 26.6471 | 26.6471 | 26.6471 | 26.6471 | 26.6471 | 26.6471 | 26.6471 | 26.6471 | 26.6471 | 26.6471 | 26.6471 | 26.6471 | 26.6471 | 26.6471
1278 | 26.649 | 26.649 | 26.649 | 26.649 | 26.649 | 26.649 | 26.649 | 26.649 | 26.649 | 26.649 | 26.649 | 26.649 | 26.649 | 26.649 | 26.649 | 26.649 | 26.649 | 26.649 | 26.649 | 26.649 | 26.649 | 26.649 | 26.649 | 26.649 | 26.649 | 26.649 | 26.649 | 26.649 | 26.649 | 26.649 | 26.649 | 26.649 | 26.649 | 26.649 | 26.649 | 26.649 | 26.649 | 26.649 | 26.649 | 26.649 | 26.649 | 26.649 | 26.649 | 26.649 | 26.649 | 26.649 | 26.649 | 26.649 | 26.649 | 26.649 | 26.649 | 26.649 | 26.649 | 26.649 | 26.649 | 26.649 | 26.649 | 26.649 | 26.649 | 26.649
1279 | 26.651 | 26.651 | 26.651 | 26.651 | 26.651 | 26.651 | 26.651 | 26.651 | 26.651 | 26.651 | 26.651 | 26.651 | 26.651 | 26.651 | 26.651 | 26.651 | 26.651 | 26.651 | 26.651 | 26.651 | 26.651 | 26.651 | 26.651 | 26.651 | 26.651 | 26.651 | 26.651 | 26.651 | 26.651 | 26.651 | 26.651 | 26.651 | 26.651 | 26.651 | 26.651 | 26.651 | 26.651 | 26.651 | 26.651 | 26.651 | 26.651 | 26.651 | 26.651 | 26.651 | 26.651 | 26.651 | 26.651 | 26.651 | 26.651 | 26.651 | 26.651 | 26.651 | 26.651 | 26.651 | 26.651 | 26.651 | 26.651 | 26.651 | 26.651 | 26.651
1280 | 26.6529 | 26.6529 | 26.6529 | 26.6529 | 26.6529 | 26.6529 | 26.6529 | 26.6529 | 26.6529 | 26.6529 | 26.6529 | 26.6529 | 26.6529 | 26.6529 | 26.6529 | 26.6529 | 26.6529 | 26.6529 | 26.6529 | 26.6529 | 26.6529 | 26.6529 | 26.6529 | 26.6529 | 26.6529 | 26.6529 | 26.6529 | 26.6529 | 26.6529 | 26.6529 | 26.6529 | 26.6529 | 26.6529 | 26.6529 | 26.6529 | 26.6529 | 26.6529 | 26.6529 | 26.6529 | 26.6529 | 26.6529 | 26.6529 | 26.6529 | 26.6529 | 26.6529 | 26.6529 | 26.6529 | 26.6529 | 26.6529 | 26.6529 | 26.6529 | 26.6529 | 26.6529 | 26.6529 | 26.6529 | 26.6529 | 26.6529 | 26.6529 | 26.6529 | 26.6529
1281 | 26.6549 | 26.6549 | 26.6549 | 26.6549 | 26.6549 | 26.6549 | 26.6549 | 26.6549 | 26.6549 | 26.6549 | 26.6549 | 26.6549 | 26.6549 | 26.6549 | 26.6549 | 26.6549 | 26.6549 | 26.6549 | 26.6549 | 26.6549 | 26.6549 | 26.6549 | 26.6549 | 26.6549 | 26.6549 | 26.6549 | 26.6549 | 26.6549 | 26.6549 | 26.6549 | 26.6549 | 26.6549 | 26.6549 | 26.6549 | 26.6549 | 26.6549 | 26.6549 | 26.6549 | 26.6549 | 26.6549 | 26.6549 | 26.6549 | 26.6549 | 26.6549 | 26.6549 | 26.6549 | 26.6549 | 26.6549 | 26.6549 | 26.6549 | 26.6549 | 26.6549 | 26.6549 | 26.6549 | 26.6549 | 26.6549 | 26.6549 | 26.6549 | 26.6549 | 26.6549
1282 | 26.6568 | 26.6568 | 26.6568 | 26.6568 | 26.6568 | 26.6568 | 26.6568 | 26.6568 | 26.6568 | 26.6568 | 26.6568 | 26.6568 | 26.6568 | 26.6568 | 26.6568 | 26.6568 | 26.6568 | 26.6568 | 26.6568 | 26.6568 | 26.6568 | 26.6568 | 26.6568 | 26.6568 | 26.6568 | 26.6568 | 26.6568 | 26.6568 | 26.6568 | 26.6568 | 26.6568 | 26.6568 | 26.6568 | 26.6568 | 26.6568 | 26.6568 | 26.6568 | 26.6568 | 26.6568 | 26.6568 | 26.6568 | 26.6568 | 26.6568 | 26.6568 | 26.6568 | 26.6568 | 26.6568 | 26.6568 | 26.6568 | 26.6568 | 26.6568 | 26.6568 | 26.6568 | 26.6568 | 26.6568 | 26.6568 | 26.6568 | 26.6568 | 26.6568 | 26.6568
1283 | 26.6588 | 26.6588 | 26.6588 | 26.6588 | 26.6588 | 26.6588 | 26.6588 | 26.6588 | 26.6588 | 26.6588 | 26.6588 | 26.6588 | 26.6588 | 26.6588 | 26.6588 | 26.6588 | 26.6588 | 26.6588 | 26.6588 | 26.6588 | 26.6588 | 26.6588 | 26.6588 | 26.6588 | 26.6588 | 26.6588 | 26.6588 | 26.6588 | 26.6588 | 26.6588 | 26.6588 | 26.6588 | 26.6588 | 26.6588 | 26.6588 | 26.6588 | 26.6588 | 26.6588 | 26.6588 | 26.6588 | 26.6588 | 26.6588 | 26.6588 | 26.6588 | 26.6588 | 26.6588 | 26.6588 | 26.6588 | 26.6588 | 26.6588 | 26.6588 | 26.6588 | 26.6588 | 26.6588 | 26.6588 | 26.6588 | 26.6588 | 26.6588 | 26.6588 | 26.6588
1284 | 26.6607 | 26.6607 | 26.6607 | 26.6607 | 26.6607 | 26.6607 | 26.6607 | 26.6607 | 26.6607 | 26.6607 | 26.6607 | 26.6607 | 26.6607 | 26.6607 | 26.6607 | 26.6607 | 26.6607 | 26.6607 | 26.6607 | 26.6607 | 26.6607 | 26.6607 | 26.6607 | 26.6607 | 26.6607 | 26.6607 | 26.6607 | 26.6607 | 26.6607 | 26.6607 | 26.6607 | 26.6607 | 26.6607 | 26.6607 | 26.6607 | 26.6607 | 26.6607 | 26.6607 | 26.6607 | 26.6607 | 26.6607 | 26.6607 | 26.6607 | 26.6607 | 26.6607 | 26.6607 | 26.6607 | 26.6607 | 26.6607 | 26.6607 | 26.6607 | 26.6607 | 26.6607 | 26.6607 | 26.6607 | 26.6607 | 26.6607 | 26.6607 | 26.6607 | 26.6607
1285 | 26.6627 | 26.6627 | 26.6627 | 26.6627 | 26.6627 | 26.6627 | 26.6627 | 26.6627 | 26.6627 | 26.6627 | 26.6627 | 26.6627 | 26.6627 | 26.6627 | 26.6627 | 26.6627 | 26.6627 | 26.6627 | 26.6627 | 26.6627 | 26.6627 | 26.6627 | 26.6627 | 26.6627 | 26.6627 | 26.6627 | 26.6627 | 26.6627 | 26.6627 | 26.6627 | 26.6627 | 26.6627 | 26.6627 | 26.6627 | 26.6627 | 26.6627 | 26.6627 | 26.6627 | 26.6627 | 26.6627 | 26.6627 | 26.6627 | 26.6627 | 26.6627 | 26.6627 | 26.6627 | 26.6627 | 26.6627 | 26.6627 | 26.6627 | 26.6627 | 26.6627 | 26.6627 | 26.6627 | 26.6627 | 26.6627 | 26.6627 | 26.6627 | 26.6627 | 26.6627
1286 | 26.6646 | 26.6646 | 26.6646 | 26.6646 | 26.6646 | 26.6646 | 26.6646 | 26.6646 | 26.6646 | 26.6646 | 26.6646 | 26.6646 | 26.6646 | 26.6646 | 26.6646 | 26.6646 | 26.6646 | 26.6646 | 26.6646 | 26.6646 | 26.6646 | 26.6646 | 26.6646 | 26.6646 | 26.6646 | 26.6646 | 26.6646 | 26.6646 | 26.6646 | 26.6646 | 26.6646 | 26.6646 | 26.6646 | 26.6646 | 26.6646 | 26.6646 | 26.6646 | 26.6646 | 26.6646 | 26.6646 | 26.6646 | 26.6646 | 26.6646 | 26.6646 | 26.6646 | 26.6646 | 26.6646 | 26.6646 | 26.6646 | 26.6646 | 26.6646 | 26.6646 | 26.6646 | 26.6646 | 26.6646 | 26.6646 | 26.6646 | 26.6646 | 26.6646 | 26.6646
1287 | 26.6666 | 26.6666 | 26.6666 | 26.6666 | 26.6666 | 26.6666 | 26.6666 | 26.6666 | 26.6666 | 26.6666 | 26.6666 | 26.6666 | 26.6666 | 26.6666 | 26.6666 | 26.6666 | 26.6666 | 26.6666 | 26.6666 | 26.6666 | 26.6666 | 26.6666 | 26.6666 | 26.6666 | 26.6666 | 26.6666 | 26.6666 | 26.6666 | 26.6666 | 26.6666 | 26.6666 | 26.6666 | 26.6666 | 26.6666 | 26.6666 | 26.6666 | 26.6666 | 26.6666 | 26.6666 | 26.6666 | 26.6666 | 26.6666 | 26.6666 | 26.6666 | 26.6666 | 26.6666 | 26.6666 | 26.6666 | 26.6666 | 26.6666 | 26.6666 | 26.6666 | 26.6666 | 26.6666 | 26.6666 | 26.6666 | 26.6666 | 26.6666 | 26.6666 | 26.6666
1288 | 26.6685 | 26.6685 | 26.6685 | 26.6685 | 26.6685 | 26.6685 | 26.6685 | 26.6685 | 26.6685 | 26.6685 | 26.6685 | 26.6685 | 26.6685 | 26.6685 | 26.6685 | 26.6685 | 26.6685 | 26.6685 | 26.6685 | 26.6685 | 26.6685 | 26.6685 | 26.6685 | 26.6685 | 26.6685 | 26.6685 | 26.6685 | 26.6685 | 26.6685 | 26.6685 | 26.6685 | 26.6685 | 26.6685 | 26.6685 | 26.6685 | 26.6685 | 26.6685 | 26.6685 | 26.6685 | 26.6685 | 26.6685 | 26.6685 | 26.6685 | 26.6685 | 26.6685 | 26.6685 | 26.6685 | 26.6685 | 26.6685 | 26.6685 | 26.6685 | 26.6685 | 26.6685 | 26.6685 | 26.6685 | 26.6685 | 26.6685 | 26.6685 | 26.6685 | 26.6685
1289 | 26.6704 | 26.6704 | 26.6704 | 26.6704 | 26.6704 | 26.6704 | 26.6704 | 26.6704 | 26.6704 | 26.6704 | 26.6704 | 26.6704 | 26.6704 | 26.6704 | 26.6704 | 26.6704 | 26.6704 | 26.6704 | 26.6704 | 26.6704 | 26.6704 | 26.6704 | 26.6704 | 26.6704 | 26.6704 | 26.6704 | 26.6704 | 26.6704 | 26.6704 | 26.6704 | 26.6704 | 26.6704 | 26.6704 | 26.6704 | 26.6704 | 26.6704 | 26.6704 | 26.6704 | 26.6704 | 26.6704 | 26.6704 | 26.6704 | 26.6704 | 26.6704 | 26.6704 | 26.6704 | 26.6704 | 26.6704 | 26.6704 | 26.6704 | 26.6704 | 26.6704 | 26.6704 | 26.6704 | 26.6704 | 26.6704 | 26.6704 | 26.6704 | 26.6704 | 26.6704
1290 | 26.6724 | 26.6724 | 26.6724 | 26.6724 | 26.6724 | 26.6724 | 26.6724 | 26.6724 | 26.6724 | 26.6724 | 26.6724 | 26.6724 | 26.6724 | 26.6724 | 26.6724 | 26.6724 | 26.6724 | 26.6724 | 26.6724 | 26.6724 | 26.6724 | 26.6724 | 26.6724 | 26.6724 | 26.6724 | 26.6724 | 26.6724 | 26.6724 | 26.6724 | 26.6724 | 26.6724 | 26.6724 | 26.6724 | 26.6724 | 26.6724 | 26.6724 | 26.6724 | 26.6724 | 26.6724 | 26.6724 | 26.6724 | 26.6724 | 26.6724 | 26.6724 | 26.6724 | 26.6724 | 26.6724 | 26.6724 | 26.6724 | 26.6724 | 26.6724 | 26.6724 | 26.6724 | 26.6724 | 26.6724 | 26.6724 | 26.6724 | 26.6724 | 26.6724 | 26.6724
1291 | 26.6743 | 26.6743 | 26.6743 | 26.6743 | 26.6743 | 26.6743 | 26.6743 | 26.6743 | 26.6743 | 26.6743 | 26.6743 | 26.6743 | 26.6743 | 26.6743 | 26.6743 | 26.6743 | 26.6743 | 26.6743 | 26.6743 | 26.6743 | 26.6743 | 26.6743 | 26.6743 | 26.6743 | 26.6743 | 26.6743 | 26.6743 | 26.6743 | 26.6743 | 26.6743 | 26.6743 | 26.6743 | 26.6743 | 26.6743 | 26.6743 | 26.6743 | 26.6743 | 26.6743 | 26.6743 | 26.6743 | 26.6743 | 26.6743 | 26.6743 | 26.6743 | 26.6743 | 26.6743 | 26.6743 | 26.6743 | 26.6743 | 26.6743 | 26.6743 | 26.6743 | 26.6743 | 26.6743 | 26.6743 | 26.6743 | 26.6743 | 26.6743 | 26.6743 | 26.6743
1292 | 26.6763 | 26.6763 | 26.6763 | 26.6763 | 26.6763 | 26.6763 | 26.6763 | 26.6763 | 26.6763 | 26.6763 | 26.6763 | 26.6763 | 26.6763 | 26.6763 | 26.6763 | 26.6763 | 26.6763 | 26.6763 | 26.6763 | 26.6763 | 26.6763 | 26.6763 | 26.6763 | 26.6763 | 26.6763 | 26.6763 | 26.6763 | 26.6763 | 26.6763 | 26.6763 | 26.6763 | 26.6763 | 26.6763 | 26.6763 | 26.6763 | 26.6763 | 26.6763 | 26.6763 | 26.6763 | 26.6763 | 26.6763 | 26.6763 | 26.6763 | 26.6763 | 26.6763 | 26.6763 | 26.6763 | 26.6763 | 26.6763 | 26.6763 | 26.6763 | 26.6763 | 26.6763 | 26.6763 | 26.6763 | 26.6763 | 26.6763 | 26.6763 | 26.6763 | 26.6763
1293 | 26.6782 | 26.6782 | 26.6782 | 26.6782 | 26.6782 | 26.6782 | 26.6782 | 26.6782 | 26.6782 | 26.6782 | 26.6782 | 26.6782 | 26.6782 | 26.6782 | 26.6782 | 26.6782 | 26.6782 | 26.6782 | 26.6782 | 26.6782 | 26.6782 | 26.6782 | 26.6782 | 26.6782 | 26.6782 | 26.6782 | 26.6782 | 26.6782 | 26.6782 | 26.6782 | 26.6782 | 26.6782 | 26.6782 | 26.6782 | 26.6782 | 26.6782 | 26.6782 | 26.6782 | 26.6782 | 26.6782 | 26.6782 | 26.6782 | 26.6782 | 26.6782 | 26.6782 | 26.6782 | 26.6782 | 26.6782 | 26.6782 | 26.6782 | 26.6782 | 26.6782 | 26.6782 | 26.6782 | 26.6782 | 26.6782 | 26.6782 | 26.6782 | 26.6782 | 26.6782
1294 | 26.6801 | 26.6801 | 26.6801 | 26.6801 | 26.6801 | 26.6801 | 26.6801 | 26.6801 | 26.6801 | 26.6801 | 26.6801 | 26.6801 | 26.6801 | 26.6801 | 26.6801 | 26.6801 | 26.6801 | 26.6801 | 26.6801 | 26.6801 | 26.6801 | 26.6801 | 26.6801 | 26.6801 | 26.6801 | 26.6801 | 26.6801 | 26.6801 | 26.6801 | 26.6801 | 26.6801 | 26.6801 | 26.6801 | 26.6801 | 26.6801 | 26.6801 | 26.6801 | 26.6801 | 26.6801 | 26.6801 | 26.6801 | 26.6801 | 26.6801 | 26.6801 | 26.6801 | 26.6801 | 26.6801 | 26.6801 | 26.6801 | 26.6801 | 26.6801 | 26.6801 | 26.6801 | 26.6801 | 26.6801 | 26.6801 | 26.6801 | 26.6801 | 26.6801 | 26.6801
1295 | 26.6821 | 26.6821 | 26.6821 | 26.6821 | 26.6821 | 26.6821 | 26.6821 | 26.6821 | 26.6821 | 26.6821 | 26.6821 | 26.6821 | 26.6821 | 26.6821 | 26.6821 | 26.6821 | 26.6821 | 26.6821 | 26.6821 | 26.6821 | 26.6821 | 26.6821 | 26.6821 | 26.6821 | 26.6821 | 26.6821 | 26.6821 | 26.6821 | 26.6821 | 26.6821 | 26.6821 | 26.6821 | 26.6821 | 26.6821 | 26.6821 | 26.6821 | 26.6821 | 26.6821 | 26.6821 | 26.6821 | 26.6821 | 26.6821 | 26.6821 | 26.6821 | 26.6821 | 26.6821 | 26.6821 | 26.6821 | 26.6821 | 26.6821 | 26.6821 | 26.6821 | 26.6821 | 26.6821 | 26.6821 | 26.6821 | 26.6821 | 26.6821 | 26.6821 | 26.6821
1296 | 26.684 | 26.684 | 26.684 | 26.684 | 26.684 | 26.684 | 26.684 | 26.684 | 26.684 | 26.684 | 26.684 | 26.684 | 26.684 | 26.684 | 26.684 | 26.684 | 26.684 | 26.684 | 26.684 | 26.684 | 26.684 | 26.684 | 26.684 | 26.684 | 26.684 | 26.684 | 26.684 | 26.684 | 26.684 | 26.684 | 26.684 | 26.684 | 26.684 | 26.684 | 26.684 | 26.684 | 26.684 | 26.684 | 26.684 | 26.684 | 26.684 | 26.684 | 26.684 | 26.684 | 26.684 | 26.684 | 26.684 | 26.684 | 26.684 | 26.684 | 26.684 | 26.684 | 26.684 | 26.684 | 26.684 | 26.684 | 26.684 | 26.684 | 26.684 | 26.684
1297 | 26.6859 | 26.6859 | 26.6859 | 26.6859 | 26.6859 | 26.6859 | 26.6859 | 26.6859 | 26.6859 | 26.6859 | 26.6859 | 26.6859 | 26.6859 | 26.6859 | 26.6859 | 26.6859 | 26.6859 | 26.6859 | 26.6859 | 26.6859 | 26.6859 | 26.6859 | 26.6859 | 26.6859 | 26.6859 | 26.6859 | 26.6859 | 26.6859 | 26.6859 | 26.6859 | 26.6859 | 26.6859 | 26.6859 | 26.6859 | 26.6859 | 26.6859 | 26.6859 | 26.6859 | 26.6859 | 26.6859 | 26.6859 | 26.6859 | 26.6859 | 26.6859 | 26.6859 | 26.6859 | 26.6859 | 26.6859 | 26.6859 | 26.6859 | 26.6859 | 26.6859 | 26.6859 | 26.6859 | 26.6859 | 26.6859 | 26.6859 | 26.6859 | 26.6859 | 26.6859
1298 | 26.6878 | 26.6878 | 26.6878 | 26.6878 | 26.6878 | 26.6878 | 26.6878 | 26.6878 | 26.6878 | 26.6878 | 26.6878 | 26.6878 | 26.6878 | 26.6878 | 26.6878 | 26.6878 | 26.6878 | 26.6878 | 26.6878 | 26.6878 | 26.6878 | 26.6878 | 26.6878 | 26.6878 | 26.6878 | 26.6878 | 26.6878 | 26.6878 | 26.6878 | 26.6878 | 26.6878 | 26.6878 | 26.6878 | 26.6878 | 26.6878 | 26.6878 | 26.6878 | 26.6878 | 26.6878 | 26.6878 | 26.6878 | 26.6878 | 26.6878 | 26.6878 | 26.6878 | 26.6878 | 26.6878 | 26.6878 | 26.6878 | 26.6878 | 26.6878 | 26.6878 | 26.6878 | 26.6878 | 26.6878 | 26.6878 | 26.6878 | 26.6878 | 26.6878 | 26.6878
1299 | 26.6898 | 26.6898 | 26.6898 | 26.6898 | 26.6898 | 26.6898 | 26.6898 | 26.6898 | 26.6898 | 26.6898 | 26.6898 | 26.6898 | 26.6898 | 26.6898 | 26.6898 | 26.6898 | 26.6898 | 26.6898 | 26.6898 | 26.6898 | 26.6898 | 26.6898 | 26.6898 | 26.6898 | 26.6898 | 26.6898 | 26.6898 | 26.6898 | 26.6898 | 26.6898 | 26.6898 | 26.6898 | 26.6898 | 26.6898 | 26.6898 | 26.6898 | 26.6898 | 26.6898 | 26.6898 | 26.6898 | 26.6898 | 26.6898 | 26.6898 | 26.6898 | 26.6898 | 26.6898 | 26.6898 | 26.6898 | 26.6898 | 26.6898 | 26.6898 | 26.6898 | 26.6898 | 26.6898 | 26.6898 | 26.6898 | 26.6898 | 26.6898 | 26.6898 | 26.6898
1300 | 26.6917 | 26.6917 | 26.6917 | 26.6917 | 26.6917 | 26.6917 | 26.6917 | 26.6917 | 26.6917 | 26.6917 | 26.6917 | 26.6917 | 26.6917 | 26.6917 | 26.6917 | 26.6917 | 26.6917 | 26.6917 | 26.6917 | 26.6917 | 26.6917 | 26.6917 | 26.6917 | 26.6917 | 26.6917 | 26.6917 | 26.6917 | 26.6917 | 26.6917 | 26.6917 | 26.6917 | 26.6917 | 26.6917 | 26.6917 | 26.6917 | 26.6917 | 26.6917 | 26.6917 | 26.6917 | 26.6917 | 26.6917 | 26.6917 | 26.6917 | 26.6917 | 26.6917 | 26.6917 | 26.6917 | 26.6917 | 26.6917 | 26.6917 | 26.6917 | 26.6917 | 26.6917 | 26.6917 | 26.6917 | 26.6917 | 26.6917 | 26.6917 | 26.6917 | 26.6917
1301 | 26.6936 | 26.6936 | 26.6936 | 26.6936 | 26.6936 | 26.6936 | 26.6936 | 26.6936 | 26.6936 | 26.6936 | 26.6936 | 26.6936 | 26.6936 | 26.6936 | 26.6936 | 26.6936 | 26.6936 | 26.6936 | 26.6936 | 26.6936 | 26.6936 | 26.6936 | 26.6936 | 26.6936 | 26.6936 | 26.6936 | 26.6936 | 26.6936 | 26.6936 | 26.6936 | 26.6936 | 26.6936 | 26.6936 | 26.6936 | 26.6936 | 26.6936 | 26.6936 | 26.6936 | 26.6936 | 26.6936 | 26.6936 | 26.6936 | 26.6936 | 26.6936 | 26.6936 | 26.6936 | 26.6936 | 26.6936 | 26.6936 | 26.6936 | 26.6936 | 26.6936 | 26.6936 | 26.6936 | 26.6936 | 26.6936 | 26.6936 | 26.6936 | 26.6936 | 26.6936
1302 | 26.6955 | 26.6955 | 26.6955 | 26.6955 | 26.6955 | 26.6955 | 26.6955 | 26.6955 | 26.6955 | 26.6955 | 26.6955 | 26.6955 | 26.6955 | 26.6955 | 26.6955 | 26.6955 | 26.6955 | 26.6955 | 26.6955 | 26.6955 | 26.6955 | 26.6955 | 26.6955 | 26.6955 | 26.6955 | 26.6955 | 26.6955 | 26.6955 | 26.6955 | 26.6955 | 26.6955 | 26.6955 | 26.6955 | 26.6955 | 26.6955 | 26.6955 | 26.6955 | 26.6955 | 26.6955 | 26.6955 | 26.6955 | 26.6955 | 26.6955 | 26.6955 | 26.6955 | 26.6955 | 26.6955 | 26.6955 | 26.6955 | 26.6955 | 26.6955 | 26.6955 | 26.6955 | 26.6955 | 26.6955 | 26.6955 | 26.6955 | 26.6955 | 26.6955 | 26.6955
1303 | 26.6975 | 26.6975 | 26.6975 | 26.6975 | 26.6975 | 26.6975 | 26.6975 | 26.6975 | 26.6975 | 26.6975 | 26.6975 | 26.6975 | 26.6975 | 26.6975 | 26.6975 | 26.6975 | 26.6975 | 26.6975 | 26.6975 | 26.6975 | 26.6975 | 26.6975 | 26.6975 | 26.6975 | 26.6975 | 26.6975 | 26.6975 | 26.6975 | 26.6975 | 26.6975 | 26.6975 | 26.6975 | 26.6975 | 26.6975 | 26.6975 | 26.6975 | 26.6975 | 26.6975 | 26.6975 | 26.6975 | 26.6975 | 26.6975 | 26.6975 | 26.6975 | 26.6975 | 26.6975 | 26.6975 | 26.6975 | 26.6975 | 26.6975 | 26.6975 | 26.6975 | 26.6975 | 26.6975 | 26.6975 | 26.6975 | 26.6975 | 26.6975 | 26.6975 | 26.6975
1304 | 26.6994 | 26.6994 | 26.6994 | 26.6994 | 26.6994 | 26.6994 | 26.6994 | 26.6994 | 26.6994 | 26.6994 | 26.6994 | 26.6994 | 26.6994 | 26.6994 | 26.6994 | 26.6994 | 26.6994 | 26.6994 | 26.6994 | 26.6994 | 26.6994 | 26.6994 | 26.6994 | 26.6994 | 26.6994 | 26.6994 | 26.6994 | 26.6994 | 26.6994 | 26.6994 | 26.6994 | 26.6994 | 26.6994 | 26.6994 | 26.6994 | 26.6994 | 26.6994 | 26.6994 | 26.6994 | 26.6994 | 26.6994 | 26.6994 | 26.6994 | 26.6994 | 26.6994 | 26.6994 | 26.6994 | 26.6994 | 26.6994 | 26.6994 | 26.6994 | 26.6994 | 26.6994 | 26.6994 | 26.6994 | 26.6994 | 26.6994 | 26.6994 | 26.6994 | 26.6994
1305 | 26.7013 | 26.7013 | 26.7013 | 26.7013 | 26.7013 | 26.7013 | 26.7013 | 26.7013 | 26.7013 | 26.7013 | 26.7013 | 26.7013 | 26.7013 | 26.7013 | 26.7013 | 26.7013 | 26.7013 | 26.7013 | 26.7013 | 26.7013 | 26.7013 | 26.7013 | 26.7013 | 26.7013 | 26.7013 | 26.7013 | 26.7013 | 26.7013 | 26.7013 | 26.7013 | 26.7013 | 26.7013 | 26.7013 | 26.7013 | 26.7013 | 26.7013 | 26.7013 | 26.7013 | 26.7013 | 26.7013 | 26.7013 | 26.7013 | 26.7013 | 26.7013 | 26.7013 | 26.7013 | 26.7013 | 26.7013 | 26.7013 | 26.7013 | 26.7013 | 26.7013 | 26.7013 | 26.7013 | 26.7013 | 26.7013 | 26.7013 | 26.7013 | 26.7013 | 26.7013
1306 | 26.7032 | 26.7032 | 26.7032 | 26.7032 | 26.7032 | 26.7032 | 26.7032 | 26.7032 | 26.7032 | 26.7032 | 26.7032 | 26.7032 | 26.7032 | 26.7032 | 26.7032 | 26.7032 | 26.7032 | 26.7032 | 26.7032 | 26.7032 | 26.7032 | 26.7032 | 26.7032 | 26.7032 | 26.7032 | 26.7032 | 26.7032 | 26.7032 | 26.7032 | 26.7032 | 26.7032 | 26.7032 | 26.7032 | 26.7032 | 26.7032 | 26.7032 | 26.7032 | 26.7032 | 26.7032 | 26.7032 | 26.7032 | 26.7032 | 26.7032 | 26.7032 | 26.7032 | 26.7032 | 26.7032 | 26.7032 | 26.7032 | 26.7032 | 26.7032 | 26.7032 | 26.7032 | 26.7032 | 26.7032 | 26.7032 | 26.7032 | 26.7032 | 26.7032 | 26.7032
1307 | 26.7051 | 26.7051 | 26.7051 | 26.7051 | 26.7051 | 26.7051 | 26.7051 | 26.7051 | 26.7051 | 26.7051 | 26.7051 | 26.7051 | 26.7051 | 26.7051 | 26.7051 | 26.7051 | 26.7051 | 26.7051 | 26.7051 | 26.7051 | 26.7051 | 26.7051 | 26.7051 | 26.7051 | 26.7051 | 26.7051 | 26.7051 | 26.7051 | 26.7051 | 26.7051 | 26.7051 | 26.7051 | 26.7051 | 26.7051 | 26.7051 | 26.7051 | 26.7051 | 26.7051 | 26.7051 | 26.7051 | 26.7051 | 26.7051 | 26.7051 | 26.7051 | 26.7051 | 26.7051 | 26.7051 | 26.7051 | 26.7051 | 26.7051 | 26.7051 | 26.7051 | 26.7051 | 26.7051 | 26.7051 | 26.7051 | 26.7051 | 26.7051 | 26.7051 | 26.7051
1308 | 26.707 | 26.707 | 26.707 | 26.707 | 26.707 | 26.707 | 26.707 | 26.707 | 26.707 | 26.707 | 26.707 | 26.707 | 26.707 | 26.707 | 26.707 | 26.707 | 26.707 | 26.707 | 26.707 | 26.707 | 26.707 | 26.707 | 26.707 | 26.707 | 26.707 | 26.707 | 26.707 | 26.707 | 26.707 | 26.707 | 26.707 | 26.707 | 26.707 | 26.707 | 26.707 | 26.707 | 26.707 | 26.707 | 26.707 | 26.707 | 26.707 | 26.707 | 26.707 | 26.707 | 26.707 | 26.707 | 26.707 | 26.707 | 26.707 | 26.707 | 26.707 | 26.707 | 26.707 | 26.707 | 26.707 | 26.707 | 26.707 | 26.707 | 26.707 | 26.707
1309 | 26.7089 | 26.7089 | 26.7089 | 26.7089 | 26.7089 | 26.7089 | 26.7089 | 26.7089 | 26.7089 | 26.7089 | 26.7089 | 26.7089 | 26.7089 | 26.7089 | 26.7089 | 26.7089 | 26.7089 | 26.7089 | 26.7089 | 26.7089 | 26.7089 | 26.7089 | 26.7089 | 26.7089 | 26.7089 | 26.7089 | 26.7089 | 26.7089 | 26.7089 | 26.7089 | 26.7089 | 26.7089 | 26.7089 | 26.7089 | 26.7089 | 26.7089 | 26.7089 | 26.7089 | 26.7089 | 26.7089 | 26.7089 | 26.7089 | 26.7089 | 26.7089 | 26.7089 | 26.7089 | 26.7089 | 26.7089 | 26.7089 | 26.7089 | 26.7089 | 26.7089 | 26.7089 | 26.7089 | 26.7089 | 26.7089 | 26.7089 | 26.7089 | 26.7089 | 26.7089
1310 | 26.7109 | 26.7109 | 26.7109 | 26.7109 | 26.7109 | 26.7109 | 26.7109 | 26.7109 | 26.7109 | 26.7109 | 26.7109 | 26.7109 | 26.7109 | 26.7109 | 26.7109 | 26.7109 | 26.7109 | 26.7109 | 26.7109 | 26.7109 | 26.7109 | 26.7109 | 26.7109 | 26.7109 | 26.7109 | 26.7109 | 26.7109 | 26.7109 | 26.7109 | 26.7109 | 26.7109 | 26.7109 | 26.7109 | 26.7109 | 26.7109 | 26.7109 | 26.7109 | 26.7109 | 26.7109 | 26.7109 | 26.7109 | 26.7109 | 26.7109 | 26.7109 | 26.7109 | 26.7109 | 26.7109 | 26.7109 | 26.7109 | 26.7109 | 26.7109 | 26.7109 | 26.7109 | 26.7109 | 26.7109 | 26.7109 | 26.7109 | 26.7109 | 26.7109 | 26.7109
1311 | 26.7128 | 26.7128 | 26.7128 | 26.7128 | 26.7128 | 26.7128 | 26.7128 | 26.7128 | 26.7128 | 26.7128 | 26.7128 | 26.7128 | 26.7128 | 26.7128 | 26.7128 | 26.7128 | 26.7128 | 26.7128 | 26.7128 | 26.7128 | 26.7128 | 26.7128 | 26.7128 | 26.7128 | 26.7128 | 26.7128 | 26.7128 | 26.7128 | 26.7128 | 26.7128 | 26.7128 | 26.7128 | 26.7128 | 26.7128 | 26.7128 | 26.7128 | 26.7128 | 26.7128 | 26.7128 | 26.7128 | 26.7128 | 26.7128 | 26.7128 | 26.7128 | 26.7128 | 26.7128 | 26.7128 | 26.7128 | 26.7128 | 26.7128 | 26.7128 | 26.7128 | 26.7128 | 26.7128 | 26.7128 | 26.7128 | 26.7128 | 26.7128 | 26.7128 | 26.7128
1312 | 26.7147 | 26.7147 | 26.7147 | 26.7147 | 26.7147 | 26.7147 | 26.7147 | 26.7147 | 26.7147 | 26.7147 | 26.7147 | 26.7147 | 26.7147 | 26.7147 | 26.7147 | 26.7147 | 26.7147 | 26.7147 | 26.7147 | 26.7147 | 26.7147 | 26.7147 | 26.7147 | 26.7147 | 26.7147 | 26.7147 | 26.7147 | 26.7147 | 26.7147 | 26.7147 | 26.7147 | 26.7147 | 26.7147 | 26.7147 | 26.7147 | 26.7147 | 26.7147 | 26.7147 | 26.7147 | 26.7147 | 26.7147 | 26.7147 | 26.7147 | 26.7147 | 26.7147 | 26.7147 | 26.7147 | 26.7147 | 26.7147 | 26.7147 | 26.7147 | 26.7147 | 26.7147 | 26.7147 | 26.7147 | 26.7147 | 26.7147 | 26.7147 | 26.7147 | 26.7147
1313 | 26.7166 | 26.7166 | 26.7166 | 26.7166 | 26.7166 | 26.7166 | 26.7166 | 26.7166 | 26.7166 | 26.7166 | 26.7166 | 26.7166 | 26.7166 | 26.7166 | 26.7166 | 26.7166 | 26.7166 | 26.7166 | 26.7166 | 26.7166 | 26.7166 | 26.7166 | 26.7166 | 26.7166 | 26.7166 | 26.7166 | 26.7166 | 26.7166 | 26.7166 | 26.7166 | 26.7166 | 26.7166 | 26.7166 | 26.7166 | 26.7166 | 26.7166 | 26.7166 | 26.7166 | 26.7166 | 26.7166 | 26.7166 | 26.7166 | 26.7166 | 26.7166 | 26.7166 | 26.7166 | 26.7166 | 26.7166 | 26.7166 | 26.7166 | 26.7166 | 26.7166 | 26.7166 | 26.7166 | 26.7166 | 26.7166 | 26.7166 | 26.7166 | 26.7166 | 26.7166
1314 | 26.7185 | 26.7185 | 26.7185 | 26.7185 | 26.7185 | 26.7185 | 26.7185 | 26.7185 | 26.7185 | 26.7185 | 26.7185 | 26.7185 | 26.7185 | 26.7185 | 26.7185 | 26.7185 | 26.7185 | 26.7185 | 26.7185 | 26.7185 | 26.7185 | 26.7185 | 26.7185 | 26.7185 | 26.7185 | 26.7185 | 26.7185 | 26.7185 | 26.7185 | 26.7185 | 26.7185 | 26.7185 | 26.7185 | 26.7185 | 26.7185 | 26.7185 | 26.7185 | 26.7185 | 26.7185 | 26.7185 | 26.7185 | 26.7185 | 26.7185 | 26.7185 | 26.7185 | 26.7185 | 26.7185 | 26.7185 | 26.7185 | 26.7185 | 26.7185 | 26.7185 | 26.7185 | 26.7185 | 26.7185 | 26.7185 | 26.7185 | 26.7185 | 26.7185 | 26.7185
1315 | 26.7204 | 26.7204 | 26.7204 | 26.7204 | 26.7204 | 26.7204 | 26.7204 | 26.7204 | 26.7204 | 26.7204 | 26.7204 | 26.7204 | 26.7204 | 26.7204 | 26.7204 | 26.7204 | 26.7204 | 26.7204 | 26.7204 | 26.7204 | 26.7204 | 26.7204 | 26.7204 | 26.7204 | 26.7204 | 26.7204 | 26.7204 | 26.7204 | 26.7204 | 26.7204 | 26.7204 | 26.7204 | 26.7204 | 26.7204 | 26.7204 | 26.7204 | 26.7204 | 26.7204 | 26.7204 | 26.7204 | 26.7204 | 26.7204 | 26.7204 | 26.7204 | 26.7204 | 26.7204 | 26.7204 | 26.7204 | 26.7204 | 26.7204 | 26.7204 | 26.7204 | 26.7204 | 26.7204 | 26.7204 | 26.7204 | 26.7204 | 26.7204 | 26.7204 | 26.7204
1316 | 26.7223 | 26.7223 | 26.7223 | 26.7223 | 26.7223 | 26.7223 | 26.7223 | 26.7223 | 26.7223 | 26.7223 | 26.7223 | 26.7223 | 26.7223 | 26.7223 | 26.7223 | 26.7223 | 26.7223 | 26.7223 | 26.7223 | 26.7223 | 26.7223 | 26.7223 | 26.7223 | 26.7223 | 26.7223 | 26.7223 | 26.7223 | 26.7223 | 26.7223 | 26.7223 | 26.7223 | 26.7223 | 26.7223 | 26.7223 | 26.7223 | 26.7223 | 26.7223 | 26.7223 | 26.7223 | 26.7223 | 26.7223 | 26.7223 | 26.7223 | 26.7223 | 26.7223 | 26.7223 | 26.7223 | 26.7223 | 26.7223 | 26.7223 | 26.7223 | 26.7223 | 26.7223 | 26.7223 | 26.7223 | 26.7223 | 26.7223 | 26.7223 | 26.7223 | 26.7223
1317 | 26.7242 | 26.7242 | 26.7242 | 26.7242 | 26.7242 | 26.7242 | 26.7242 | 26.7242 | 26.7242 | 26.7242 | 26.7242 | 26.7242 | 26.7242 | 26.7242 | 26.7242 | 26.7242 | 26.7242 | 26.7242 | 26.7242 | 26.7242 | 26.7242 | 26.7242 | 26.7242 | 26.7242 | 26.7242 | 26.7242 | 26.7242 | 26.7242 | 26.7242 | 26.7242 | 26.7242 | 26.7242 | 26.7242 | 26.7242 | 26.7242 | 26.7242 | 26.7242 | 26.7242 | 26.7242 | 26.7242 | 26.7242 | 26.7242 | 26.7242 | 26.7242 | 26.7242 | 26.7242 | 26.7242 | 26.7242 | 26.7242 | 26.7242 | 26.7242 | 26.7242 | 26.7242 | 26.7242 | 26.7242 | 26.7242 | 26.7242 | 26.7242 | 26.7242 | 26.7242
1318 | 26.7261 | 26.7261 | 26.7261 | 26.7261 | 26.7261 | 26.7261 | 26.7261 | 26.7261 | 26.7261 | 26.7261 | 26.7261 | 26.7261 | 26.7261 | 26.7261 | 26.7261 | 26.7261 | 26.7261 | 26.7261 | 26.7261 | 26.7261 | 26.7261 | 26.7261 | 26.7261 | 26.7261 | 26.7261 | 26.7261 | 26.7261 | 26.7261 | 26.7261 | 26.7261 | 26.7261 | 26.7261 | 26.7261 | 26.7261 | 26.7261 | 26.7261 | 26.7261 | 26.7261 | 26.7261 | 26.7261 | 26.7261 | 26.7261 | 26.7261 | 26.7261 | 26.7261 | 26.7261 | 26.7261 | 26.7261 | 26.7261 | 26.7261 | 26.7261 | 26.7261 | 26.7261 | 26.7261 | 26.7261 | 26.7261 | 26.7261 | 26.7261 | 26.7261 | 26.7261
1319 | 26.728 | 26.728 | 26.728 | 26.728 | 26.728 | 26.728 | 26.728 | 26.728 | 26.728 | 26.728 | 26.728 | 26.728 | 26.728 | 26.728 | 26.728 | 26.728 | 26.728 | 26.728 | 26.728 | 26.728 | 26.728 | 26.728 | 26.728 | 26.728 | 26.728 | 26.728 | 26.728 | 26.728 | 26.728 | 26.728 | 26.728 | 26.728 | 26.728 | 26.728 | 26.728 | 26.728 | 26.728 | 26.728 | 26.728 | 26.728 | 26.728 | 26.728 | 26.728 | 26.728 | 26.728 | 26.728 | 26.728 | 26.728 | 26.728 | 26.728 | 26.728 | 26.728 | 26.728 | 26.728 | 26.728 | 26.728 | 26.728 | 26.728 | 26.728 | 26.728
1320 | 26.7299 | 26.7299 | 26.7299 | 26.7299 | 26.7299 | 26.7299 | 26.7299 | 26.7299 | 26.7299 | 26.7299 | 26.7299 | 26.7299 | 26.7299 | 26.7299 | 26.7299 | 26.7299 | 26.7299 | 26.7299 | 26.7299 | 26.7299 | 26.7299 | 26.7299 | 26.7299 | 26.7299 | 26.7299 | 26.7299 | 26.7299 | 26.7299 | 26.7299 | 26.7299 | 26.7299 | 26.7299 | 26.7299 | 26.7299 | 26.7299 | 26.7299 | 26.7299 | 26.7299 | 26.7299 | 26.7299 | 26.7299 | 26.7299 | 26.7299 | 26.7299 | 26.7299 | 26.7299 | 26.7299 | 26.7299 | 26.7299 | 26.7299 | 26.7299 | 26.7299 | 26.7299 | 26.7299 | 26.7299 | 26.7299 | 26.7299 | 26.7299 | 26.7299 | 26.7299
1321 | 26.7318 | 26.7318 | 26.7318 | 26.7318 | 26.7318 | 26.7318 | 26.7318 | 26.7318 | 26.7318 | 26.7318 | 26.7318 | 26.7318 | 26.7318 | 26.7318 | 26.7318 | 26.7318 | 26.7318 | 26.7318 | 26.7318 | 26.7318 | 26.7318 | 26.7318 | 26.7318 | 26.7318 | 26.7318 | 26.7318 | 26.7318 | 26.7318 | 26.7318 | 26.7318 | 26.7318 | 26.7318 | 26.7318 | 26.7318 | 26.7318 | 26.7318 | 26.7318 | 26.7318 | 26.7318 | 26.7318 | 26.7318 | 26.7318 | 26.7318 | 26.7318 | 26.7318 | 26.7318 | 26.7318 | 26.7318 | 26.7318 | 26.7318 | 26.7318 | 26.7318 | 26.7318 | 26.7318 | 26.7318 | 26.7318 | 26.7318 | 26.7318 | 26.7318 | 26.7318
1322 | 26.7336 | 26.7336 | 26.7336 | 26.7336 | 26.7336 | 26.7336 | 26.7336 | 26.7336 | 26.7336 | 26.7336 | 26.7336 | 26.7336 | 26.7336 | 26.7336 | 26.7336 | 26.7336 | 26.7336 | 26.7336 | 26.7336 | 26.7336 | 26.7336 | 26.7336 | 26.7336 | 26.7336 | 26.7336 | 26.7336 | 26.7336 | 26.7336 | 26.7336 | 26.7336 | 26.7336 | 26.7336 | 26.7336 | 26.7336 | 26.7336 | 26.7336 | 26.7336 | 26.7336 | 26.7336 | 26.7336 | 26.7336 | 26.7336 | 26.7336 | 26.7336 | 26.7336 | 26.7336 | 26.7336 | 26.7336 | 26.7336 | 26.7336 | 26.7336 | 26.7336 | 26.7336 | 26.7336 | 26.7336 | 26.7336 | 26.7336 | 26.7336 | 26.7336 | 26.7336
1323 | 26.7355 | 26.7355 | 26.7355 | 26.7355 | 26.7355 | 26.7355 | 26.7355 | 26.7355 | 26.7355 | 26.7355 | 26.7355 | 26.7355 | 26.7355 | 26.7355 | 26.7355 | 26.7355 | 26.7355 | 26.7355 | 26.7355 | 26.7355 | 26.7355 | 26.7355 | 26.7355 | 26.7355 | 26.7355 | 26.7355 | 26.7355 | 26.7355 | 26.7355 | 26.7355 | 26.7355 | 26.7355 | 26.7355 | 26.7355 | 26.7355 | 26.7355 | 26.7355 | 26.7355 | 26.7355 | 26.7355 | 26.7355 | 26.7355 | 26.7355 | 26.7355 | 26.7355 | 26.7355 | 26.7355 | 26.7355 | 26.7355 | 26.7355 | 26.7355 | 26.7355 | 26.7355 | 26.7355 | 26.7355 | 26.7355 | 26.7355 | 26.7355 | 26.7355 | 26.7355
1324 | 26.7374 | 26.7374 | 26.7374 | 26.7374 | 26.7374 | 26.7374 | 26.7374 | 26.7374 | 26.7374 | 26.7374 | 26.7374 | 26.7374 | 26.7374 | 26.7374 | 26.7374 | 26.7374 | 26.7374 | 26.7374 | 26.7374 | 26.7374 | 26.7374 | 26.7374 | 26.7374 | 26.7374 | 26.7374 | 26.7374 | 26.7374 | 26.7374 | 26.7374 | 26.7374 | 26.7374 | 26.7374 | 26.7374 | 26.7374 | 26.7374 | 26.7374 | 26.7374 | 26.7374 | 26.7374 | 26.7374 | 26.7374 | 26.7374 | 26.7374 | 26.7374 | 26.7374 | 26.7374 | 26.7374 | 26.7374 | 26.7374 | 26.7374 | 26.7374 | 26.7374 | 26.7374 | 26.7374 | 26.7374 | 26.7374 | 26.7374 | 26.7374 | 26.7374 | 26.7374
1325 | 26.7393 | 26.7393 | 26.7393 | 26.7393 | 26.7393 | 26.7393 | 26.7393 | 26.7393 | 26.7393 | 26.7393 | 26.7393 | 26.7393 | 26.7393 | 26.7393 | 26.7393 | 26.7393 | 26.7393 | 26.7393 | 26.7393 | 26.7393 | 26.7393 | 26.7393 | 26.7393 | 26.7393 | 26.7393 | 26.7393 | 26.7393 | 26.7393 | 26.7393 | 26.7393 | 26.7393 | 26.7393 | 26.7393 | 26.7393 | 26.7393 | 26.7393 | 26.7393 | 26.7393 | 26.7393 | 26.7393 | 26.7393 | 26.7393 | 26.7393 | 26.7393 | 26.7393 | 26.7393 | 26.7393 | 26.7393 | 26.7393 | 26.7393 | 26.7393 | 26.7393 | 26.7393 | 26.7393 | 26.7393 | 26.7393 | 26.7393 | 26.7393 | 26.7393 | 26.7393
1326 | 26.7412 | 26.7412 | 26.7412 | 26.7412 | 26.7412 | 26.7412 | 26.7412 | 26.7412 | 26.7412 | 26.7412 | 26.7412 | 26.7412 | 26.7412 | 26.7412 | 26.7412 | 26.7412 | 26.7412 | 26.7412 | 26.7412 | 26.7412 | 26.7412 | 26.7412 | 26.7412 | 26.7412 | 26.7412 | 26.7412 | 26.7412 | 26.7412 | 26.7412 | 26.7412 | 26.7412 | 26.7412 | 26.7412 | 26.7412 | 26.7412 | 26.7412 | 26.7412 | 26.7412 | 26.7412 | 26.7412 | 26.7412 | 26.7412 | 26.7412 | 26.7412 | 26.7412 | 26.7412 | 26.7412 | 26.7412 | 26.7412 | 26.7412 | 26.7412 | 26.7412 | 26.7412 | 26.7412 | 26.7412 | 26.7412 | 26.7412 | 26.7412 | 26.7412 | 26.7412
1327 | 26.7431 | 26.7431 | 26.7431 | 26.7431 | 26.7431 | 26.7431 | 26.7431 | 26.7431 | 26.7431 | 26.7431 | 26.7431 | 26.7431 | 26.7431 | 26.7431 | 26.7431 | 26.7431 | 26.7431 | 26.7431 | 26.7431 | 26.7431 | 26.7431 | 26.7431 | 26.7431 | 26.7431 | 26.7431 | 26.7431 | 26.7431 | 26.7431 | 26.7431 | 26.7431 | 26.7431 | 26.7431 | 26.7431 | 26.7431 | 26.7431 | 26.7431 | 26.7431 | 26.7431 | 26.7431 | 26.7431 | 26.7431 | 26.7431 | 26.7431 | 26.7431 | 26.7431 | 26.7431 | 26.7431 | 26.7431 | 26.7431 | 26.7431 | 26.7431 | 26.7431 | 26.7431 | 26.7431 | 26.7431 | 26.7431 | 26.7431 | 26.7431 | 26.7431 | 26.7431
1328 | 26.745 | 26.745 | 26.745 | 26.745 | 26.745 | 26.745 | 26.745 | 26.745 | 26.745 | 26.745 | 26.745 | 26.745 | 26.745 | 26.745 | 26.745 | 26.745 | 26.745 | 26.745 | 26.745 | 26.745 | 26.745 | 26.745 | 26.745 | 26.745 | 26.745 | 26.745 | 26.745 | 26.745 | 26.745 | 26.745 | 26.745 | 26.745 | 26.745 | 26.745 | 26.745 | 26.745 | 26.745 | 26.745 | 26.745 | 26.745 | 26.745 | 26.745 | 26.745 | 26.745 | 26.745 | 26.745 | 26.745 | 26.745 | 26.745 | 26.745 | 26.745 | 26.745 | 26.745 | 26.745 | 26.745 | 26.745 | 26.745 | 26.745 | 26.745 | 26.745
1329 | 26.7468 | 26.7468 | 26.7468 | 26.7468 | 26.7468 | 26.7468 | 26.7468 | 26.7468 | 26.7468 | 26.7468 | 26.7468 | 26.7468 | 26.7468 | 26.7468 | 26.7468 | 26.7468 | 26.7468 | 26.7468 | 26.7468 | 26.7468 | 26.7468 | 26.7468 | 26.7468 | 26.7468 | 26.7468 | 26.7468 | 26.7468 | 26.7468 | 26.7468 | 26.7468 | 26.7468 | 26.7468 | 26.7468 | 26.7468 | 26.7468 | 26.7468 | 26.7468 | 26.7468 | 26.7468 | 26.7468 | 26.7468 | 26.7468 | 26.7468 | 26.7468 | 26.7468 | 26.7468 | 26.7468 | 26.7468 | 26.7468 | 26.7468 | 26.7468 | 26.7468 | 26.7468 | 26.7468 | 26.7468 | 26.7468 | 26.7468 | 26.7468 | 26.7468 | 26.7468
1330 | 26.7487 | 26.7487 | 26.7487 | 26.7487 | 26.7487 | 26.7487 | 26.7487 | 26.7487 | 26.7487 | 26.7487 | 26.7487 | 26.7487 | 26.7487 | 26.7487 | 26.7487 | 26.7487 | 26.7487 | 26.7487 | 26.7487 | 26.7487 | 26.7487 | 26.7487 | 26.7487 | 26.7487 | 26.7487 | 26.7487 | 26.7487 | 26.7487 | 26.7487 | 26.7487 | 26.7487 | 26.7487 | 26.7487 | 26.7487 | 26.7487 | 26.7487 | 26.7487 | 26.7487 | 26.7487 | 26.7487 | 26.7487 | 26.7487 | 26.7487 | 26.7487 | 26.7487 | 26.7487 | 26.7487 | 26.7487 | 26.7487 | 26.7487 | 26.7487 | 26.7487 | 26.7487 | 26.7487 | 26.7487 | 26.7487 | 26.7487 | 26.7487 | 26.7487 | 26.7487
1331 | 26.7506 | 26.7506 | 26.7506 | 26.7506 | 26.7506 | 26.7506 | 26.7506 | 26.7506 | 26.7506 | 26.7506 | 26.7506 | 26.7506 | 26.7506 | 26.7506 | 26.7506 | 26.7506 | 26.7506 | 26.7506 | 26.7506 | 26.7506 | 26.7506 | 26.7506 | 26.7506 | 26.7506 | 26.7506 | 26.7506 | 26.7506 | 26.7506 | 26.7506 | 26.7506 | 26.7506 | 26.7506 | 26.7506 | 26.7506 | 26.7506 | 26.7506 | 26.7506 | 26.7506 | 26.7506 | 26.7506 | 26.7506 | 26.7506 | 26.7506 | 26.7506 | 26.7506 | 26.7506 | 26.7506 | 26.7506 | 26.7506 | 26.7506 | 26.7506 | 26.7506 | 26.7506 | 26.7506 | 26.7506 | 26.7506 | 26.7506 | 26.7506 | 26.7506 | 26.7506
1332 | 26.7525 | 26.7525 | 26.7525 | 26.7525 | 26.7525 | 26.7525 | 26.7525 | 26.7525 | 26.7525 | 26.7525 | 26.7525 | 26.7525 | 26.7525 | 26.7525 | 26.7525 | 26.7525 | 26.7525 | 26.7525 | 26.7525 | 26.7525 | 26.7525 | 26.7525 | 26.7525 | 26.7525 | 26.7525 | 26.7525 | 26.7525 | 26.7525 | 26.7525 | 26.7525 | 26.7525 | 26.7525 | 26.7525 | 26.7525 | 26.7525 | 26.7525 | 26.7525 | 26.7525 | 26.7525 | 26.7525 | 26.7525 | 26.7525 | 26.7525 | 26.7525 | 26.7525 | 26.7525 | 26.7525 | 26.7525 | 26.7525 | 26.7525 | 26.7525 | 26.7525 | 26.7525 | 26.7525 | 26.7525 | 26.7525 | 26.7525 | 26.7525 | 26.7525 | 26.7525
1333 | 26.7544 | 26.7544 | 26.7544 | 26.7544 | 26.7544 | 26.7544 | 26.7544 | 26.7544 | 26.7544 | 26.7544 | 26.7544 | 26.7544 | 26.7544 | 26.7544 | 26.7544 | 26.7544 | 26.7544 | 26.7544 | 26.7544 | 26.7544 | 26.7544 | 26.7544 | 26.7544 | 26.7544 | 26.7544 | 26.7544 | 26.7544 | 26.7544 | 26.7544 | 26.7544 | 26.7544 | 26.7544 | 26.7544 | 26.7544 | 26.7544 | 26.7544 | 26.7544 | 26.7544 | 26.7544 | 26.7544 | 26.7544 | 26.7544 | 26.7544 | 26.7544 | 26.7544 | 26.7544 | 26.7544 | 26.7544 | 26.7544 | 26.7544 | 26.7544 | 26.7544 | 26.7544 | 26.7544 | 26.7544 | 26.7544 | 26.7544 | 26.7544 | 26.7544 | 26.7544
1334 | 26.7562 | 26.7562 | 26.7562 | 26.7562 | 26.7562 | 26.7562 | 26.7562 | 26.7562 | 26.7562 | 26.7562 | 26.7562 | 26.7562 | 26.7562 | 26.7562 | 26.7562 | 26.7562 | 26.7562 | 26.7562 | 26.7562 | 26.7562 | 26.7562 | 26.7562 | 26.7562 | 26.7562 | 26.7562 | 26.7562 | 26.7562 | 26.7562 | 26.7562 | 26.7562 | 26.7562 | 26.7562 | 26.7562 | 26.7562 | 26.7562 | 26.7562 | 26.7562 | 26.7562 | 26.7562 | 26.7562 | 26.7562 | 26.7562 | 26.7562 | 26.7562 | 26.7562 | 26.7562 | 26.7562 | 26.7562 | 26.7562 | 26.7562 | 26.7562 | 26.7562 | 26.7562 | 26.7562 | 26.7562 | 26.7562 | 26.7562 | 26.7562 | 26.7562 | 26.7562
1335 | 26.7581 | 26.7581 | 26.7581 | 26.7581 | 26.7581 | 26.7581 | 26.7581 | 26.7581 | 26.7581 | 26.7581 | 26.7581 | 26.7581 | 26.7581 | 26.7581 | 26.7581 | 26.7581 | 26.7581 | 26.7581 | 26.7581 | 26.7581 | 26.7581 | 26.7581 | 26.7581 | 26.7581 | 26.7581 | 26.7581 | 26.7581 | 26.7581 | 26.7581 | 26.7581 | 26.7581 | 26.7581 | 26.7581 | 26.7581 | 26.7581 | 26.7581 | 26.7581 | 26.7581 | 26.7581 | 26.7581 | 26.7581 | 26.7581 | 26.7581 | 26.7581 | 26.7581 | 26.7581 | 26.7581 | 26.7581 | 26.7581 | 26.7581 | 26.7581 | 26.7581 | 26.7581 | 26.7581 | 26.7581 | 26.7581 | 26.7581 | 26.7581 | 26.7581 | 26.7581
1336 | 26.76 | 26.76 | 26.76 | 26.76 | 26.76 | 26.76 | 26.76 | 26.76 | 26.76 | 26.76 | 26.76 | 26.76 | 26.76 | 26.76 | 26.76 | 26.76 | 26.76 | 26.76 | 26.76 | 26.76 | 26.76 | 26.76 | 26.76 | 26.76 | 26.76 | 26.76 | 26.76 | 26.76 | 26.76 | 26.76 | 26.76 | 26.76 | 26.76 | 26.76 | 26.76 | 26.76 | 26.76 | 26.76 | 26.76 | 26.76 | 26.76 | 26.76 | 26.76 | 26.76 | 26.76 | 26.76 | 26.76 | 26.76 | 26.76 | 26.76 | 26.76 | 26.76 | 26.76 | 26.76 | 26.76 | 26.76 | 26.76 | 26.76 | 26.76 | 26.76
1337 | 26.7619 | 26.7619 | 26.7619 | 26.7619 | 26.7619 | 26.7619 | 26.7619 | 26.7619 | 26.7619 | 26.7619 | 26.7619 | 26.7619 | 26.7619 | 26.7619 | 26.7619 | 26.7619 | 26.7619 | 26.7619 | 26.7619 | 26.7619 | 26.7619 | 26.7619 | 26.7619 | 26.7619 | 26.7619 | 26.7619 | 26.7619 | 26.7619 | 26.7619 | 26.7619 | 26.7619 | 26.7619 | 26.7619 | 26.7619 | 26.7619 | 26.7619 | 26.7619 | 26.7619 | 26.7619 | 26.7619 | 26.7619 | 26.7619 | 26.7619 | 26.7619 | 26.7619 | 26.7619 | 26.7619 | 26.7619 | 26.7619 | 26.7619 | 26.7619 | 26.7619 | 26.7619 | 26.7619 | 26.7619 | 26.7619 | 26.7619 | 26.7619 | 26.7619 | 26.7619
1338 | 26.7637 | 26.7637 | 26.7637 | 26.7637 | 26.7637 | 26.7637 | 26.7637 | 26.7637 | 26.7637 | 26.7637 | 26.7637 | 26.7637 | 26.7637 | 26.7637 | 26.7637 | 26.7637 | 26.7637 | 26.7637 | 26.7637 | 26.7637 | 26.7637 | 26.7637 | 26.7637 | 26.7637 | 26.7637 | 26.7637 | 26.7637 | 26.7637 | 26.7637 | 26.7637 | 26.7637 | 26.7637 | 26.7637 | 26.7637 | 26.7637 | 26.7637 | 26.7637 | 26.7637 | 26.7637 | 26.7637 | 26.7637 | 26.7637 | 26.7637 | 26.7637 | 26.7637 | 26.7637 | 26.7637 | 26.7637 | 26.7637 | 26.7637 | 26.7637 | 26.7637 | 26.7637 | 26.7637 | 26.7637 | 26.7637 | 26.7637 | 26.7637 | 26.7637 | 26.7637
1339 | 26.7656 | 26.7656 | 26.7656 | 26.7656 | 26.7656 | 26.7656 | 26.7656 | 26.7656 | 26.7656 | 26.7656 | 26.7656 | 26.7656 | 26.7656 | 26.7656 | 26.7656 | 26.7656 | 26.7656 | 26.7656 | 26.7656 | 26.7656 | 26.7656 | 26.7656 | 26.7656 | 26.7656 | 26.7656 | 26.7656 | 26.7656 | 26.7656 | 26.7656 | 26.7656 | 26.7656 | 26.7656 | 26.7656 | 26.7656 | 26.7656 | 26.7656 | 26.7656 | 26.7656 | 26.7656 | 26.7656 | 26.7656 | 26.7656 | 26.7656 | 26.7656 | 26.7656 | 26.7656 | 26.7656 | 26.7656 | 26.7656 | 26.7656 | 26.7656 | 26.7656 | 26.7656 | 26.7656 | 26.7656 | 26.7656 | 26.7656 | 26.7656 | 26.7656 | 26.7656
1340 | 26.7675 | 26.7675 | 26.7675 | 26.7675 | 26.7675 | 26.7675 | 26.7675 | 26.7675 | 26.7675 | 26.7675 | 26.7675 | 26.7675 | 26.7675 | 26.7675 | 26.7675 | 26.7675 | 26.7675 | 26.7675 | 26.7675 | 26.7675 | 26.7675 | 26.7675 | 26.7675 | 26.7675 | 26.7675 | 26.7675 | 26.7675 | 26.7675 | 26.7675 | 26.7675 | 26.7675 | 26.7675 | 26.7675 | 26.7675 | 26.7675 | 26.7675 | 26.7675 | 26.7675 | 26.7675 | 26.7675 | 26.7675 | 26.7675 | 26.7675 | 26.7675 | 26.7675 | 26.7675 | 26.7675 | 26.7675 | 26.7675 | 26.7675 | 26.7675 | 26.7675 | 26.7675 | 26.7675 | 26.7675 | 26.7675 | 26.7675 | 26.7675 | 26.7675 | 26.7675
1341 | 26.7693 | 26.7693 | 26.7693 | 26.7693 | 26.7693 | 26.7693 | 26.7693 | 26.7693 | 26.7693 | 26.7693 | 26.7693 | 26.7693 | 26.7693 | 26.7693 | 26.7693 | 26.7693 | 26.7693 | 26.7693 | 26.7693 | 26.7693 | 26.7693 | 26.7693 | 26.7693 | 26.7693 | 26.7693 | 26.7693 | 26.7693 | 26.7693 | 26.7693 | 26.7693 | 26.7693 | 26.7693 | 26.7693 | 26.7693 | 26.7693 | 26.7693 | 26.7693 | 26.7693 | 26.7693 | 26.7693 | 26.7693 | 26.7693 | 26.7693 | 26.7693 | 26.7693 | 26.7693 | 26.7693 | 26.7693 | 26.7693 | 26.7693 | 26.7693 | 26.7693 | 26.7693 | 26.7693 | 26.7693 | 26.7693 | 26.7693 | 26.7693 | 26.7693 | 26.7693
1342 | 26.7712 | 26.7712 | 26.7712 | 26.7712 | 26.7712 | 26.7712 | 26.7712 | 26.7712 | 26.7712 | 26.7712 | 26.7712 | 26.7712 | 26.7712 | 26.7712 | 26.7712 | 26.7712 | 26.7712 | 26.7712 | 26.7712 | 26.7712 | 26.7712 | 26.7712 | 26.7712 | 26.7712 | 26.7712 | 26.7712 | 26.7712 | 26.7712 | 26.7712 | 26.7712 | 26.7712 | 26.7712 | 26.7712 | 26.7712 | 26.7712 | 26.7712 | 26.7712 | 26.7712 | 26.7712 | 26.7712 | 26.7712 | 26.7712 | 26.7712 | 26.7712 | 26.7712 | 26.7712 | 26.7712 | 26.7712 | 26.7712 | 26.7712 | 26.7712 | 26.7712 | 26.7712 | 26.7712 | 26.7712 | 26.7712 | 26.7712 | 26.7712 | 26.7712 | 26.7712
1343 | 26.773 | 26.773 | 26.773 | 26.773 | 26.773 | 26.773 | 26.773 | 26.773 | 26.773 | 26.773 | 26.773 | 26.773 | 26.773 | 26.773 | 26.773 | 26.773 | 26.773 | 26.773 | 26.773 | 26.773 | 26.773 | 26.773 | 26.773 | 26.773 | 26.773 | 26.773 | 26.773 | 26.773 | 26.773 | 26.773 | 26.773 | 26.773 | 26.773 | 26.773 | 26.773 | 26.773 | 26.773 | 26.773 | 26.773 | 26.773 | 26.773 | 26.773 | 26.773 | 26.773 | 26.773 | 26.773 | 26.773 | 26.773 | 26.773 | 26.773 | 26.773 | 26.773 | 26.773 | 26.773 | 26.773 | 26.773 | 26.773 | 26.773 | 26.773 | 26.773
1344 | 26.7749 | 26.7749 | 26.7749 | 26.7749 | 26.7749 | 26.7749 | 26.7749 | 26.7749 | 26.7749 | 26.7749 | 26.7749 | 26.7749 | 26.7749 | 26.7749 | 26.7749 | 26.7749 | 26.7749 | 26.7749 | 26.7749 | 26.7749 | 26.7749 | 26.7749 | 26.7749 | 26.7749 | 26.7749 | 26.7749 | 26.7749 | 26.7749 | 26.7749 | 26.7749 | 26.7749 | 26.7749 | 26.7749 | 26.7749 | 26.7749 | 26.7749 | 26.7749 | 26.7749 | 26.7749 | 26.7749 | 26.7749 | 26.7749 | 26.7749 | 26.7749 | 26.7749 | 26.7749 | 26.7749 | 26.7749 | 26.7749 | 26.7749 | 26.7749 | 26.7749 | 26.7749 | 26.7749 | 26.7749 | 26.7749 | 26.7749 | 26.7749 | 26.7749 | 26.7749
1345 | 26.7768 | 26.7768 | 26.7768 | 26.7768 | 26.7768 | 26.7768 | 26.7768 | 26.7768 | 26.7768 | 26.7768 | 26.7768 | 26.7768 | 26.7768 | 26.7768 | 26.7768 | 26.7768 | 26.7768 | 26.7768 | 26.7768 | 26.7768 | 26.7768 | 26.7768 | 26.7768 | 26.7768 | 26.7768 | 26.7768 | 26.7768 | 26.7768 | 26.7768 | 26.7768 | 26.7768 | 26.7768 | 26.7768 | 26.7768 | 26.7768 | 26.7768 | 26.7768 | 26.7768 | 26.7768 | 26.7768 | 26.7768 | 26.7768 | 26.7768 | 26.7768 | 26.7768 | 26.7768 | 26.7768 | 26.7768 | 26.7768 | 26.7768 | 26.7768 | 26.7768 | 26.7768 | 26.7768 | 26.7768 | 26.7768 | 26.7768 | 26.7768 | 26.7768 | 26.7768
1346 | 26.7786 | 26.7786 | 26.7786 | 26.7786 | 26.7786 | 26.7786 | 26.7786 | 26.7786 | 26.7786 | 26.7786 | 26.7786 | 26.7786 | 26.7786 | 26.7786 | 26.7786 | 26.7786 | 26.7786 | 26.7786 | 26.7786 | 26.7786 | 26.7786 | 26.7786 | 26.7786 | 26.7786 | 26.7786 | 26.7786 | 26.7786 | 26.7786 | 26.7786 | 26.7786 | 26.7786 | 26.7786 | 26.7786 | 26.7786 | 26.7786 | 26.7786 | 26.7786 | 26.7786 | 26.7786 | 26.7786 | 26.7786 | 26.7786 | 26.7786 | 26.7786 | 26.7786 | 26.7786 | 26.7786 | 26.7786 | 26.7786 | 26.7786 | 26.7786 | 26.7786 | 26.7786 | 26.7786 | 26.7786 | 26.7786 | 26.7786 | 26.7786 | 26.7786 | 26.7786
1347 | 26.7805 | 26.7805 | 26.7805 | 26.7805 | 26.7805 | 26.7805 | 26.7805 | 26.7805 | 26.7805 | 26.7805 | 26.7805 | 26.7805 | 26.7805 | 26.7805 | 26.7805 | 26.7805 | 26.7805 | 26.7805 | 26.7805 | 26.7805 | 26.7805 | 26.7805 | 26.7805 | 26.7805 | 26.7805 | 26.7805 | 26.7805 | 26.7805 | 26.7805 | 26.7805 | 26.7805 | 26.7805 | 26.7805 | 26.7805 | 26.7805 | 26.7805 | 26.7805 | 26.7805 | 26.7805 | 26.7805 | 26.7805 | 26.7805 | 26.7805 | 26.7805 | 26.7805 | 26.7805 | 26.7805 | 26.7805 | 26.7805 | 26.7805 | 26.7805 | 26.7805 | 26.7805 | 26.7805 | 26.7805 | 26.7805 | 26.7805 | 26.7805 | 26.7805 | 26.7805
1348 | 26.7823 | 26.7823 | 26.7823 | 26.7823 | 26.7823 | 26.7823 | 26.7823 | 26.7823 | 26.7823 | 26.7823 | 26.7823 | 26.7823 | 26.7823 | 26.7823 | 26.7823 | 26.7823 | 26.7823 | 26.7823 | 26.7823 | 26.7823 | 26.7823 | 26.7823 | 26.7823 | 26.7823 | 26.7823 | 26.7823 | 26.7823 | 26.7823 | 26.7823 | 26.7823 | 26.7823 | 26.7823 | 26.7823 | 26.7823 | 26.7823 | 26.7823 | 26.7823 | 26.7823 | 26.7823 | 26.7823 | 26.7823 | 26.7823 | 26.7823 | 26.7823 | 26.7823 | 26.7823 | 26.7823 | 26.7823 | 26.7823 | 26.7823 | 26.7823 | 26.7823 | 26.7823 | 26.7823 | 26.7823 | 26.7823 | 26.7823 | 26.7823 | 26.7823 | 26.7823
1349 | 26.7842 | 26.7842 | 26.7842 | 26.7842 | 26.7842 | 26.7842 | 26.7842 | 26.7842 | 26.7842 | 26.7842 | 26.7842 | 26.7842 | 26.7842 | 26.7842 | 26.7842 | 26.7842 | 26.7842 | 26.7842 | 26.7842 | 26.7842 | 26.7842 | 26.7842 | 26.7842 | 26.7842 | 26.7842 | 26.7842 | 26.7842 | 26.7842 | 26.7842 | 26.7842 | 26.7842 | 26.7842 | 26.7842 | 26.7842 | 26.7842 | 26.7842 | 26.7842 | 26.7842 | 26.7842 | 26.7842 | 26.7842 | 26.7842 | 26.7842 | 26.7842 | 26.7842 | 26.7842 | 26.7842 | 26.7842 | 26.7842 | 26.7842 | 26.7842 | 26.7842 | 26.7842 | 26.7842 | 26.7842 | 26.7842 | 26.7842 | 26.7842 | 26.7842 | 26.7842
1350 | 26.786 | 26.786 | 26.786 | 26.786 | 26.786 | 26.786 | 26.786 | 26.786 | 26.786 | 26.786 | 26.786 | 26.786 | 26.786 | 26.786 | 26.786 | 26.786 | 26.786 | 26.786 | 26.786 | 26.786 | 26.786 | 26.786 | 26.786 | 26.786 | 26.786 | 26.786 | 26.786 | 26.786 | 26.786 | 26.786 | 26.786 | 26.786 | 26.786 | 26.786 | 26.786 | 26.786 | 26.786 | 26.786 | 26.786 | 26.786 | 26.786 | 26.786 | 26.786 | 26.786 | 26.786 | 26.786 | 26.786 | 26.786 | 26.786 | 26.786 | 26.786 | 26.786 | 26.786 | 26.786 | 26.786 | 26.786 | 26.786 | 26.786 | 26.786 | 26.786
1351 | 26.7879 | 26.7879 | 26.7879 | 26.7879 | 26.7879 | 26.7879 | 26.7879 | 26.7879 | 26.7879 | 26.7879 | 26.7879 | 26.7879 | 26.7879 | 26.7879 | 26.7879 | 26.7879 | 26.7879 | 26.7879 | 26.7879 | 26.7879 | 26.7879 | 26.7879 | 26.7879 | 26.7879 | 26.7879 | 26.7879 | 26.7879 | 26.7879 | 26.7879 | 26.7879 | 26.7879 | 26.7879 | 26.7879 | 26.7879 | 26.7879 | 26.7879 | 26.7879 | 26.7879 | 26.7879 | 26.7879 | 26.7879 | 26.7879 | 26.7879 | 26.7879 | 26.7879 | 26.7879 | 26.7879 | 26.7879 | 26.7879 | 26.7879 | 26.7879 | 26.7879 | 26.7879 | 26.7879 | 26.7879 | 26.7879 | 26.7879 | 26.7879 | 26.7879 | 26.7879
1352 | 26.7897 | 26.7897 | 26.7897 | 26.7897 | 26.7897 | 26.7897 | 26.7897 | 26.7897 | 26.7897 | 26.7897 | 26.7897 | 26.7897 | 26.7897 | 26.7897 | 26.7897 | 26.7897 | 26.7897 | 26.7897 | 26.7897 | 26.7897 | 26.7897 | 26.7897 | 26.7897 | 26.7897 | 26.7897 | 26.7897 | 26.7897 | 26.7897 | 26.7897 | 26.7897 | 26.7897 | 26.7897 | 26.7897 | 26.7897 | 26.7897 | 26.7897 | 26.7897 | 26.7897 | 26.7897 | 26.7897 | 26.7897 | 26.7897 | 26.7897 | 26.7897 | 26.7897 | 26.7897 | 26.7897 | 26.7897 | 26.7897 | 26.7897 | 26.7897 | 26.7897 | 26.7897 | 26.7897 | 26.7897 | 26.7897 | 26.7897 | 26.7897 | 26.7897 | 26.7897
1353 | 26.7916 | 26.7916 | 26.7916 | 26.7916 | 26.7916 | 26.7916 | 26.7916 | 26.7916 | 26.7916 | 26.7916 | 26.7916 | 26.7916 | 26.7916 | 26.7916 | 26.7916 | 26.7916 | 26.7916 | 26.7916 | 26.7916 | 26.7916 | 26.7916 | 26.7916 | 26.7916 | 26.7916 | 26.7916 | 26.7916 | 26.7916 | 26.7916 | 26.7916 | 26.7916 | 26.7916 | 26.7916 | 26.7916 | 26.7916 | 26.7916 | 26.7916 | 26.7916 | 26.7916 | 26.7916 | 26.7916 | 26.7916 | 26.7916 | 26.7916 | 26.7916 | 26.7916 | 26.7916 | 26.7916 | 26.7916 | 26.7916 | 26.7916 | 26.7916 | 26.7916 | 26.7916 | 26.7916 | 26.7916 | 26.7916 | 26.7916 | 26.7916 | 26.7916 | 26.7916
1354 | 26.7934 | 26.7934 | 26.7934 | 26.7934 | 26.7934 | 26.7934 | 26.7934 | 26.7934 | 26.7934 | 26.7934 | 26.7934 | 26.7934 | 26.7934 | 26.7934 | 26.7934 | 26.7934 | 26.7934 | 26.7934 | 26.7934 | 26.7934 | 26.7934 | 26.7934 | 26.7934 | 26.7934 | 26.7934 | 26.7934 | 26.7934 | 26.7934 | 26.7934 | 26.7934 | 26.7934 | 26.7934 | 26.7934 | 26.7934 | 26.7934 | 26.7934 | 26.7934 | 26.7934 | 26.7934 | 26.7934 | 26.7934 | 26.7934 | 26.7934 | 26.7934 | 26.7934 | 26.7934 | 26.7934 | 26.7934 | 26.7934 | 26.7934 | 26.7934 | 26.7934 | 26.7934 | 26.7934 | 26.7934 | 26.7934 | 26.7934 | 26.7934 | 26.7934 | 26.7934
1355 | 26.7953 | 26.7953 | 26.7953 | 26.7953 | 26.7953 | 26.7953 | 26.7953 | 26.7953 | 26.7953 | 26.7953 | 26.7953 | 26.7953 | 26.7953 | 26.7953 | 26.7953 | 26.7953 | 26.7953 | 26.7953 | 26.7953 | 26.7953 | 26.7953 | 26.7953 | 26.7953 | 26.7953 | 26.7953 | 26.7953 | 26.7953 | 26.7953 | 26.7953 | 26.7953 | 26.7953 | 26.7953 | 26.7953 | 26.7953 | 26.7953 | 26.7953 | 26.7953 | 26.7953 | 26.7953 | 26.7953 | 26.7953 | 26.7953 | 26.7953 | 26.7953 | 26.7953 | 26.7953 | 26.7953 | 26.7953 | 26.7953 | 26.7953 | 26.7953 | 26.7953 | 26.7953 | 26.7953 | 26.7953 | 26.7953 | 26.7953 | 26.7953 | 26.7953 | 26.7953
1356 | 26.7971 | 26.7971 | 26.7971 | 26.7971 | 26.7971 | 26.7971 | 26.7971 | 26.7971 | 26.7971 | 26.7971 | 26.7971 | 26.7971 | 26.7971 | 26.7971 | 26.7971 | 26.7971 | 26.7971 | 26.7971 | 26.7971 | 26.7971 | 26.7971 | 26.7971 | 26.7971 | 26.7971 | 26.7971 | 26.7971 | 26.7971 | 26.7971 | 26.7971 | 26.7971 | 26.7971 | 26.7971 | 26.7971 | 26.7971 | 26.7971 | 26.7971 | 26.7971 | 26.7971 | 26.7971 | 26.7971 | 26.7971 | 26.7971 | 26.7971 | 26.7971 | 26.7971 | 26.7971 | 26.7971 | 26.7971 | 26.7971 | 26.7971 | 26.7971 | 26.7971 | 26.7971 | 26.7971 | 26.7971 | 26.7971 | 26.7971 | 26.7971 | 26.7971 | 26.7971
1357 | 26.799 | 26.799 | 26.799 | 26.799 | 26.799 | 26.799 | 26.799 | 26.799 | 26.799 | 26.799 | 26.799 | 26.799 | 26.799 | 26.799 | 26.799 | 26.799 | 26.799 | 26.799 | 26.799 | 26.799 | 26.799 | 26.799 | 26.799 | 26.799 | 26.799 | 26.799 | 26.799 | 26.799 | 26.799 | 26.799 | 26.799 | 26.799 | 26.799 | 26.799 | 26.799 | 26.799 | 26.799 | 26.799 | 26.799 | 26.799 | 26.799 | 26.799 | 26.799 | 26.799 | 26.799 | 26.799 | 26.799 | 26.799 | 26.799 | 26.799 | 26.799 | 26.799 | 26.799 | 26.799 | 26.799 | 26.799 | 26.799 | 26.799 | 26.799 | 26.799
1358 | 26.8008 | 26.8008 | 26.8008 | 26.8008 | 26.8008 | 26.8008 | 26.8008 | 26.8008 | 26.8008 | 26.8008 | 26.8008 | 26.8008 | 26.8008 | 26.8008 | 26.8008 | 26.8008 | 26.8008 | 26.8008 | 26.8008 | 26.8008 | 26.8008 | 26.8008 | 26.8008 | 26.8008 | 26.8008 | 26.8008 | 26.8008 | 26.8008 | 26.8008 | 26.8008 | 26.8008 | 26.8008 | 26.8008 | 26.8008 | 26.8008 | 26.8008 | 26.8008 | 26.8008 | 26.8008 | 26.8008 | 26.8008 | 26.8008 | 26.8008 | 26.8008 | 26.8008 | 26.8008 | 26.8008 | 26.8008 | 26.8008 | 26.8008 | 26.8008 | 26.8008 | 26.8008 | 26.8008 | 26.8008 | 26.8008 | 26.8008 | 26.8008 | 26.8008 | 26.8008
1359 | 26.8027 | 26.8027 | 26.8027 | 26.8027 | 26.8027 | 26.8027 | 26.8027 | 26.8027 | 26.8027 | 26.8027 | 26.8027 | 26.8027 | 26.8027 | 26.8027 | 26.8027 | 26.8027 | 26.8027 | 26.8027 | 26.8027 | 26.8027 | 26.8027 | 26.8027 | 26.8027 | 26.8027 | 26.8027 | 26.8027 | 26.8027 | 26.8027 | 26.8027 | 26.8027 | 26.8027 | 26.8027 | 26.8027 | 26.8027 | 26.8027 | 26.8027 | 26.8027 | 26.8027 | 26.8027 | 26.8027 | 26.8027 | 26.8027 | 26.8027 | 26.8027 | 26.8027 | 26.8027 | 26.8027 | 26.8027 | 26.8027 | 26.8027 | 26.8027 | 26.8027 | 26.8027 | 26.8027 | 26.8027 | 26.8027 | 26.8027 | 26.8027 | 26.8027 | 26.8027
1360 | 26.8045 | 26.8045 | 26.8045 | 26.8045 | 26.8045 | 26.8045 | 26.8045 | 26.8045 | 26.8045 | 26.8045 | 26.8045 | 26.8045 | 26.8045 | 26.8045 | 26.8045 | 26.8045 | 26.8045 | 26.8045 | 26.8045 | 26.8045 | 26.8045 | 26.8045 | 26.8045 | 26.8045 | 26.8045 | 26.8045 | 26.8045 | 26.8045 | 26.8045 | 26.8045 | 26.8045 | 26.8045 | 26.8045 | 26.8045 | 26.8045 | 26.8045 | 26.8045 | 26.8045 | 26.8045 | 26.8045 | 26.8045 | 26.8045 | 26.8045 | 26.8045 | 26.8045 | 26.8045 | 26.8045 | 26.8045 | 26.8045 | 26.8045 | 26.8045 | 26.8045 | 26.8045 | 26.8045 | 26.8045 | 26.8045 | 26.8045 | 26.8045 | 26.8045 | 26.8045
1361 | 26.8063 | 26.8063 | 26.8063 | 26.8063 | 26.8063 | 26.8063 | 26.8063 | 26.8063 | 26.8063 | 26.8063 | 26.8063 | 26.8063 | 26.8063 | 26.8063 | 26.8063 | 26.8063 | 26.8063 | 26.8063 | 26.8063 | 26.8063 | 26.8063 | 26.8063 | 26.8063 | 26.8063 | 26.8063 | 26.8063 | 26.8063 | 26.8063 | 26.8063 | 26.8063 | 26.8063 | 26.8063 | 26.8063 | 26.8063 | 26.8063 | 26.8063 | 26.8063 | 26.8063 | 26.8063 | 26.8063 | 26.8063 | 26.8063 | 26.8063 | 26.8063 | 26.8063 | 26.8063 | 26.8063 | 26.8063 | 26.8063 | 26.8063 | 26.8063 | 26.8063 | 26.8063 | 26.8063 | 26.8063 | 26.8063 | 26.8063 | 26.8063 | 26.8063 | 26.8063
1362 | 26.8082 | 26.8082 | 26.8082 | 26.8082 | 26.8082 | 26.8082 | 26.8082 | 26.8082 | 26.8082 | 26.8082 | 26.8082 | 26.8082 | 26.8082 | 26.8082 | 26.8082 | 26.8082 | 26.8082 | 26.8082 | 26.8082 | 26.8082 | 26.8082 | 26.8082 | 26.8082 | 26.8082 | 26.8082 | 26.8082 | 26.8082 | 26.8082 | 26.8082 | 26.8082 | 26.8082 | 26.8082 | 26.8082 | 26.8082 | 26.8082 | 26.8082 | 26.8082 | 26.8082 | 26.8082 | 26.8082 | 26.8082 | 26.8082 | 26.8082 | 26.8082 | 26.8082 | 26.8082 | 26.8082 | 26.8082 | 26.8082 | 26.8082 | 26.8082 | 26.8082 | 26.8082 | 26.8082 | 26.8082 | 26.8082 | 26.8082 | 26.8082 | 26.8082 | 26.8082
1363 | 26.81 | 26.81 | 26.81 | 26.81 | 26.81 | 26.81 | 26.81 | 26.81 | 26.81 | 26.81 | 26.81 | 26.81 | 26.81 | 26.81 | 26.81 | 26.81 | 26.81 | 26.81 | 26.81 | 26.81 | 26.81 | 26.81 | 26.81 | 26.81 | 26.81 | 26.81 | 26.81 | 26.81 | 26.81 | 26.81 | 26.81 | 26.81 | 26.81 | 26.81 | 26.81 | 26.81 | 26.81 | 26.81 | 26.81 | 26.81 | 26.81 | 26.81 | 26.81 | 26.81 | 26.81 | 26.81 | 26.81 | 26.81 | 26.81 | 26.81 | 26.81 | 26.81 | 26.81 | 26.81 | 26.81 | 26.81 | 26.81 | 26.81 | 26.81 | 26.81
1364 | 26.8118 | 26.8118 | 26.8118 | 26.8118 | 26.8118 | 26.8118 | 26.8118 | 26.8118 | 26.8118 | 26.8118 | 26.8118 | 26.8118 | 26.8118 | 26.8118 | 26.8118 | 26.8118 | 26.8118 | 26.8118 | 26.8118 | 26.8118 | 26.8118 | 26.8118 | 26.8118 | 26.8118 | 26.8118 | 26.8118 | 26.8118 | 26.8118 | 26.8118 | 26.8118 | 26.8118 | 26.8118 | 26.8118 | 26.8118 | 26.8118 | 26.8118 | 26.8118 | 26.8118 | 26.8118 | 26.8118 | 26.8118 | 26.8118 | 26.8118 | 26.8118 | 26.8118 | 26.8118 | 26.8118 | 26.8118 | 26.8118 | 26.8118 | 26.8118 | 26.8118 | 26.8118 | 26.8118 | 26.8118 | 26.8118 | 26.8118 | 26.8118 | 26.8118 | 26.8118
1365 | 26.8137 | 26.8137 | 26.8137 | 26.8137 | 26.8137 | 26.8137 | 26.8137 | 26.8137 | 26.8137 | 26.8137 | 26.8137 | 26.8137 | 26.8137 | 26.8137 | 26.8137 | 26.8137 | 26.8137 | 26.8137 | 26.8137 | 26.8137 | 26.8137 | 26.8137 | 26.8137 | 26.8137 | 26.8137 | 26.8137 | 26.8137 | 26.8137 | 26.8137 | 26.8137 | 26.8137 | 26.8137 | 26.8137 | 26.8137 | 26.8137 | 26.8137 | 26.8137 | 26.8137 | 26.8137 | 26.8137 | 26.8137 | 26.8137 | 26.8137 | 26.8137 | 26.8137 | 26.8137 | 26.8137 | 26.8137 | 26.8137 | 26.8137 | 26.8137 | 26.8137 | 26.8137 | 26.8137 | 26.8137 | 26.8137 | 26.8137 | 26.8137 | 26.8137 | 26.8137
1366 | 26.8155 | 26.8155 | 26.8155 | 26.8155 | 26.8155 | 26.8155 | 26.8155 | 26.8155 | 26.8155 | 26.8155 | 26.8155 | 26.8155 | 26.8155 | 26.8155 | 26.8155 | 26.8155 | 26.8155 | 26.8155 | 26.8155 | 26.8155 | 26.8155 | 26.8155 | 26.8155 | 26.8155 | 26.8155 | 26.8155 | 26.8155 | 26.8155 | 26.8155 | 26.8155 | 26.8155 | 26.8155 | 26.8155 | 26.8155 | 26.8155 | 26.8155 | 26.8155 | 26.8155 | 26.8155 | 26.8155 | 26.8155 | 26.8155 | 26.8155 | 26.8155 | 26.8155 | 26.8155 | 26.8155 | 26.8155 | 26.8155 | 26.8155 | 26.8155 | 26.8155 | 26.8155 | 26.8155 | 26.8155 | 26.8155 | 26.8155 | 26.8155 | 26.8155 | 26.8155
1367 | 26.8173 | 26.8173 | 26.8173 | 26.8173 | 26.8173 | 26.8173 | 26.8173 | 26.8173 | 26.8173 | 26.8173 | 26.8173 | 26.8173 | 26.8173 | 26.8173 | 26.8173 | 26.8173 | 26.8173 | 26.8173 | 26.8173 | 26.8173 | 26.8173 | 26.8173 | 26.8173 | 26.8173 | 26.8173 | 26.8173 | 26.8173 | 26.8173 | 26.8173 | 26.8173 | 26.8173 | 26.8173 | 26.8173 | 26.8173 | 26.8173 | 26.8173 | 26.8173 | 26.8173 | 26.8173 | 26.8173 | 26.8173 | 26.8173 | 26.8173 | 26.8173 | 26.8173 | 26.8173 | 26.8173 | 26.8173 | 26.8173 | 26.8173 | 26.8173 | 26.8173 | 26.8173 | 26.8173 | 26.8173 | 26.8173 | 26.8173 | 26.8173 | 26.8173 | 26.8173
1368 | 26.8192 | 26.8192 | 26.8192 | 26.8192 | 26.8192 | 26.8192 | 26.8192 | 26.8192 | 26.8192 | 26.8192 | 26.8192 | 26.8192 | 26.8192 | 26.8192 | 26.8192 | 26.8192 | 26.8192 | 26.8192 | 26.8192 | 26.8192 | 26.8192 | 26.8192 | 26.8192 | 26.8192 | 26.8192 | 26.8192 | 26.8192 | 26.8192 | 26.8192 | 26.8192 | 26.8192 | 26.8192 | 26.8192 | 26.8192 | 26.8192 | 26.8192 | 26.8192 | 26.8192 | 26.8192 | 26.8192 | 26.8192 | 26.8192 | 26.8192 | 26.8192 | 26.8192 | 26.8192 | 26.8192 | 26.8192 | 26.8192 | 26.8192 | 26.8192 | 26.8192 | 26.8192 | 26.8192 | 26.8192 | 26.8192 | 26.8192 | 26.8192 | 26.8192 | 26.8192
1369 | 26.821 | 26.821 | 26.821 | 26.821 | 26.821 | 26.821 | 26.821 | 26.821 | 26.821 | 26.821 | 26.821 | 26.821 | 26.821 | 26.821 | 26.821 | 26.821 | 26.821 | 26.821 | 26.821 | 26.821 | 26.821 | 26.821 | 26.821 | 26.821 | 26.821 | 26.821 | 26.821 | 26.821 | 26.821 | 26.821 | 26.821 | 26.821 | 26.821 | 26.821 | 26.821 | 26.821 | 26.821 | 26.821 | 26.821 | 26.821 | 26.821 | 26.821 | 26.821 | 26.821 | 26.821 | 26.821 | 26.821 | 26.821 | 26.821 | 26.821 | 26.821 | 26.821 | 26.821 | 26.821 | 26.821 | 26.821 | 26.821 | 26.821 | 26.821 | 26.821
1370 | 26.8228 | 26.8228 | 26.8228 | 26.8228 | 26.8228 | 26.8228 | 26.8228 | 26.8228 | 26.8228 | 26.8228 | 26.8228 | 26.8228 | 26.8228 | 26.8228 | 26.8228 | 26.8228 | 26.8228 | 26.8228 | 26.8228 | 26.8228 | 26.8228 | 26.8228 | 26.8228 | 26.8228 | 26.8228 | 26.8228 | 26.8228 | 26.8228 | 26.8228 | 26.8228 | 26.8228 | 26.8228 | 26.8228 | 26.8228 | 26.8228 | 26.8228 | 26.8228 | 26.8228 | 26.8228 | 26.8228 | 26.8228 | 26.8228 | 26.8228 | 26.8228 | 26.8228 | 26.8228 | 26.8228 | 26.8228 | 26.8228 | 26.8228 | 26.8228 | 26.8228 | 26.8228 | 26.8228 | 26.8228 | 26.8228 | 26.8228 | 26.8228 | 26.8228 | 26.8228
1371 | 26.8246 | 26.8246 | 26.8246 | 26.8246 | 26.8246 | 26.8246 | 26.8246 | 26.8246 | 26.8246 | 26.8246 | 26.8246 | 26.8246 | 26.8246 | 26.8246 | 26.8246 | 26.8246 | 26.8246 | 26.8246 | 26.8246 | 26.8246 | 26.8246 | 26.8246 | 26.8246 | 26.8246 | 26.8246 | 26.8246 | 26.8246 | 26.8246 | 26.8246 | 26.8246 | 26.8246 | 26.8246 | 26.8246 | 26.8246 | 26.8246 | 26.8246 | 26.8246 | 26.8246 | 26.8246 | 26.8246 | 26.8246 | 26.8246 | 26.8246 | 26.8246 | 26.8246 | 26.8246 | 26.8246 | 26.8246 | 26.8246 | 26.8246 | 26.8246 | 26.8246 | 26.8246 | 26.8246 | 26.8246 | 26.8246 | 26.8246 | 26.8246 | 26.8246 | 26.8246
1372 | 26.8265 | 26.8265 | 26.8265 | 26.8265 | 26.8265 | 26.8265 | 26.8265 | 26.8265 | 26.8265 | 26.8265 | 26.8265 | 26.8265 | 26.8265 | 26.8265 | 26.8265 | 26.8265 | 26.8265 | 26.8265 | 26.8265 | 26.8265 | 26.8265 | 26.8265 | 26.8265 | 26.8265 | 26.8265 | 26.8265 | 26.8265 | 26.8265 | 26.8265 | 26.8265 | 26.8265 | 26.8265 | 26.8265 | 26.8265 | 26.8265 | 26.8265 | 26.8265 | 26.8265 | 26.8265 | 26.8265 | 26.8265 | 26.8265 | 26.8265 | 26.8265 | 26.8265 | 26.8265 | 26.8265 | 26.8265 | 26.8265 | 26.8265 | 26.8265 | 26.8265 | 26.8265 | 26.8265 | 26.8265 | 26.8265 | 26.8265 | 26.8265 | 26.8265 | 26.8265
1373 | 26.8283 | 26.8283 | 26.8283 | 26.8283 | 26.8283 | 26.8283 | 26.8283 | 26.8283 | 26.8283 | 26.8283 | 26.8283 | 26.8283 | 26.8283 | 26.8283 | 26.8283 | 26.8283 | 26.8283 | 26.8283 | 26.8283 | 26.8283 | 26.8283 | 26.8283 | 26.8283 | 26.8283 | 26.8283 | 26.8283 | 26.8283 | 26.8283 | 26.8283 | 26.8283 | 26.8283 | 26.8283 | 26.8283 | 26.8283 | 26.8283 | 26.8283 | 26.8283 | 26.8283 | 26.8283 | 26.8283 | 26.8283 | 26.8283 | 26.8283 | 26.8283 | 26.8283 | 26.8283 | 26.8283 | 26.8283 | 26.8283 | 26.8283 | 26.8283 | 26.8283 | 26.8283 | 26.8283 | 26.8283 | 26.8283 | 26.8283 | 26.8283 | 26.8283 | 26.8283
1374 | 26.8301 | 26.8301 | 26.8301 | 26.8301 | 26.8301 | 26.8301 | 26.8301 | 26.8301 | 26.8301 | 26.8301 | 26.8301 | 26.8301 | 26.8301 | 26.8301 | 26.8301 | 26.8301 | 26.8301 | 26.8301 | 26.8301 | 26.8301 | 26.8301 | 26.8301 | 26.8301 | 26.8301 | 26.8301 | 26.8301 | 26.8301 | 26.8301 | 26.8301 | 26.8301 | 26.8301 | 26.8301 | 26.8301 | 26.8301 | 26.8301 | 26.8301 | 26.8301 | 26.8301 | 26.8301 | 26.8301 | 26.8301 | 26.8301 | 26.8301 | 26.8301 | 26.8301 | 26.8301 | 26.8301 | 26.8301 | 26.8301 | 26.8301 | 26.8301 | 26.8301 | 26.8301 | 26.8301 | 26.8301 | 26.8301 | 26.8301 | 26.8301 | 26.8301 | 26.8301
1375 | 26.8319 | 26.8319 | 26.8319 | 26.8319 | 26.8319 | 26.8319 | 26.8319 | 26.8319 | 26.8319 | 26.8319 | 26.8319 | 26.8319 | 26.8319 | 26.8319 | 26.8319 | 26.8319 | 26.8319 | 26.8319 | 26.8319 | 26.8319 | 26.8319 | 26.8319 | 26.8319 | 26.8319 | 26.8319 | 26.8319 | 26.8319 | 26.8319 | 26.8319 | 26.8319 | 26.8319 | 26.8319 | 26.8319 | 26.8319 | 26.8319 | 26.8319 | 26.8319 | 26.8319 | 26.8319 | 26.8319 | 26.8319 | 26.8319 | 26.8319 | 26.8319 | 26.8319 | 26.8319 | 26.8319 | 26.8319 | 26.8319 | 26.8319 | 26.8319 | 26.8319 | 26.8319 | 26.8319 | 26.8319 | 26.8319 | 26.8319 | 26.8319 | 26.8319 | 26.8319
1376 | 26.8337 | 26.8337 | 26.8337 | 26.8337 | 26.8337 | 26.8337 | 26.8337 | 26.8337 | 26.8337 | 26.8337 | 26.8337 | 26.8337 | 26.8337 | 26.8337 | 26.8337 | 26.8337 | 26.8337 | 26.8337 | 26.8337 | 26.8337 | 26.8337 | 26.8337 | 26.8337 | 26.8337 | 26.8337 | 26.8337 | 26.8337 | 26.8337 | 26.8337 | 26.8337 | 26.8337 | 26.8337 | 26.8337 | 26.8337 | 26.8337 | 26.8337 | 26.8337 | 26.8337 | 26.8337 | 26.8337 | 26.8337 | 26.8337 | 26.8337 | 26.8337 | 26.8337 | 26.8337 | 26.8337 | 26.8337 | 26.8337 | 26.8337 | 26.8337 | 26.8337 | 26.8337 | 26.8337 | 26.8337 | 26.8337 | 26.8337 | 26.8337 | 26.8337 | 26.8337
1377 | 26.8356 | 26.8356 | 26.8356 | 26.8356 | 26.8356 | 26.8356 | 26.8356 | 26.8356 | 26.8356 | 26.8356 | 26.8356 | 26.8356 | 26.8356 | 26.8356 | 26.8356 | 26.8356 | 26.8356 | 26.8356 | 26.8356 | 26.8356 | 26.8356 | 26.8356 | 26.8356 | 26.8356 | 26.8356 | 26.8356 | 26.8356 | 26.8356 | 26.8356 | 26.8356 | 26.8356 | 26.8356 | 26.8356 | 26.8356 | 26.8356 | 26.8356 | 26.8356 | 26.8356 | 26.8356 | 26.8356 | 26.8356 | 26.8356 | 26.8356 | 26.8356 | 26.8356 | 26.8356 | 26.8356 | 26.8356 | 26.8356 | 26.8356 | 26.8356 | 26.8356 | 26.8356 | 26.8356 | 26.8356 | 26.8356 | 26.8356 | 26.8356 | 26.8356 | 26.8356
1378 | 26.8374 | 26.8374 | 26.8374 | 26.8374 | 26.8374 | 26.8374 | 26.8374 | 26.8374 | 26.8374 | 26.8374 | 26.8374 | 26.8374 | 26.8374 | 26.8374 | 26.8374 | 26.8374 | 26.8374 | 26.8374 | 26.8374 | 26.8374 | 26.8374 | 26.8374 | 26.8374 | 26.8374 | 26.8374 | 26.8374 | 26.8374 | 26.8374 | 26.8374 | 26.8374 | 26.8374 | 26.8374 | 26.8374 | 26.8374 | 26.8374 | 26.8374 | 26.8374 | 26.8374 | 26.8374 | 26.8374 | 26.8374 | 26.8374 | 26.8374 | 26.8374 | 26.8374 | 26.8374 | 26.8374 | 26.8374 | 26.8374 | 26.8374 | 26.8374 | 26.8374 | 26.8374 | 26.8374 | 26.8374 | 26.8374 | 26.8374 | 26.8374 | 26.8374 | 26.8374
1379 | 26.8392 | 26.8392 | 26.8392 | 26.8392 | 26.8392 | 26.8392 | 26.8392 | 26.8392 | 26.8392 | 26.8392 | 26.8392 | 26.8392 | 26.8392 | 26.8392 | 26.8392 | 26.8392 | 26.8392 | 26.8392 | 26.8392 | 26.8392 | 26.8392 | 26.8392 | 26.8392 | 26.8392 | 26.8392 | 26.8392 | 26.8392 | 26.8392 | 26.8392 | 26.8392 | 26.8392 | 26.8392 | 26.8392 | 26.8392 | 26.8392 | 26.8392 | 26.8392 | 26.8392 | 26.8392 | 26.8392 | 26.8392 | 26.8392 | 26.8392 | 26.8392 | 26.8392 | 26.8392 | 26.8392 | 26.8392 | 26.8392 | 26.8392 | 26.8392 | 26.8392 | 26.8392 | 26.8392 | 26.8392 | 26.8392 | 26.8392 | 26.8392 | 26.8392 | 26.8392
1380 | 26.841 | 26.841 | 26.841 | 26.841 | 26.841 | 26.841 | 26.841 | 26.841 | 26.841 | 26.841 | 26.841 | 26.841 | 26.841 | 26.841 | 26.841 | 26.841 | 26.841 | 26.841 | 26.841 | 26.841 | 26.841 | 26.841 | 26.841 | 26.841 | 26.841 | 26.841 | 26.841 | 26.841 | 26.841 | 26.841 | 26.841 | 26.841 | 26.841 | 26.841 | 26.841 | 26.841 | 26.841 | 26.841 | 26.841 | 26.841 | 26.841 | 26.841 | 26.841 | 26.841 | 26.841 | 26.841 | 26.841 | 26.841 | 26.841 | 26.841 | 26.841 | 26.841 | 26.841 | 26.841 | 26.841 | 26.841 | 26.841 | 26.841 | 26.841 | 26.841
1381 | 26.8428 | 26.8428 | 26.8428 | 26.8428 | 26.8428 | 26.8428 | 26.8428 | 26.8428 | 26.8428 | 26.8428 | 26.8428 | 26.8428 | 26.8428 | 26.8428 | 26.8428 | 26.8428 | 26.8428 | 26.8428 | 26.8428 | 26.8428 | 26.8428 | 26.8428 | 26.8428 | 26.8428 | 26.8428 | 26.8428 | 26.8428 | 26.8428 | 26.8428 | 26.8428 | 26.8428 | 26.8428 | 26.8428 | 26.8428 | 26.8428 | 26.8428 | 26.8428 | 26.8428 | 26.8428 | 26.8428 | 26.8428 | 26.8428 | 26.8428 | 26.8428 | 26.8428 | 26.8428 | 26.8428 | 26.8428 | 26.8428 | 26.8428 | 26.8428 | 26.8428 | 26.8428 | 26.8428 | 26.8428 | 26.8428 | 26.8428 | 26.8428 | 26.8428 | 26.8428
1382 | 26.8446 | 26.8446 | 26.8446 | 26.8446 | 26.8446 | 26.8446 | 26.8446 | 26.8446 | 26.8446 | 26.8446 | 26.8446 | 26.8446 | 26.8446 | 26.8446 | 26.8446 | 26.8446 | 26.8446 | 26.8446 | 26.8446 | 26.8446 | 26.8446 | 26.8446 | 26.8446 | 26.8446 | 26.8446 | 26.8446 | 26.8446 | 26.8446 | 26.8446 | 26.8446 | 26.8446 | 26.8446 | 26.8446 | 26.8446 | 26.8446 | 26.8446 | 26.8446 | 26.8446 | 26.8446 | 26.8446 | 26.8446 | 26.8446 | 26.8446 | 26.8446 | 26.8446 | 26.8446 | 26.8446 | 26.8446 | 26.8446 | 26.8446 | 26.8446 | 26.8446 | 26.8446 | 26.8446 | 26.8446 | 26.8446 | 26.8446 | 26.8446 | 26.8446 | 26.8446
1383 | 26.8464 | 26.8464 | 26.8464 | 26.8464 | 26.8464 | 26.8464 | 26.8464 | 26.8464 | 26.8464 | 26.8464 | 26.8464 | 26.8464 | 26.8464 | 26.8464 | 26.8464 | 26.8464 | 26.8464 | 26.8464 | 26.8464 | 26.8464 | 26.8464 | 26.8464 | 26.8464 | 26.8464 | 26.8464 | 26.8464 | 26.8464 | 26.8464 | 26.8464 | 26.8464 | 26.8464 | 26.8464 | 26.8464 | 26.8464 | 26.8464 | 26.8464 | 26.8464 | 26.8464 | 26.8464 | 26.8464 | 26.8464 | 26.8464 | 26.8464 | 26.8464 | 26.8464 | 26.8464 | 26.8464 | 26.8464 | 26.8464 | 26.8464 | 26.8464 | 26.8464 | 26.8464 | 26.8464 | 26.8464 | 26.8464 | 26.8464 | 26.8464 | 26.8464 | 26.8464
1384 | 26.8482 | 26.8482 | 26.8482 | 26.8482 | 26.8482 | 26.8482 | 26.8482 | 26.8482 | 26.8482 | 26.8482 | 26.8482 | 26.8482 | 26.8482 | 26.8482 | 26.8482 | 26.8482 | 26.8482 | 26.8482 | 26.8482 | 26.8482 | 26.8482 | 26.8482 | 26.8482 | 26.8482 | 26.8482 | 26.8482 | 26.8482 | 26.8482 | 26.8482 | 26.8482 | 26.8482 | 26.8482 | 26.8482 | 26.8482 | 26.8482 | 26.8482 | 26.8482 | 26.8482 | 26.8482 | 26.8482 | 26.8482 | 26.8482 | 26.8482 | 26.8482 | 26.8482 | 26.8482 | 26.8482 | 26.8482 | 26.8482 | 26.8482 | 26.8482 | 26.8482 | 26.8482 | 26.8482 | 26.8482 | 26.8482 | 26.8482 | 26.8482 | 26.8482 | 26.8482
1385 | 26.85 | 26.85 | 26.85 | 26.85 | 26.85 | 26.85 | 26.85 | 26.85 | 26.85 | 26.85 | 26.85 | 26.85 | 26.85 | 26.85 | 26.85 | 26.85 | 26.85 | 26.85 | 26.85 | 26.85 | 26.85 | 26.85 | 26.85 | 26.85 | 26.85 | 26.85 | 26.85 | 26.85 | 26.85 | 26.85 | 26.85 | 26.85 | 26.85 | 26.85 | 26.85 | 26.85 | 26.85 | 26.85 | 26.85 | 26.85 | 26.85 | 26.85 | 26.85 | 26.85 | 26.85 | 26.85 | 26.85 | 26.85 | 26.85 | 26.85 | 26.85 | 26.85 | 26.85 | 26.85 | 26.85 | 26.85 | 26.85 | 26.85 | 26.85 | 26.85
1386 | 26.8518 | 26.8518 | 26.8518 | 26.8518 | 26.8518 | 26.8518 | 26.8518 | 26.8518 | 26.8518 | 26.8518 | 26.8518 | 26.8518 | 26.8518 | 26.8518 | 26.8518 | 26.8518 | 26.8518 | 26.8518 | 26.8518 | 26.8518 | 26.8518 | 26.8518 | 26.8518 | 26.8518 | 26.8518 | 26.8518 | 26.8518 | 26.8518 | 26.8518 | 26.8518 | 26.8518 | 26.8518 | 26.8518 | 26.8518 | 26.8518 | 26.8518 | 26.8518 | 26.8518 | 26.8518 | 26.8518 | 26.8518 | 26.8518 | 26.8518 | 26.8518 | 26.8518 | 26.8518 | 26.8518 | 26.8518 | 26.8518 | 26.8518 | 26.8518 | 26.8518 | 26.8518 | 26.8518 | 26.8518 | 26.8518 | 26.8518 | 26.8518 | 26.8518 | 26.8518
1387 | 26.8536 | 26.8536 | 26.8536 | 26.8536 | 26.8536 | 26.8536 | 26.8536 | 26.8536 | 26.8536 | 26.8536 | 26.8536 | 26.8536 | 26.8536 | 26.8536 | 26.8536 | 26.8536 | 26.8536 | 26.8536 | 26.8536 | 26.8536 | 26.8536 | 26.8536 | 26.8536 | 26.8536 | 26.8536 | 26.8536 | 26.8536 | 26.8536 | 26.8536 | 26.8536 | 26.8536 | 26.8536 | 26.8536 | 26.8536 | 26.8536 | 26.8536 | 26.8536 | 26.8536 | 26.8536 | 26.8536 | 26.8536 | 26.8536 | 26.8536 | 26.8536 | 26.8536 | 26.8536 | 26.8536 | 26.8536 | 26.8536 | 26.8536 | 26.8536 | 26.8536 | 26.8536 | 26.8536 | 26.8536 | 26.8536 | 26.8536 | 26.8536 | 26.8536 | 26.8536
1388 | 26.8554 | 26.8554 | 26.8554 | 26.8554 | 26.8554 | 26.8554 | 26.8554 | 26.8554 | 26.8554 | 26.8554 | 26.8554 | 26.8554 | 26.8554 | 26.8554 | 26.8554 | 26.8554 | 26.8554 | 26.8554 | 26.8554 | 26.8554 | 26.8554 | 26.8554 | 26.8554 | 26.8554 | 26.8554 | 26.8554 | 26.8554 | 26.8554 | 26.8554 | 26.8554 | 26.8554 | 26.8554 | 26.8554 | 26.8554 | 26.8554 | 26.8554 | 26.8554 | 26.8554 | 26.8554 | 26.8554 | 26.8554 | 26.8554 | 26.8554 | 26.8554 | 26.8554 | 26.8554 | 26.8554 | 26.8554 | 26.8554 | 26.8554 | 26.8554 | 26.8554 | 26.8554 | 26.8554 | 26.8554 | 26.8554 | 26.8554 | 26.8554 | 26.8554 | 26.8554
1389 | 26.8572 | 26.8572 | 26.8572 | 26.8572 | 26.8572 | 26.8572 | 26.8572 | 26.8572 | 26.8572 | 26.8572 | 26.8572 | 26.8572 | 26.8572 | 26.8572 | 26.8572 | 26.8572 | 26.8572 | 26.8572 | 26.8572 | 26.8572 | 26.8572 | 26.8572 | 26.8572 | 26.8572 | 26.8572 | 26.8572 | 26.8572 | 26.8572 | 26.8572 | 26.8572 | 26.8572 | 26.8572 | 26.8572 | 26.8572 | 26.8572 | 26.8572 | 26.8572 | 26.8572 | 26.8572 | 26.8572 | 26.8572 | 26.8572 | 26.8572 | 26.8572 | 26.8572 | 26.8572 | 26.8572 | 26.8572 | 26.8572 | 26.8572 | 26.8572 | 26.8572 | 26.8572 | 26.8572 | 26.8572 | 26.8572 | 26.8572 | 26.8572 | 26.8572 | 26.8572
1390 | 26.859 | 26.859 | 26.859 | 26.859 | 26.859 | 26.859 | 26.859 | 26.859 | 26.859 | 26.859 | 26.859 | 26.859 | 26.859 | 26.859 | 26.859 | 26.859 | 26.859 | 26.859 | 26.859 | 26.859 | 26.859 | 26.859 | 26.859 | 26.859 | 26.859 | 26.859 | 26.859 | 26.859 | 26.859 | 26.859 | 26.859 | 26.859 | 26.859 | 26.859 | 26.859 | 26.859 | 26.859 | 26.859 | 26.859 | 26.859 | 26.859 | 26.859 | 26.859 | 26.859 | 26.859 | 26.859 | 26.859 | 26.859 | 26.859 | 26.859 | 26.859 | 26.859 | 26.859 | 26.859 | 26.859 | 26.859 | 26.859 | 26.859 | 26.859 | 26.859
1391 | 26.8608 | 26.8608 | 26.8608 | 26.8608 | 26.8608 | 26.8608 | 26.8608 | 26.8608 | 26.8608 | 26.8608 | 26.8608 | 26.8608 | 26.8608 | 26.8608 | 26.8608 | 26.8608 | 26.8608 | 26.8608 | 26.8608 | 26.8608 | 26.8608 | 26.8608 | 26.8608 | 26.8608 | 26.8608 | 26.8608 | 26.8608 | 26.8608 | 26.8608 | 26.8608 | 26.8608 | 26.8608 | 26.8608 | 26.8608 | 26.8608 | 26.8608 | 26.8608 | 26.8608 | 26.8608 | 26.8608 | 26.8608 | 26.8608 | 26.8608 | 26.8608 | 26.8608 | 26.8608 | 26.8608 | 26.8608 | 26.8608 | 26.8608 | 26.8608 | 26.8608 | 26.8608 | 26.8608 | 26.8608 | 26.8608 | 26.8608 | 26.8608 | 26.8608 | 26.8608
1392 | 26.8626 | 26.8626 | 26.8626 | 26.8626 | 26.8626 | 26.8626 | 26.8626 | 26.8626 | 26.8626 | 26.8626 | 26.8626 | 26.8626 | 26.8626 | 26.8626 | 26.8626 | 26.8626 | 26.8626 | 26.8626 | 26.8626 | 26.8626 | 26.8626 | 26.8626 | 26.8626 | 26.8626 | 26.8626 | 26.8626 | 26.8626 | 26.8626 | 26.8626 | 26.8626 | 26.8626 | 26.8626 | 26.8626 | 26.8626 | 26.8626 | 26.8626 | 26.8626 | 26.8626 | 26.8626 | 26.8626 | 26.8626 | 26.8626 | 26.8626 | 26.8626 | 26.8626 | 26.8626 | 26.8626 | 26.8626 | 26.8626 | 26.8626 | 26.8626 | 26.8626 | 26.8626 | 26.8626 | 26.8626 | 26.8626 | 26.8626 | 26.8626 | 26.8626 | 26.8626
1393 | 26.8644 | 26.8644 | 26.8644 | 26.8644 | 26.8644 | 26.8644 | 26.8644 | 26.8644 | 26.8644 | 26.8644 | 26.8644 | 26.8644 | 26.8644 | 26.8644 | 26.8644 | 26.8644 | 26.8644 | 26.8644 | 26.8644 | 26.8644 | 26.8644 | 26.8644 | 26.8644 | 26.8644 | 26.8644 | 26.8644 | 26.8644 | 26.8644 | 26.8644 | 26.8644 | 26.8644 | 26.8644 | 26.8644 | 26.8644 | 26.8644 | 26.8644 | 26.8644 | 26.8644 | 26.8644 | 26.8644 | 26.8644 | 26.8644 | 26.8644 | 26.8644 | 26.8644 | 26.8644 | 26.8644 | 26.8644 | 26.8644 | 26.8644 | 26.8644 | 26.8644 | 26.8644 | 26.8644 | 26.8644 | 26.8644 | 26.8644 | 26.8644 | 26.8644 | 26.8644
1394 | 26.8662 | 26.8662 | 26.8662 | 26.8662 | 26.8662 | 26.8662 | 26.8662 | 26.8662 | 26.8662 | 26.8662 | 26.8662 | 26.8662 | 26.8662 | 26.8662 | 26.8662 | 26.8662 | 26.8662 | 26.8662 | 26.8662 | 26.8662 | 26.8662 | 26.8662 | 26.8662 | 26.8662 | 26.8662 | 26.8662 | 26.8662 | 26.8662 | 26.8662 | 26.8662 | 26.8662 | 26.8662 | 26.8662 | 26.8662 | 26.8662 | 26.8662 | 26.8662 | 26.8662 | 26.8662 | 26.8662 | 26.8662 | 26.8662 | 26.8662 | 26.8662 | 26.8662 | 26.8662 | 26.8662 | 26.8662 | 26.8662 | 26.8662 | 26.8662 | 26.8662 | 26.8662 | 26.8662 | 26.8662 | 26.8662 | 26.8662 | 26.8662 | 26.8662 | 26.8662
1395 | 26.868 | 26.868 | 26.868 | 26.868 | 26.868 | 26.868 | 26.868 | 26.868 | 26.868 | 26.868 | 26.868 | 26.868 | 26.868 | 26.868 | 26.868 | 26.868 | 26.868 | 26.868 | 26.868 | 26.868 | 26.868 | 26.868 | 26.868 | 26.868 | 26.868 | 26.868 | 26.868 | 26.868 | 26.868 | 26.868 | 26.868 | 26.868 | 26.868 | 26.868 | 26.868 | 26.868 | 26.868 | 26.868 | 26.868 | 26.868 | 26.868 | 26.868 | 26.868 | 26.868 | 26.868 | 26.868 | 26.868 | 26.868 | 26.868 | 26.868 | 26.868 | 26.868 | 26.868 | 26.868 | 26.868 | 26.868 | 26.868 | 26.868 | 26.868 | 26.868
1396 | 26.8698 | 26.8698 | 26.8698 | 26.8698 | 26.8698 | 26.8698 | 26.8698 | 26.8698 | 26.8698 | 26.8698 | 26.8698 | 26.8698 | 26.8698 | 26.8698 | 26.8698 | 26.8698 | 26.8698 | 26.8698 | 26.8698 | 26.8698 | 26.8698 | 26.8698 | 26.8698 | 26.8698 | 26.8698 | 26.8698 | 26.8698 | 26.8698 | 26.8698 | 26.8698 | 26.8698 | 26.8698 | 26.8698 | 26.8698 | 26.8698 | 26.8698 | 26.8698 | 26.8698 | 26.8698 | 26.8698 | 26.8698 | 26.8698 | 26.8698 | 26.8698 | 26.8698 | 26.8698 | 26.8698 | 26.8698 | 26.8698 | 26.8698 | 26.8698 | 26.8698 | 26.8698 | 26.8698 | 26.8698 | 26.8698 | 26.8698 | 26.8698 | 26.8698 | 26.8698
1397 | 26.8716 | 26.8716 | 26.8716 | 26.8716 | 26.8716 | 26.8716 | 26.8716 | 26.8716 | 26.8716 | 26.8716 | 26.8716 | 26.8716 | 26.8716 | 26.8716 | 26.8716 | 26.8716 | 26.8716 | 26.8716 | 26.8716 | 26.8716 | 26.8716 | 26.8716 | 26.8716 | 26.8716 | 26.8716 | 26.8716 | 26.8716 | 26.8716 | 26.8716 | 26.8716 | 26.8716 | 26.8716 | 26.8716 | 26.8716 | 26.8716 | 26.8716 | 26.8716 | 26.8716 | 26.8716 | 26.8716 | 26.8716 | 26.8716 | 26.8716 | 26.8716 | 26.8716 | 26.8716 | 26.8716 | 26.8716 | 26.8716 | 26.8716 | 26.8716 | 26.8716 | 26.8716 | 26.8716 | 26.8716 | 26.8716 | 26.8716 | 26.8716 | 26.8716 | 26.8716
1398 | 26.8734 | 26.8734 | 26.8734 | 26.8734 | 26.8734 | 26.8734 | 26.8734 | 26.8734 | 26.8734 | 26.8734 | 26.8734 | 26.8734 | 26.8734 | 26.8734 | 26.8734 | 26.8734 | 26.8734 | 26.8734 | 26.8734 | 26.8734 | 26.8734 | 26.8734 | 26.8734 | 26.8734 | 26.8734 | 26.8734 | 26.8734 | 26.8734 | 26.8734 | 26.8734 | 26.8734 | 26.8734 | 26.8734 | 26.8734 | 26.8734 | 26.8734 | 26.8734 | 26.8734 | 26.8734 | 26.8734 | 26.8734 | 26.8734 | 26.8734 | 26.8734 | 26.8734 | 26.8734 | 26.8734 | 26.8734 | 26.8734 | 26.8734 | 26.8734 | 26.8734 | 26.8734 | 26.8734 | 26.8734 | 26.8734 | 26.8734 | 26.8734 | 26.8734 | 26.8734
1399 | 26.8752 | 26.8752 | 26.8752 | 26.8752 | 26.8752 | 26.8752 | 26.8752 | 26.8752 | 26.8752 | 26.8752 | 26.8752 | 26.8752 | 26.8752 | 26.8752 | 26.8752 | 26.8752 | 26.8752 | 26.8752 | 26.8752 | 26.8752 | 26.8752 | 26.8752 | 26.8752 | 26.8752 | 26.8752 | 26.8752 | 26.8752 | 26.8752 | 26.8752 | 26.8752 | 26.8752 | 26.8752 | 26.8752 | 26.8752 | 26.8752 | 26.8752 | 26.8752 | 26.8752 | 26.8752 | 26.8752 | 26.8752 | 26.8752 | 26.8752 | 26.8752 | 26.8752 | 26.8752 | 26.8752 | 26.8752 | 26.8752 | 26.8752 | 26.8752 | 26.8752 | 26.8752 | 26.8752 | 26.8752 | 26.8752 | 26.8752 | 26.8752 | 26.8752 | 26.8752
1400 | 26.877 | 26.877 | 26.877 | 26.877 | 26.877 | 26.877 | 26.877 | 26.877 | 26.877 | 26.877 | 26.877 | 26.877 | 26.877 | 26.877 | 26.877 | 26.877 | 26.877 | 26.877 | 26.877 | 26.877 | 26.877 | 26.877 | 26.877 | 26.877 | 26.877 | 26.877 | 26.877 | 26.877 | 26.877 | 26.877 | 26.877 | 26.877 | 26.877 | 26.877 | 26.877 | 26.877 | 26.877 | 26.877 | 26.877 | 26.877 | 26.877 | 26.877 | 26.877 | 26.877 | 26.877 | 26.877 | 26.877 | 26.877 | 26.877 | 26.877 | 26.877 | 26.877 | 26.877 | 26.877 | 26.877 | 26.877 | 26.877 | 26.877 | 26.877 | 26.877
1401 | 26.8787 | 26.8787 | 26.8787 | 26.8787 | 26.8787 | 26.8787 | 26.8787 | 26.8787 | 26.8787 | 26.8787 | 26.8787 | 26.8787 | 26.8787 | 26.8787 | 26.8787 | 26.8787 | 26.8787 | 26.8787 | 26.8787 | 26.8787 | 26.8787 | 26.8787 | 26.8787 | 26.8787 | 26.8787 | 26.8787 | 26.8787 | 26.8787 | 26.8787 | 26.8787 | 26.8787 | 26.8787 | 26.8787 | 26.8787 | 26.8787 | 26.8787 | 26.8787 | 26.8787 | 26.8787 | 26.8787 | 26.8787 | 26.8787 | 26.8787 | 26.8787 | 26.8787 | 26.8787 | 26.8787 | 26.8787 | 26.8787 | 26.8787 | 26.8787 | 26.8787 | 26.8787 | 26.8787 | 26.8787 | 26.8787 | 26.8787 | 26.8787 | 26.8787 | 26.8787
1402 | 26.8805 | 26.8805 | 26.8805 | 26.8805 | 26.8805 | 26.8805 | 26.8805 | 26.8805 | 26.8805 | 26.8805 | 26.8805 | 26.8805 | 26.8805 | 26.8805 | 26.8805 | 26.8805 | 26.8805 | 26.8805 | 26.8805 | 26.8805 | 26.8805 | 26.8805 | 26.8805 | 26.8805 | 26.8805 | 26.8805 | 26.8805 | 26.8805 | 26.8805 | 26.8805 | 26.8805 | 26.8805 | 26.8805 | 26.8805 | 26.8805 | 26.8805 | 26.8805 | 26.8805 | 26.8805 | 26.8805 | 26.8805 | 26.8805 | 26.8805 | 26.8805 | 26.8805 | 26.8805 | 26.8805 | 26.8805 | 26.8805 | 26.8805 | 26.8805 | 26.8805 | 26.8805 | 26.8805 | 26.8805 | 26.8805 | 26.8805 | 26.8805 | 26.8805 | 26.8805
1403 | 26.8823 | 26.8823 | 26.8823 | 26.8823 | 26.8823 | 26.8823 | 26.8823 | 26.8823 | 26.8823 | 26.8823 | 26.8823 | 26.8823 | 26.8823 | 26.8823 | 26.8823 | 26.8823 | 26.8823 | 26.8823 | 26.8823 | 26.8823 | 26.8823 | 26.8823 | 26.8823 | 26.8823 | 26.8823 | 26.8823 | 26.8823 | 26.8823 | 26.8823 | 26.8823 | 26.8823 | 26.8823 | 26.8823 | 26.8823 | 26.8823 | 26.8823 | 26.8823 | 26.8823 | 26.8823 | 26.8823 | 26.8823 | 26.8823 | 26.8823 | 26.8823 | 26.8823 | 26.8823 | 26.8823 | 26.8823 | 26.8823 | 26.8823 | 26.8823 | 26.8823 | 26.8823 | 26.8823 | 26.8823 | 26.8823 | 26.8823 | 26.8823 | 26.8823 | 26.8823
1404 | 26.8841 | 26.8841 | 26.8841 | 26.8841 | 26.8841 | 26.8841 | 26.8841 | 26.8841 | 26.8841 | 26.8841 | 26.8841 | 26.8841 | 26.8841 | 26.8841 | 26.8841 | 26.8841 | 26.8841 | 26.8841 | 26.8841 | 26.8841 | 26.8841 | 26.8841 | 26.8841 | 26.8841 | 26.8841 | 26.8841 | 26.8841 | 26.8841 | 26.8841 | 26.8841 | 26.8841 | 26.8841 | 26.8841 | 26.8841 | 26.8841 | 26.8841 | 26.8841 | 26.8841 | 26.8841 | 26.8841 | 26.8841 | 26.8841 | 26.8841 | 26.8841 | 26.8841 | 26.8841 | 26.8841 | 26.8841 | 26.8841 | 26.8841 | 26.8841 | 26.8841 | 26.8841 | 26.8841 | 26.8841 | 26.8841 | 26.8841 | 26.8841 | 26.8841 | 26.8841
1405 | 26.8859 | 26.8859 | 26.8859 | 26.8859 | 26.8859 | 26.8859 | 26.8859 | 26.8859 | 26.8859 | 26.8859 | 26.8859 | 26.8859 | 26.8859 | 26.8859 | 26.8859 | 26.8859 | 26.8859 | 26.8859 | 26.8859 | 26.8859 | 26.8859 | 26.8859 | 26.8859 | 26.8859 | 26.8859 | 26.8859 | 26.8859 | 26.8859 | 26.8859 | 26.8859 | 26.8859 | 26.8859 | 26.8859 | 26.8859 | 26.8859 | 26.8859 | 26.8859 | 26.8859 | 26.8859 | 26.8859 | 26.8859 | 26.8859 | 26.8859 | 26.8859 | 26.8859 | 26.8859 | 26.8859 | 26.8859 | 26.8859 | 26.8859 | 26.8859 | 26.8859 | 26.8859 | 26.8859 | 26.8859 | 26.8859 | 26.8859 | 26.8859 | 26.8859 | 26.8859
1406 | 26.8877 | 26.8877 | 26.8877 | 26.8877 | 26.8877 | 26.8877 | 26.8877 | 26.8877 | 26.8877 | 26.8877 | 26.8877 | 26.8877 | 26.8877 | 26.8877 | 26.8877 | 26.8877 | 26.8877 | 26.8877 | 26.8877 | 26.8877 | 26.8877 | 26.8877 | 26.8877 | 26.8877 | 26.8877 | 26.8877 | 26.8877 | 26.8877 | 26.8877 | 26.8877 | 26.8877 | 26.8877 | 26.8877 | 26.8877 | 26.8877 | 26.8877 | 26.8877 | 26.8877 | 26.8877 | 26.8877 | 26.8877 | 26.8877 | 26.8877 | 26.8877 | 26.8877 | 26.8877 | 26.8877 | 26.8877 | 26.8877 | 26.8877 | 26.8877 | 26.8877 | 26.8877 | 26.8877 | 26.8877 | 26.8877 | 26.8877 | 26.8877 | 26.8877 | 26.8877
1407 | 26.8894 | 26.8894 | 26.8894 | 26.8894 | 26.8894 | 26.8894 | 26.8894 | 26.8894 | 26.8894 | 26.8894 | 26.8894 | 26.8894 | 26.8894 | 26.8894 | 26.8894 | 26.8894 | 26.8894 | 26.8894 | 26.8894 | 26.8894 | 26.8894 | 26.8894 | 26.8894 | 26.8894 | 26.8894 | 26.8894 | 26.8894 | 26.8894 | 26.8894 | 26.8894 | 26.8894 | 26.8894 | 26.8894 | 26.8894 | 26.8894 | 26.8894 | 26.8894 | 26.8894 | 26.8894 | 26.8894 | 26.8894 | 26.8894 | 26.8894 | 26.8894 | 26.8894 | 26.8894 | 26.8894 | 26.8894 | 26.8894 | 26.8894 | 26.8894 | 26.8894 | 26.8894 | 26.8894 | 26.8894 | 26.8894 | 26.8894 | 26.8894 | 26.8894 | 26.8894
1408 | 26.8912 | 26.8912 | 26.8912 | 26.8912 | 26.8912 | 26.8912 | 26.8912 | 26.8912 | 26.8912 | 26.8912 | 26.8912 | 26.8912 | 26.8912 | 26.8912 | 26.8912 | 26.8912 | 26.8912 | 26.8912 | 26.8912 | 26.8912 | 26.8912 | 26.8912 | 26.8912 | 26.8912 | 26.8912 | 26.8912 | 26.8912 | 26.8912 | 26.8912 | 26.8912 | 26.8912 | 26.8912 | 26.8912 | 26.8912 | 26.8912 | 26.8912 | 26.8912 | 26.8912 | 26.8912 | 26.8912 | 26.8912 | 26.8912 | 26.8912 | 26.8912 | 26.8912 | 26.8912 | 26.8912 | 26.8912 | 26.8912 | 26.8912 | 26.8912 | 26.8912 | 26.8912 | 26.8912 | 26.8912 | 26.8912 | 26.8912 | 26.8912 | 26.8912 | 26.8912
1409 | 26.893 | 26.893 | 26.893 | 26.893 | 26.893 | 26.893 | 26.893 | 26.893 | 26.893 | 26.893 | 26.893 | 26.893 | 26.893 | 26.893 | 26.893 | 26.893 | 26.893 | 26.893 | 26.893 | 26.893 | 26.893 | 26.893 | 26.893 | 26.893 | 26.893 | 26.893 | 26.893 | 26.893 | 26.893 | 26.893 | 26.893 | 26.893 | 26.893 | 26.893 | 26.893 | 26.893 | 26.893 | 26.893 | 26.893 | 26.893 | 26.893 | 26.893 | 26.893 | 26.893 | 26.893 | 26.893 | 26.893 | 26.893 | 26.893 | 26.893 | 26.893 | 26.893 | 26.893 | 26.893 | 26.893 | 26.893 | 26.893 | 26.893 | 26.893 | 26.893
1410 | 26.8948 | 26.8948 | 26.8948 | 26.8948 | 26.8948 | 26.8948 | 26.8948 | 26.8948 | 26.8948 | 26.8948 | 26.8948 | 26.8948 | 26.8948 | 26.8948 | 26.8948 | 26.8948 | 26.8948 | 26.8948 | 26.8948 | 26.8948 | 26.8948 | 26.8948 | 26.8948 | 26.8948 | 26.8948 | 26.8948 | 26.8948 | 26.8948 | 26.8948 | 26.8948 | 26.8948 | 26.8948 | 26.8948 | 26.8948 | 26.8948 | 26.8948 | 26.8948 | 26.8948 | 26.8948 | 26.8948 | 26.8948 | 26.8948 | 26.8948 | 26.8948 | 26.8948 | 26.8948 | 26.8948 | 26.8948 | 26.8948 | 26.8948 | 26.8948 | 26.8948 | 26.8948 | 26.8948 | 26.8948 | 26.8948 | 26.8948 | 26.8948 | 26.8948 | 26.8948
1411 | 26.8965 | 26.8965 | 26.8965 | 26.8965 | 26.8965 | 26.8965 | 26.8965 | 26.8965 | 26.8965 | 26.8965 | 26.8965 | 26.8965 | 26.8965 | 26.8965 | 26.8965 | 26.8965 | 26.8965 | 26.8965 | 26.8965 | 26.8965 | 26.8965 | 26.8965 | 26.8965 | 26.8965 | 26.8965 | 26.8965 | 26.8965 | 26.8965 | 26.8965 | 26.8965 | 26.8965 | 26.8965 | 26.8965 | 26.8965 | 26.8965 | 26.8965 | 26.8965 | 26.8965 | 26.8965 | 26.8965 | 26.8965 | 26.8965 | 26.8965 | 26.8965 | 26.8965 | 26.8965 | 26.8965 | 26.8965 | 26.8965 | 26.8965 | 26.8965 | 26.8965 | 26.8965 | 26.8965 | 26.8965 | 26.8965 | 26.8965 | 26.8965 | 26.8965 | 26.8965
1412 | 26.8983 | 26.8983 | 26.8983 | 26.8983 | 26.8983 | 26.8983 | 26.8983 | 26.8983 | 26.8983 | 26.8983 | 26.8983 | 26.8983 | 26.8983 | 26.8983 | 26.8983 | 26.8983 | 26.8983 | 26.8983 | 26.8983 | 26.8983 | 26.8983 | 26.8983 | 26.8983 | 26.8983 | 26.8983 | 26.8983 | 26.8983 | 26.8983 | 26.8983 | 26.8983 | 26.8983 | 26.8983 | 26.8983 | 26.8983 | 26.8983 | 26.8983 | 26.8983 | 26.8983 | 26.8983 | 26.8983 | 26.8983 | 26.8983 | 26.8983 | 26.8983 | 26.8983 | 26.8983 | 26.8983 | 26.8983 | 26.8983 | 26.8983 | 26.8983 | 26.8983 | 26.8983 | 26.8983 | 26.8983 | 26.8983 | 26.8983 | 26.8983 | 26.8983 | 26.8983
1413 | 26.9001 | 26.9001 | 26.9001 | 26.9001 | 26.9001 | 26.9001 | 26.9001 | 26.9001 | 26.9001 | 26.9001 | 26.9001 | 26.9001 | 26.9001 | 26.9001 | 26.9001 | 26.9001 | 26.9001 | 26.9001 | 26.9001 | 26.9001 | 26.9001 | 26.9001 | 26.9001 | 26.9001 | 26.9001 | 26.9001 | 26.9001 | 26.9001 | 26.9001 | 26.9001 | 26.9001 | 26.9001 | 26.9001 | 26.9001 | 26.9001 | 26.9001 | 26.9001 | 26.9001 | 26.9001 | 26.9001 | 26.9001 | 26.9001 | 26.9001 | 26.9001 | 26.9001 | 26.9001 | 26.9001 | 26.9001 | 26.9001 | 26.9001 | 26.9001 | 26.9001 | 26.9001 | 26.9001 | 26.9001 | 26.9001 | 26.9001 | 26.9001 | 26.9001 | 26.9001
1414 | 26.9018 | 26.9018 | 26.9018 | 26.9018 | 26.9018 | 26.9018 | 26.9018 | 26.9018 | 26.9018 | 26.9018 | 26.9018 | 26.9018 | 26.9018 | 26.9018 | 26.9018 | 26.9018 | 26.9018 | 26.9018 | 26.9018 | 26.9018 | 26.9018 | 26.9018 | 26.9018 | 26.9018 | 26.9018 | 26.9018 | 26.9018 | 26.9018 | 26.9018 | 26.9018 | 26.9018 | 26.9018 | 26.9018 | 26.9018 | 26.9018 | 26.9018 | 26.9018 | 26.9018 | 26.9018 | 26.9018 | 26.9018 | 26.9018 | 26.9018 | 26.9018 | 26.9018 | 26.9018 | 26.9018 | 26.9018 | 26.9018 | 26.9018 | 26.9018 | 26.9018 | 26.9018 | 26.9018 | 26.9018 | 26.9018 | 26.9018 | 26.9018 | 26.9018 | 26.9018
1415 | 26.9036 | 26.9036 | 26.9036 | 26.9036 | 26.9036 | 26.9036 | 26.9036 | 26.9036 | 26.9036 | 26.9036 | 26.9036 | 26.9036 | 26.9036 | 26.9036 | 26.9036 | 26.9036 | 26.9036 | 26.9036 | 26.9036 | 26.9036 | 26.9036 | 26.9036 | 26.9036 | 26.9036 | 26.9036 | 26.9036 | 26.9036 | 26.9036 | 26.9036 | 26.9036 | 26.9036 | 26.9036 | 26.9036 | 26.9036 | 26.9036 | 26.9036 | 26.9036 | 26.9036 | 26.9036 | 26.9036 | 26.9036 | 26.9036 | 26.9036 | 26.9036 | 26.9036 | 26.9036 | 26.9036 | 26.9036 | 26.9036 | 26.9036 | 26.9036 | 26.9036 | 26.9036 | 26.9036 | 26.9036 | 26.9036 | 26.9036 | 26.9036 | 26.9036 | 26.9036
1416 | 26.9054 | 26.9054 | 26.9054 | 26.9054 | 26.9054 | 26.9054 | 26.9054 | 26.9054 | 26.9054 | 26.9054 | 26.9054 | 26.9054 | 26.9054 | 26.9054 | 26.9054 | 26.9054 | 26.9054 | 26.9054 | 26.9054 | 26.9054 | 26.9054 | 26.9054 | 26.9054 | 26.9054 | 26.9054 | 26.9054 | 26.9054 | 26.9054 | 26.9054 | 26.9054 | 26.9054 | 26.9054 | 26.9054 | 26.9054 | 26.9054 | 26.9054 | 26.9054 | 26.9054 | 26.9054 | 26.9054 | 26.9054 | 26.9054 | 26.9054 | 26.9054 | 26.9054 | 26.9054 | 26.9054 | 26.9054 | 26.9054 | 26.9054 | 26.9054 | 26.9054 | 26.9054 | 26.9054 | 26.9054 | 26.9054 | 26.9054 | 26.9054 | 26.9054 | 26.9054
1417 | 26.9071 | 26.9071 | 26.9071 | 26.9071 | 26.9071 | 26.9071 | 26.9071 | 26.9071 | 26.9071 | 26.9071 | 26.9071 | 26.9071 | 26.9071 | 26.9071 | 26.9071 | 26.9071 | 26.9071 | 26.9071 | 26.9071 | 26.9071 | 26.9071 | 26.9071 | 26.9071 | 26.9071 | 26.9071 | 26.9071 | 26.9071 | 26.9071 | 26.9071 | 26.9071 | 26.9071 | 26.9071 | 26.9071 | 26.9071 | 26.9071 | 26.9071 | 26.9071 | 26.9071 | 26.9071 | 26.9071 | 26.9071 | 26.9071 | 26.9071 | 26.9071 | 26.9071 | 26.9071 | 26.9071 | 26.9071 | 26.9071 | 26.9071 | 26.9071 | 26.9071 | 26.9071 | 26.9071 | 26.9071 | 26.9071 | 26.9071 | 26.9071 | 26.9071 | 26.9071
1418 | 26.9089 | 26.9089 | 26.9089 | 26.9089 | 26.9089 | 26.9089 | 26.9089 | 26.9089 | 26.9089 | 26.9089 | 26.9089 | 26.9089 | 26.9089 | 26.9089 | 26.9089 | 26.9089 | 26.9089 | 26.9089 | 26.9089 | 26.9089 | 26.9089 | 26.9089 | 26.9089 | 26.9089 | 26.9089 | 26.9089 | 26.9089 | 26.9089 | 26.9089 | 26.9089 | 26.9089 | 26.9089 | 26.9089 | 26.9089 | 26.9089 | 26.9089 | 26.9089 | 26.9089 | 26.9089 | 26.9089 | 26.9089 | 26.9089 | 26.9089 | 26.9089 | 26.9089 | 26.9089 | 26.9089 | 26.9089 | 26.9089 | 26.9089 | 26.9089 | 26.9089 | 26.9089 | 26.9089 | 26.9089 | 26.9089 | 26.9089 | 26.9089 | 26.9089 | 26.9089
1419 | 26.9107 | 26.9107 | 26.9107 | 26.9107 | 26.9107 | 26.9107 | 26.9107 | 26.9107 | 26.9107 | 26.9107 | 26.9107 | 26.9107 | 26.9107 | 26.9107 | 26.9107 | 26.9107 | 26.9107 | 26.9107 | 26.9107 | 26.9107 | 26.9107 | 26.9107 | 26.9107 | 26.9107 | 26.9107 | 26.9107 | 26.9107 | 26.9107 | 26.9107 | 26.9107 | 26.9107 | 26.9107 | 26.9107 | 26.9107 | 26.9107 | 26.9107 | 26.9107 | 26.9107 | 26.9107 | 26.9107 | 26.9107 | 26.9107 | 26.9107 | 26.9107 | 26.9107 | 26.9107 | 26.9107 | 26.9107 | 26.9107 | 26.9107 | 26.9107 | 26.9107 | 26.9107 | 26.9107 | 26.9107 | 26.9107 | 26.9107 | 26.9107 | 26.9107 | 26.9107
1420 | 26.9124 | 26.9124 | 26.9124 | 26.9124 | 26.9124 | 26.9124 | 26.9124 | 26.9124 | 26.9124 | 26.9124 | 26.9124 | 26.9124 | 26.9124 | 26.9124 | 26.9124 | 26.9124 | 26.9124 | 26.9124 | 26.9124 | 26.9124 | 26.9124 | 26.9124 | 26.9124 | 26.9124 | 26.9124 | 26.9124 | 26.9124 | 26.9124 | 26.9124 | 26.9124 | 26.9124 | 26.9124 | 26.9124 | 26.9124 | 26.9124 | 26.9124 | 26.9124 | 26.9124 | 26.9124 | 26.9124 | 26.9124 | 26.9124 | 26.9124 | 26.9124 | 26.9124 | 26.9124 | 26.9124 | 26.9124 | 26.9124 | 26.9124 | 26.9124 | 26.9124 | 26.9124 | 26.9124 | 26.9124 | 26.9124 | 26.9124 | 26.9124 | 26.9124 | 26.9124
1421 | 26.9142 | 26.9142 | 26.9142 | 26.9142 | 26.9142 | 26.9142 | 26.9142 | 26.9142 | 26.9142 | 26.9142 | 26.9142 | 26.9142 | 26.9142 | 26.9142 | 26.9142 | 26.9142 | 26.9142 | 26.9142 | 26.9142 | 26.9142 | 26.9142 | 26.9142 | 26.9142 | 26.9142 | 26.9142 | 26.9142 | 26.9142 | 26.9142 | 26.9142 | 26.9142 | 26.9142 | 26.9142 | 26.9142 | 26.9142 | 26.9142 | 26.9142 | 26.9142 | 26.9142 | 26.9142 | 26.9142 | 26.9142 | 26.9142 | 26.9142 | 26.9142 | 26.9142 | 26.9142 | 26.9142 | 26.9142 | 26.9142 | 26.9142 | 26.9142 | 26.9142 | 26.9142 | 26.9142 | 26.9142 | 26.9142 | 26.9142 | 26.9142 | 26.9142 | 26.9142
1422 | 26.9159 | 26.9159 | 26.9159 | 26.9159 | 26.9159 | 26.9159 | 26.9159 | 26.9159 | 26.9159 | 26.9159 | 26.9159 | 26.9159 | 26.9159 | 26.9159 | 26.9159 | 26.9159 | 26.9159 | 26.9159 | 26.9159 | 26.9159 | 26.9159 | 26.9159 | 26.9159 | 26.9159 | 26.9159 | 26.9159 | 26.9159 | 26.9159 | 26.9159 | 26.9159 | 26.9159 | 26.9159 | 26.9159 | 26.9159 | 26.9159 | 26.9159 | 26.9159 | 26.9159 | 26.9159 | 26.9159 | 26.9159 | 26.9159 | 26.9159 | 26.9159 | 26.9159 | 26.9159 | 26.9159 | 26.9159 | 26.9159 | 26.9159 | 26.9159 | 26.9159 | 26.9159 | 26.9159 | 26.9159 | 26.9159 | 26.9159 | 26.9159 | 26.9159 | 26.9159
1423 | 26.9177 | 26.9177 | 26.9177 | 26.9177 | 26.9177 | 26.9177 | 26.9177 | 26.9177 | 26.9177 | 26.9177 | 26.9177 | 26.9177 | 26.9177 | 26.9177 | 26.9177 | 26.9177 | 26.9177 | 26.9177 | 26.9177 | 26.9177 | 26.9177 | 26.9177 | 26.9177 | 26.9177 | 26.9177 | 26.9177 | 26.9177 | 26.9177 | 26.9177 | 26.9177 | 26.9177 | 26.9177 | 26.9177 | 26.9177 | 26.9177 | 26.9177 | 26.9177 | 26.9177 | 26.9177 | 26.9177 | 26.9177 | 26.9177 | 26.9177 | 26.9177 | 26.9177 | 26.9177 | 26.9177 | 26.9177 | 26.9177 | 26.9177 | 26.9177 | 26.9177 | 26.9177 | 26.9177 | 26.9177 | 26.9177 | 26.9177 | 26.9177 | 26.9177 | 26.9177
1424 | 26.9195 | 26.9195 | 26.9195 | 26.9195 | 26.9195 | 26.9195 | 26.9195 | 26.9195 | 26.9195 | 26.9195 | 26.9195 | 26.9195 | 26.9195 | 26.9195 | 26.9195 | 26.9195 | 26.9195 | 26.9195 | 26.9195 | 26.9195 | 26.9195 | 26.9195 | 26.9195 | 26.9195 | 26.9195 | 26.9195 | 26.9195 | 26.9195 | 26.9195 | 26.9195 | 26.9195 | 26.9195 | 26.9195 | 26.9195 | 26.9195 | 26.9195 | 26.9195 | 26.9195 | 26.9195 | 26.9195 | 26.9195 | 26.9195 | 26.9195 | 26.9195 | 26.9195 | 26.9195 | 26.9195 | 26.9195 | 26.9195 | 26.9195 | 26.9195 | 26.9195 | 26.9195 | 26.9195 | 26.9195 | 26.9195 | 26.9195 | 26.9195 | 26.9195 | 26.9195
1425 | 26.9212 | 26.9212 | 26.9212 | 26.9212 | 26.9212 | 26.9212 | 26.9212 | 26.9212 | 26.9212 | 26.9212 | 26.9212 | 26.9212 | 26.9212 | 26.9212 | 26.9212 | 26.9212 | 26.9212 | 26.9212 | 26.9212 | 26.9212 | 26.9212 | 26.9212 | 26.9212 | 26.9212 | 26.9212 | 26.9212 | 26.9212 | 26.9212 | 26.9212 | 26.9212 | 26.9212 | 26.9212 | 26.9212 | 26.9212 | 26.9212 | 26.9212 | 26.9212 | 26.9212 | 26.9212 | 26.9212 | 26.9212 | 26.9212 | 26.9212 | 26.9212 | 26.9212 | 26.9212 | 26.9212 | 26.9212 | 26.9212 | 26.9212 | 26.9212 | 26.9212 | 26.9212 | 26.9212 | 26.9212 | 26.9212 | 26.9212 | 26.9212 | 26.9212 | 26.9212
1426 | 26.923 | 26.923 | 26.923 | 26.923 | 26.923 | 26.923 | 26.923 | 26.923 | 26.923 | 26.923 | 26.923 | 26.923 | 26.923 | 26.923 | 26.923 | 26.923 | 26.923 | 26.923 | 26.923 | 26.923 | 26.923 | 26.923 | 26.923 | 26.923 | 26.923 | 26.923 | 26.923 | 26.923 | 26.923 | 26.923 | 26.923 | 26.923 | 26.923 | 26.923 | 26.923 | 26.923 | 26.923 | 26.923 | 26.923 | 26.923 | 26.923 | 26.923 | 26.923 | 26.923 | 26.923 | 26.923 | 26.923 | 26.923 | 26.923 | 26.923 | 26.923 | 26.923 | 26.923 | 26.923 | 26.923 | 26.923 | 26.923 | 26.923 | 26.923 | 26.923
1427 | 26.9247 | 26.9247 | 26.9247 | 26.9247 | 26.9247 | 26.9247 | 26.9247 | 26.9247 | 26.9247 | 26.9247 | 26.9247 | 26.9247 | 26.9247 | 26.9247 | 26.9247 | 26.9247 | 26.9247 | 26.9247 | 26.9247 | 26.9247 | 26.9247 | 26.9247 | 26.9247 | 26.9247 | 26.9247 | 26.9247 | 26.9247 | 26.9247 | 26.9247 | 26.9247 | 26.9247 | 26.9247 | 26.9247 | 26.9247 | 26.9247 | 26.9247 | 26.9247 | 26.9247 | 26.9247 | 26.9247 | 26.9247 | 26.9247 | 26.9247 | 26.9247 | 26.9247 | 26.9247 | 26.9247 | 26.9247 | 26.9247 | 26.9247 | 26.9247 | 26.9247 | 26.9247 | 26.9247 | 26.9247 | 26.9247 | 26.9247 | 26.9247 | 26.9247 | 26.9247
1428 | 26.9265 | 26.9265 | 26.9265 | 26.9265 | 26.9265 | 26.9265 | 26.9265 | 26.9265 | 26.9265 | 26.9265 | 26.9265 | 26.9265 | 26.9265 | 26.9265 | 26.9265 | 26.9265 | 26.9265 | 26.9265 | 26.9265 | 26.9265 | 26.9265 | 26.9265 | 26.9265 | 26.9265 | 26.9265 | 26.9265 | 26.9265 | 26.9265 | 26.9265 | 26.9265 | 26.9265 | 26.9265 | 26.9265 | 26.9265 | 26.9265 | 26.9265 | 26.9265 | 26.9265 | 26.9265 | 26.9265 | 26.9265 | 26.9265 | 26.9265 | 26.9265 | 26.9265 | 26.9265 | 26.9265 | 26.9265 | 26.9265 | 26.9265 | 26.9265 | 26.9265 | 26.9265 | 26.9265 | 26.9265 | 26.9265 | 26.9265 | 26.9265 | 26.9265 | 26.9265
1429 | 26.9282 | 26.9282 | 26.9282 | 26.9282 | 26.9282 | 26.9282 | 26.9282 | 26.9282 | 26.9282 | 26.9282 | 26.9282 | 26.9282 | 26.9282 | 26.9282 | 26.9282 | 26.9282 | 26.9282 | 26.9282 | 26.9282 | 26.9282 | 26.9282 | 26.9282 | 26.9282 | 26.9282 | 26.9282 | 26.9282 | 26.9282 | 26.9282 | 26.9282 | 26.9282 | 26.9282 | 26.9282 | 26.9282 | 26.9282 | 26.9282 | 26.9282 | 26.9282 | 26.9282 | 26.9282 | 26.9282 | 26.9282 | 26.9282 | 26.9282 | 26.9282 | 26.9282 | 26.9282 | 26.9282 | 26.9282 | 26.9282 | 26.9282 | 26.9282 | 26.9282 | 26.9282 | 26.9282 | 26.9282 | 26.9282 | 26.9282 | 26.9282 | 26.9282 | 26.9282
1430 | 26.93 | 26.93 | 26.93 | 26.93 | 26.93 | 26.93 | 26.93 | 26.93 | 26.93 | 26.93 | 26.93 | 26.93 | 26.93 | 26.93 | 26.93 | 26.93 | 26.93 | 26.93 | 26.93 | 26.93 | 26.93 | 26.93 | 26.93 | 26.93 | 26.93 | 26.93 | 26.93 | 26.93 | 26.93 | 26.93 | 26.93 | 26.93 | 26.93 | 26.93 | 26.93 | 26.93 | 26.93 | 26.93 | 26.93 | 26.93 | 26.93 | 26.93 | 26.93 | 26.93 | 26.93 | 26.93 | 26.93 | 26.93 | 26.93 | 26.93 | 26.93 | 26.93 | 26.93 | 26.93 | 26.93 | 26.93 | 26.93 | 26.93 | 26.93 | 26.93
1431 | 26.9317 | 26.9317 | 26.9317 | 26.9317 | 26.9317 | 26.9317 | 26.9317 | 26.9317 | 26.9317 | 26.9317 | 26.9317 | 26.9317 | 26.9317 | 26.9317 | 26.9317 | 26.9317 | 26.9317 | 26.9317 | 26.9317 | 26.9317 | 26.9317 | 26.9317 | 26.9317 | 26.9317 | 26.9317 | 26.9317 | 26.9317 | 26.9317 | 26.9317 | 26.9317 | 26.9317 | 26.9317 | 26.9317 | 26.9317 | 26.9317 | 26.9317 | 26.9317 | 26.9317 | 26.9317 | 26.9317 | 26.9317 | 26.9317 | 26.9317 | 26.9317 | 26.9317 | 26.9317 | 26.9317 | 26.9317 | 26.9317 | 26.9317 | 26.9317 | 26.9317 | 26.9317 | 26.9317 | 26.9317 | 26.9317 | 26.9317 | 26.9317 | 26.9317 | 26.9317
1432 | 26.9335 | 26.9335 | 26.9335 | 26.9335 | 26.9335 | 26.9335 | 26.9335 | 26.9335 | 26.9335 | 26.9335 | 26.9335 | 26.9335 | 26.9335 | 26.9335 | 26.9335 | 26.9335 | 26.9335 | 26.9335 | 26.9335 | 26.9335 | 26.9335 | 26.9335 | 26.9335 | 26.9335 | 26.9335 | 26.9335 | 26.9335 | 26.9335 | 26.9335 | 26.9335 | 26.9335 | 26.9335 | 26.9335 | 26.9335 | 26.9335 | 26.9335 | 26.9335 | 26.9335 | 26.9335 | 26.9335 | 26.9335 | 26.9335 | 26.9335 | 26.9335 | 26.9335 | 26.9335 | 26.9335 | 26.9335 | 26.9335 | 26.9335 | 26.9335 | 26.9335 | 26.9335 | 26.9335 | 26.9335 | 26.9335 | 26.9335 | 26.9335 | 26.9335 | 26.9335
1433 | 26.9352 | 26.9352 | 26.9352 | 26.9352 | 26.9352 | 26.9352 | 26.9352 | 26.9352 | 26.9352 | 26.9352 | 26.9352 | 26.9352 | 26.9352 | 26.9352 | 26.9352 | 26.9352 | 26.9352 | 26.9352 | 26.9352 | 26.9352 | 26.9352 | 26.9352 | 26.9352 | 26.9352 | 26.9352 | 26.9352 | 26.9352 | 26.9352 | 26.9352 | 26.9352 | 26.9352 | 26.9352 | 26.9352 | 26.9352 | 26.9352 | 26.9352 | 26.9352 | 26.9352 | 26.9352 | 26.9352 | 26.9352 | 26.9352 | 26.9352 | 26.9352 | 26.9352 | 26.9352 | 26.9352 | 26.9352 | 26.9352 | 26.9352 | 26.9352 | 26.9352 | 26.9352 | 26.9352 | 26.9352 | 26.9352 | 26.9352 | 26.9352 | 26.9352 | 26.9352
1434 | 26.937 | 26.937 | 26.937 | 26.937 | 26.937 | 26.937 | 26.937 | 26.937 | 26.937 | 26.937 | 26.937 | 26.937 | 26.937 | 26.937 | 26.937 | 26.937 | 26.937 | 26.937 | 26.937 | 26.937 | 26.937 | 26.937 | 26.937 | 26.937 | 26.937 | 26.937 | 26.937 | 26.937 | 26.937 | 26.937 | 26.937 | 26.937 | 26.937 | 26.937 | 26.937 | 26.937 | 26.937 | 26.937 | 26.937 | 26.937 | 26.937 | 26.937 | 26.937 | 26.937 | 26.937 | 26.937 | 26.937 | 26.937 | 26.937 | 26.937 | 26.937 | 26.937 | 26.937 | 26.937 | 26.937 | 26.937 | 26.937 | 26.937 | 26.937 | 26.937
1435 | 26.9387 | 26.9387 | 26.9387 | 26.9387 | 26.9387 | 26.9387 | 26.9387 | 26.9387 | 26.9387 | 26.9387 | 26.9387 | 26.9387 | 26.9387 | 26.9387 | 26.9387 | 26.9387 | 26.9387 | 26.9387 | 26.9387 | 26.9387 | 26.9387 | 26.9387 | 26.9387 | 26.9387 | 26.9387 | 26.9387 | 26.9387 | 26.9387 | 26.9387 | 26.9387 | 26.9387 | 26.9387 | 26.9387 | 26.9387 | 26.9387 | 26.9387 | 26.9387 | 26.9387 | 26.9387 | 26.9387 | 26.9387 | 26.9387 | 26.9387 | 26.9387 | 26.9387 | 26.9387 | 26.9387 | 26.9387 | 26.9387 | 26.9387 | 26.9387 | 26.9387 | 26.9387 | 26.9387 | 26.9387 | 26.9387 | 26.9387 | 26.9387 | 26.9387 | 26.9387
1436 | 26.9404 | 26.9404 | 26.9404 | 26.9404 | 26.9404 | 26.9404 | 26.9404 | 26.9404 | 26.9404 | 26.9404 | 26.9404 | 26.9404 | 26.9404 | 26.9404 | 26.9404 | 26.9404 | 26.9404 | 26.9404 | 26.9404 | 26.9404 | 26.9404 | 26.9404 | 26.9404 | 26.9404 | 26.9404 | 26.9404 | 26.9404 | 26.9404 | 26.9404 | 26.9404 | 26.9404 | 26.9404 | 26.9404 | 26.9404 | 26.9404 | 26.9404 | 26.9404 | 26.9404 | 26.9404 | 26.9404 | 26.9404 | 26.9404 | 26.9404 | 26.9404 | 26.9404 | 26.9404 | 26.9404 | 26.9404 | 26.9404 | 26.9404 | 26.9404 | 26.9404 | 26.9404 | 26.9404 | 26.9404 | 26.9404 | 26.9404 | 26.9404 | 26.9404 | 26.9404
1437 | 26.9422 | 26.9422 | 26.9422 | 26.9422 | 26.9422 | 26.9422 | 26.9422 | 26.9422 | 26.9422 | 26.9422 | 26.9422 | 26.9422 | 26.9422 | 26.9422 | 26.9422 | 26.9422 | 26.9422 | 26.9422 | 26.9422 | 26.9422 | 26.9422 | 26.9422 | 26.9422 | 26.9422 | 26.9422 | 26.9422 | 26.9422 | 26.9422 | 26.9422 | 26.9422 | 26.9422 | 26.9422 | 26.9422 | 26.9422 | 26.9422 | 26.9422 | 26.9422 | 26.9422 | 26.9422 | 26.9422 | 26.9422 | 26.9422 | 26.9422 | 26.9422 | 26.9422 | 26.9422 | 26.9422 | 26.9422 | 26.9422 | 26.9422 | 26.9422 | 26.9422 | 26.9422 | 26.9422 | 26.9422 | 26.9422 | 26.9422 | 26.9422 | 26.9422 | 26.9422
1438 | 26.9439 | 26.9439 | 26.9439 | 26.9439 | 26.9439 | 26.9439 | 26.9439 | 26.9439 | 26.9439 | 26.9439 | 26.9439 | 26.9439 | 26.9439 | 26.9439 | 26.9439 | 26.9439 | 26.9439 | 26.9439 | 26.9439 | 26.9439 | 26.9439 | 26.9439 | 26.9439 | 26.9439 | 26.9439 | 26.9439 | 26.9439 | 26.9439 | 26.9439 | 26.9439 | 26.9439 | 26.9439 | 26.9439 | 26.9439 | 26.9439 | 26.9439 | 26.9439 | 26.9439 | 26.9439 | 26.9439 | 26.9439 | 26.9439 | 26.9439 | 26.9439 | 26.9439 | 26.9439 | 26.9439 | 26.9439 | 26.9439 | 26.9439 | 26.9439 | 26.9439 | 26.9439 | 26.9439 | 26.9439 | 26.9439 | 26.9439 | 26.9439 | 26.9439 | 26.9439
1439 | 26.9457 | 26.9457 | 26.9457 | 26.9457 | 26.9457 | 26.9457 | 26.9457 | 26.9457 | 26.9457 | 26.9457 | 26.9457 | 26.9457 | 26.9457 | 26.9457 | 26.9457 | 26.9457 | 26.9457 | 26.9457 | 26.9457 | 26.9457 | 26.9457 | 26.9457 | 26.9457 | 26.9457 | 26.9457 | 26.9457 | 26.9457 | 26.9457 | 26.9457 | 26.9457 | 26.9457 | 26.9457 | 26.9457 | 26.9457 | 26.9457 | 26.9457 | 26.9457 | 26.9457 | 26.9457 | 26.9457 | 26.9457 | 26.9457 | 26.9457 | 26.9457 | 26.9457 | 26.9457 | 26.9457 | 26.9457 | 26.9457 | 26.9457 | 26.9457 | 26.9457 | 26.9457 | 26.9457 | 26.9457 | 26.9457 | 26.9457 | 26.9457 | 26.9457 | 26.9457
1440 | 26.9474 | 26.9474 | 26.9474 | 26.9474 | 26.9474 | 26.9474 | 26.9474 | 26.9474 | 26.9474 | 26.9474 | 26.9474 | 26.9474 | 26.9474 | 26.9474 | 26.9474 | 26.9474 | 26.9474 | 26.9474 | 26.9474 | 26.9474 | 26.9474 | 26.9474 | 26.9474 | 26.9474 | 26.9474 | 26.9474 | 26.9474 | 26.9474 | 26.9474 | 26.9474 | 26.9474 | 26.9474 | 26.9474 | 26.9474 | 26.9474 | 26.9474 | 26.9474 | 26.9474 | 26.9474 | 26.9474 | 26.9474 | 26.9474 | 26.9474 | 26.9474 | 26.9474 | 26.9474 | 26.9474 | 26.9474 | 26.9474 | 26.9474 | 26.9474 | 26.9474 | 26.9474 | 26.9474 | 26.9474 | 26.9474 | 26.9474 | 26.9474 | 26.9474 | 26.9474
1441 | 26.9491 | 26.9491 | 26.9491 | 26.9491 | 26.9491 | 26.9491 | 26.9491 | 26.9491 | 26.9491 | 26.9491 | 26.9491 | 26.9491 | 26.9491 | 26.9491 | 26.9491 | 26.9491 | 26.9491 | 26.9491 | 26.9491 | 26.9491 | 26.9491 | 26.9491 | 26.9491 | 26.9491 | 26.9491 | 26.9491 | 26.9491 | 26.9491 | 26.9491 | 26.9491 | 26.9491 | 26.9491 | 26.9491 | 26.9491 | 26.9491 | 26.9491 | 26.9491 | 26.9491 | 26.9491 | 26.9491 | 26.9491 | 26.9491 | 26.9491 | 26.9491 | 26.9491 | 26.9491 | 26.9491 | 26.9491 | 26.9491 | 26.9491 | 26.9491 | 26.9491 | 26.9491 | 26.9491 | 26.9491 | 26.9491 | 26.9491 | 26.9491 | 26.9491 | 26.9491
1442 | 26.9509 | 26.9509 | 26.9509 | 26.9509 | 26.9509 | 26.9509 | 26.9509 | 26.9509 | 26.9509 | 26.9509 | 26.9509 | 26.9509 | 26.9509 | 26.9509 | 26.9509 | 26.9509 | 26.9509 | 26.9509 | 26.9509 | 26.9509 | 26.9509 | 26.9509 | 26.9509 | 26.9509 | 26.9509 | 26.9509 | 26.9509 | 26.9509 | 26.9509 | 26.9509 | 26.9509 | 26.9509 | 26.9509 | 26.9509 | 26.9509 | 26.9509 | 26.9509 | 26.9509 | 26.9509 | 26.9509 | 26.9509 | 26.9509 | 26.9509 | 26.9509 | 26.9509 | 26.9509 | 26.9509 | 26.9509 | 26.9509 | 26.9509 | 26.9509 | 26.9509 | 26.9509 | 26.9509 | 26.9509 | 26.9509 | 26.9509 | 26.9509 | 26.9509 | 26.9509
1443 | 26.9526 | 26.9526 | 26.9526 | 26.9526 | 26.9526 | 26.9526 | 26.9526 | 26.9526 | 26.9526 | 26.9526 | 26.9526 | 26.9526 | 26.9526 | 26.9526 | 26.9526 | 26.9526 | 26.9526 | 26.9526 | 26.9526 | 26.9526 | 26.9526 | 26.9526 | 26.9526 | 26.9526 | 26.9526 | 26.9526 | 26.9526 | 26.9526 | 26.9526 | 26.9526 | 26.9526 | 26.9526 | 26.9526 | 26.9526 | 26.9526 | 26.9526 | 26.9526 | 26.9526 | 26.9526 | 26.9526 | 26.9526 | 26.9526 | 26.9526 | 26.9526 | 26.9526 | 26.9526 | 26.9526 | 26.9526 | 26.9526 | 26.9526 | 26.9526 | 26.9526 | 26.9526 | 26.9526 | 26.9526 | 26.9526 | 26.9526 | 26.9526 | 26.9526 | 26.9526
1444 | 26.9543 | 26.9543 | 26.9543 | 26.9543 | 26.9543 | 26.9543 | 26.9543 | 26.9543 | 26.9543 | 26.9543 | 26.9543 | 26.9543 | 26.9543 | 26.9543 | 26.9543 | 26.9543 | 26.9543 | 26.9543 | 26.9543 | 26.9543 | 26.9543 | 26.9543 | 26.9543 | 26.9543 | 26.9543 | 26.9543 | 26.9543 | 26.9543 | 26.9543 | 26.9543 | 26.9543 | 26.9543 | 26.9543 | 26.9543 | 26.9543 | 26.9543 | 26.9543 | 26.9543 | 26.9543 | 26.9543 | 26.9543 | 26.9543 | 26.9543 | 26.9543 | 26.9543 | 26.9543 | 26.9543 | 26.9543 | 26.9543 | 26.9543 | 26.9543 | 26.9543 | 26.9543 | 26.9543 | 26.9543 | 26.9543 | 26.9543 | 26.9543 | 26.9543 | 26.9543
1445 | 26.9561 | 26.9561 | 26.9561 | 26.9561 | 26.9561 | 26.9561 | 26.9561 | 26.9561 | 26.9561 | 26.9561 | 26.9561 | 26.9561 | 26.9561 | 26.9561 | 26.9561 | 26.9561 | 26.9561 | 26.9561 | 26.9561 | 26.9561 | 26.9561 | 26.9561 | 26.9561 | 26.9561 | 26.9561 | 26.9561 | 26.9561 | 26.9561 | 26.9561 | 26.9561 | 26.9561 | 26.9561 | 26.9561 | 26.9561 | 26.9561 | 26.9561 | 26.9561 | 26.9561 | 26.9561 | 26.9561 | 26.9561 | 26.9561 | 26.9561 | 26.9561 | 26.9561 | 26.9561 | 26.9561 | 26.9561 | 26.9561 | 26.9561 | 26.9561 | 26.9561 | 26.9561 | 26.9561 | 26.9561 | 26.9561 | 26.9561 | 26.9561 | 26.9561 | 26.9561
1446 | 26.9578 | 26.9578 | 26.9578 | 26.9578 | 26.9578 | 26.9578 | 26.9578 | 26.9578 | 26.9578 | 26.9578 | 26.9578 | 26.9578 | 26.9578 | 26.9578 | 26.9578 | 26.9578 | 26.9578 | 26.9578 | 26.9578 | 26.9578 | 26.9578 | 26.9578 | 26.9578 | 26.9578 | 26.9578 | 26.9578 | 26.9578 | 26.9578 | 26.9578 | 26.9578 | 26.9578 | 26.9578 | 26.9578 | 26.9578 | 26.9578 | 26.9578 | 26.9578 | 26.9578 | 26.9578 | 26.9578 | 26.9578 | 26.9578 | 26.9578 | 26.9578 | 26.9578 | 26.9578 | 26.9578 | 26.9578 | 26.9578 | 26.9578 | 26.9578 | 26.9578 | 26.9578 | 26.9578 | 26.9578 | 26.9578 | 26.9578 | 26.9578 | 26.9578 | 26.9578
1447 | 26.9595 | 26.9595 | 26.9595 | 26.9595 | 26.9595 | 26.9595 | 26.9595 | 26.9595 | 26.9595 | 26.9595 | 26.9595 | 26.9595 | 26.9595 | 26.9595 | 26.9595 | 26.9595 | 26.9595 | 26.9595 | 26.9595 | 26.9595 | 26.9595 | 26.9595 | 26.9595 | 26.9595 | 26.9595 | 26.9595 | 26.9595 | 26.9595 | 26.9595 | 26.9595 | 26.9595 | 26.9595 | 26.9595 | 26.9595 | 26.9595 | 26.9595 | 26.9595 | 26.9595 | 26.9595 | 26.9595 | 26.9595 | 26.9595 | 26.9595 | 26.9595 | 26.9595 | 26.9595 | 26.9595 | 26.9595 | 26.9595 | 26.9595 | 26.9595 | 26.9595 | 26.9595 | 26.9595 | 26.9595 | 26.9595 | 26.9595 | 26.9595 | 26.9595 | 26.9595
1448 | 26.9612 | 26.9612 | 26.9612 | 26.9612 | 26.9612 | 26.9612 | 26.9612 | 26.9612 | 26.9612 | 26.9612 | 26.9612 | 26.9612 | 26.9612 | 26.9612 | 26.9612 | 26.9612 | 26.9612 | 26.9612 | 26.9612 | 26.9612 | 26.9612 | 26.9612 | 26.9612 | 26.9612 | 26.9612 | 26.9612 | 26.9612 | 26.9612 | 26.9612 | 26.9612 | 26.9612 | 26.9612 | 26.9612 | 26.9612 | 26.9612 | 26.9612 | 26.9612 | 26.9612 | 26.9612 | 26.9612 | 26.9612 | 26.9612 | 26.9612 | 26.9612 | 26.9612 | 26.9612 | 26.9612 | 26.9612 | 26.9612 | 26.9612 | 26.9612 | 26.9612 | 26.9612 | 26.9612 | 26.9612 | 26.9612 | 26.9612 | 26.9612 | 26.9612 | 26.9612
1449 | 26.963 | 26.963 | 26.963 | 26.963 | 26.963 | 26.963 | 26.963 | 26.963 | 26.963 | 26.963 | 26.963 | 26.963 | 26.963 | 26.963 | 26.963 | 26.963 | 26.963 | 26.963 | 26.963 | 26.963 | 26.963 | 26.963 | 26.963 | 26.963 | 26.963 | 26.963 | 26.963 | 26.963 | 26.963 | 26.963 | 26.963 | 26.963 | 26.963 | 26.963 | 26.963 | 26.963 | 26.963 | 26.963 | 26.963 | 26.963 | 26.963 | 26.963 | 26.963 | 26.963 | 26.963 | 26.963 | 26.963 | 26.963 | 26.963 | 26.963 | 26.963 | 26.963 | 26.963 | 26.963 | 26.963 | 26.963 | 26.963 | 26.963 | 26.963 | 26.963
1450 | 26.9647 | 26.9647 | 26.9647 | 26.9647 | 26.9647 | 26.9647 | 26.9647 | 26.9647 | 26.9647 | 26.9647 | 26.9647 | 26.9647 | 26.9647 | 26.9647 | 26.9647 | 26.9647 | 26.9647 | 26.9647 | 26.9647 | 26.9647 | 26.9647 | 26.9647 | 26.9647 | 26.9647 | 26.9647 | 26.9647 | 26.9647 | 26.9647 | 26.9647 | 26.9647 | 26.9647 | 26.9647 | 26.9647 | 26.9647 | 26.9647 | 26.9647 | 26.9647 | 26.9647 | 26.9647 | 26.9647 | 26.9647 | 26.9647 | 26.9647 | 26.9647 | 26.9647 | 26.9647 | 26.9647 | 26.9647 | 26.9647 | 26.9647 | 26.9647 | 26.9647 | 26.9647 | 26.9647 | 26.9647 | 26.9647 | 26.9647 | 26.9647 | 26.9647 | 26.9647
1451 | 26.9664 | 26.9664 | 26.9664 | 26.9664 | 26.9664 | 26.9664 | 26.9664 | 26.9664 | 26.9664 | 26.9664 | 26.9664 | 26.9664 | 26.9664 | 26.9664 | 26.9664 | 26.9664 | 26.9664 | 26.9664 | 26.9664 | 26.9664 | 26.9664 | 26.9664 | 26.9664 | 26.9664 | 26.9664 | 26.9664 | 26.9664 | 26.9664 | 26.9664 | 26.9664 | 26.9664 | 26.9664 | 26.9664 | 26.9664 | 26.9664 | 26.9664 | 26.9664 | 26.9664 | 26.9664 | 26.9664 | 26.9664 | 26.9664 | 26.9664 | 26.9664 | 26.9664 | 26.9664 | 26.9664 | 26.9664 | 26.9664 | 26.9664 | 26.9664 | 26.9664 | 26.9664 | 26.9664 | 26.9664 | 26.9664 | 26.9664 | 26.9664 | 26.9664 | 26.9664
1452 | 26.9681 | 26.9681 | 26.9681 | 26.9681 | 26.9681 | 26.9681 | 26.9681 | 26.9681 | 26.9681 | 26.9681 | 26.9681 | 26.9681 | 26.9681 | 26.9681 | 26.9681 | 26.9681 | 26.9681 | 26.9681 | 26.9681 | 26.9681 | 26.9681 | 26.9681 | 26.9681 | 26.9681 | 26.9681 | 26.9681 | 26.9681 | 26.9681 | 26.9681 | 26.9681 | 26.9681 | 26.9681 | 26.9681 | 26.9681 | 26.9681 | 26.9681 | 26.9681 | 26.9681 | 26.9681 | 26.9681 | 26.9681 | 26.9681 | 26.9681 | 26.9681 | 26.9681 | 26.9681 | 26.9681 | 26.9681 | 26.9681 | 26.9681 | 26.9681 | 26.9681 | 26.9681 | 26.9681 | 26.9681 | 26.9681 | 26.9681 | 26.9681 | 26.9681 | 26.9681
1453 | 26.9699 | 26.9699 | 26.9699 | 26.9699 | 26.9699 | 26.9699 | 26.9699 | 26.9699 | 26.9699 | 26.9699 | 26.9699 | 26.9699 | 26.9699 | 26.9699 | 26.9699 | 26.9699 | 26.9699 | 26.9699 | 26.9699 | 26.9699 | 26.9699 | 26.9699 | 26.9699 | 26.9699 | 26.9699 | 26.9699 | 26.9699 | 26.9699 | 26.9699 | 26.9699 | 26.9699 | 26.9699 | 26.9699 | 26.9699 | 26.9699 | 26.9699 | 26.9699 | 26.9699 | 26.9699 | 26.9699 | 26.9699 | 26.9699 | 26.9699 | 26.9699 | 26.9699 | 26.9699 | 26.9699 | 26.9699 | 26.9699 | 26.9699 | 26.9699 | 26.9699 | 26.9699 | 26.9699 | 26.9699 | 26.9699 | 26.9699 | 26.9699 | 26.9699 | 26.9699
1454 | 26.9716 | 26.9716 | 26.9716 | 26.9716 | 26.9716 | 26.9716 | 26.9716 | 26.9716 | 26.9716 | 26.9716 | 26.9716 | 26.9716 | 26.9716 | 26.9716 | 26.9716 | 26.9716 | 26.9716 | 26.9716 | 26.9716 | 26.9716 | 26.9716 | 26.9716 | 26.9716 | 26.9716 | 26.9716 | 26.9716 | 26.9716 | 26.9716 | 26.9716 | 26.9716 | 26.9716 | 26.9716 | 26.9716 | 26.9716 | 26.9716 | 26.9716 | 26.9716 | 26.9716 | 26.9716 | 26.9716 | 26.9716 | 26.9716 | 26.9716 | 26.9716 | 26.9716 | 26.9716 | 26.9716 | 26.9716 | 26.9716 | 26.9716 | 26.9716 | 26.9716 | 26.9716 | 26.9716 | 26.9716 | 26.9716 | 26.9716 | 26.9716 | 26.9716 | 26.9716
1455 | 26.9733 | 26.9733 | 26.9733 | 26.9733 | 26.9733 | 26.9733 | 26.9733 | 26.9733 | 26.9733 | 26.9733 | 26.9733 | 26.9733 | 26.9733 | 26.9733 | 26.9733 | 26.9733 | 26.9733 | 26.9733 | 26.9733 | 26.9733 | 26.9733 | 26.9733 | 26.9733 | 26.9733 | 26.9733 | 26.9733 | 26.9733 | 26.9733 | 26.9733 | 26.9733 | 26.9733 | 26.9733 | 26.9733 | 26.9733 | 26.9733 | 26.9733 | 26.9733 | 26.9733 | 26.9733 | 26.9733 | 26.9733 | 26.9733 | 26.9733 | 26.9733 | 26.9733 | 26.9733 | 26.9733 | 26.9733 | 26.9733 | 26.9733 | 26.9733 | 26.9733 | 26.9733 | 26.9733 | 26.9733 | 26.9733 | 26.9733 | 26.9733 | 26.9733 | 26.9733
1456 | 26.975 | 26.975 | 26.975 | 26.975 | 26.975 | 26.975 | 26.975 | 26.975 | 26.975 | 26.975 | 26.975 | 26.975 | 26.975 | 26.975 | 26.975 | 26.975 | 26.975 | 26.975 | 26.975 | 26.975 | 26.975 | 26.975 | 26.975 | 26.975 | 26.975 | 26.975 | 26.975 | 26.975 | 26.975 | 26.975 | 26.975 | 26.975 | 26.975 | 26.975 | 26.975 | 26.975 | 26.975 | 26.975 | 26.975 | 26.975 | 26.975 | 26.975 | 26.975 | 26.975 | 26.975 | 26.975 | 26.975 | 26.975 | 26.975 | 26.975 | 26.975 | 26.975 | 26.975 | 26.975 | 26.975 | 26.975 | 26.975 | 26.975 | 26.975 | 26.975
1457 | 26.9767 | 26.9767 | 26.9767 | 26.9767 | 26.9767 | 26.9767 | 26.9767 | 26.9767 | 26.9767 | 26.9767 | 26.9767 | 26.9767 | 26.9767 | 26.9767 | 26.9767 | 26.9767 | 26.9767 | 26.9767 | 26.9767 | 26.9767 | 26.9767 | 26.9767 | 26.9767 | 26.9767 | 26.9767 | 26.9767 | 26.9767 | 26.9767 | 26.9767 | 26.9767 | 26.9767 | 26.9767 | 26.9767 | 26.9767 | 26.9767 | 26.9767 | 26.9767 | 26.9767 | 26.9767 | 26.9767 | 26.9767 | 26.9767 | 26.9767 | 26.9767 | 26.9767 | 26.9767 | 26.9767 | 26.9767 | 26.9767 | 26.9767 | 26.9767 | 26.9767 | 26.9767 | 26.9767 | 26.9767 | 26.9767 | 26.9767 | 26.9767 | 26.9767 | 26.9767
1458 | 26.9784 | 26.9784 | 26.9784 | 26.9784 | 26.9784 | 26.9784 | 26.9784 | 26.9784 | 26.9784 | 26.9784 | 26.9784 | 26.9784 | 26.9784 | 26.9784 | 26.9784 | 26.9784 | 26.9784 | 26.9784 | 26.9784 | 26.9784 | 26.9784 | 26.9784 | 26.9784 | 26.9784 | 26.9784 | 26.9784 | 26.9784 | 26.9784 | 26.9784 | 26.9784 | 26.9784 | 26.9784 | 26.9784 | 26.9784 | 26.9784 | 26.9784 | 26.9784 | 26.9784 | 26.9784 | 26.9784 | 26.9784 | 26.9784 | 26.9784 | 26.9784 | 26.9784 | 26.9784 | 26.9784 | 26.9784 | 26.9784 | 26.9784 | 26.9784 | 26.9784 | 26.9784 | 26.9784 | 26.9784 | 26.9784 | 26.9784 | 26.9784 | 26.9784 | 26.9784
1459 | 26.9802 | 26.9802 | 26.9802 | 26.9802 | 26.9802 | 26.9802 | 26.9802 | 26.9802 | 26.9802 | 26.9802 | 26.9802 | 26.9802 | 26.9802 | 26.9802 | 26.9802 | 26.9802 | 26.9802 | 26.9802 | 26.9802 | 26.9802 | 26.9802 | 26.9802 | 26.9802 | 26.9802 | 26.9802 | 26.9802 | 26.9802 | 26.9802 | 26.9802 | 26.9802 | 26.9802 | 26.9802 | 26.9802 | 26.9802 | 26.9802 | 26.9802 | 26.9802 | 26.9802 | 26.9802 | 26.9802 | 26.9802 | 26.9802 | 26.9802 | 26.9802 | 26.9802 | 26.9802 | 26.9802 | 26.9802 | 26.9802 | 26.9802 | 26.9802 | 26.9802 | 26.9802 | 26.9802 | 26.9802 | 26.9802 | 26.9802 | 26.9802 | 26.9802 | 26.9802
1460 | 26.9819 | 26.9819 | 26.9819 | 26.9819 | 26.9819 | 26.9819 | 26.9819 | 26.9819 | 26.9819 | 26.9819 | 26.9819 | 26.9819 | 26.9819 | 26.9819 | 26.9819 | 26.9819 | 26.9819 | 26.9819 | 26.9819 | 26.9819 | 26.9819 | 26.9819 | 26.9819 | 26.9819 | 26.9819 | 26.9819 | 26.9819 | 26.9819 | 26.9819 | 26.9819 | 26.9819 | 26.9819 | 26.9819 | 26.9819 | 26.9819 | 26.9819 | 26.9819 | 26.9819 | 26.9819 | 26.9819 | 26.9819 | 26.9819 | 26.9819 | 26.9819 | 26.9819 | 26.9819 | 26.9819 | 26.9819 | 26.9819 | 26.9819 | 26.9819 | 26.9819 | 26.9819 | 26.9819 | 26.9819 | 26.9819 | 26.9819 | 26.9819 | 26.9819 | 26.9819
1461 | 26.9836 | 26.9836 | 26.9836 | 26.9836 | 26.9836 | 26.9836 | 26.9836 | 26.9836 | 26.9836 | 26.9836 | 26.9836 | 26.9836 | 26.9836 | 26.9836 | 26.9836 | 26.9836 | 26.9836 | 26.9836 | 26.9836 | 26.9836 | 26.9836 | 26.9836 | 26.9836 | 26.9836 | 26.9836 | 26.9836 | 26.9836 | 26.9836 | 26.9836 | 26.9836 | 26.9836 | 26.9836 | 26.9836 | 26.9836 | 26.9836 | 26.9836 | 26.9836 | 26.9836 | 26.9836 | 26.9836 | 26.9836 | 26.9836 | 26.9836 | 26.9836 | 26.9836 | 26.9836 | 26.9836 | 26.9836 | 26.9836 | 26.9836 | 26.9836 | 26.9836 | 26.9836 | 26.9836 | 26.9836 | 26.9836 | 26.9836 | 26.9836 | 26.9836 | 26.9836
1462 | 26.9853 | 26.9853 | 26.9853 | 26.9853 | 26.9853 | 26.9853 | 26.9853 | 26.9853 | 26.9853 | 26.9853 | 26.9853 | 26.9853 | 26.9853 | 26.9853 | 26.9853 | 26.9853 | 26.9853 | 26.9853 | 26.9853 | 26.9853 | 26.9853 | 26.9853 | 26.9853 | 26.9853 | 26.9853 | 26.9853 | 26.9853 | 26.9853 | 26.9853 | 26.9853 | 26.9853 | 26.9853 | 26.9853 | 26.9853 | 26.9853 | 26.9853 | 26.9853 | 26.9853 | 26.9853 | 26.9853 | 26.9853 | 26.9853 | 26.9853 | 26.9853 | 26.9853 | 26.9853 | 26.9853 | 26.9853 | 26.9853 | 26.9853 | 26.9853 | 26.9853 | 26.9853 | 26.9853 | 26.9853 | 26.9853 | 26.9853 | 26.9853 | 26.9853 | 26.9853
1463 | 26.987 | 26.987 | 26.987 | 26.987 | 26.987 | 26.987 | 26.987 | 26.987 | 26.987 | 26.987 | 26.987 | 26.987 | 26.987 | 26.987 | 26.987 | 26.987 | 26.987 | 26.987 | 26.987 | 26.987 | 26.987 | 26.987 | 26.987 | 26.987 | 26.987 | 26.987 | 26.987 | 26.987 | 26.987 | 26.987 | 26.987 | 26.987 | 26.987 | 26.987 | 26.987 | 26.987 | 26.987 | 26.987 | 26.987 | 26.987 | 26.987 | 26.987 | 26.987 | 26.987 | 26.987 | 26.987 | 26.987 | 26.987 | 26.987 | 26.987 | 26.987 | 26.987 | 26.987 | 26.987 | 26.987 | 26.987 | 26.987 | 26.987 | 26.987 | 26.987
1464 | 26.9887 | 26.9887 | 26.9887 | 26.9887 | 26.9887 | 26.9887 | 26.9887 | 26.9887 | 26.9887 | 26.9887 | 26.9887 | 26.9887 | 26.9887 | 26.9887 | 26.9887 | 26.9887 | 26.9887 | 26.9887 | 26.9887 | 26.9887 | 26.9887 | 26.9887 | 26.9887 | 26.9887 | 26.9887 | 26.9887 | 26.9887 | 26.9887 | 26.9887 | 26.9887 | 26.9887 | 26.9887 | 26.9887 | 26.9887 | 26.9887 | 26.9887 | 26.9887 | 26.9887 | 26.9887 | 26.9887 | 26.9887 | 26.9887 | 26.9887 | 26.9887 | 26.9887 | 26.9887 | 26.9887 | 26.9887 | 26.9887 | 26.9887 | 26.9887 | 26.9887 | 26.9887 | 26.9887 | 26.9887 | 26.9887 | 26.9887 | 26.9887 | 26.9887 | 26.9887
1465 | 26.9904 | 26.9904 | 26.9904 | 26.9904 | 26.9904 | 26.9904 | 26.9904 | 26.9904 | 26.9904 | 26.9904 | 26.9904 | 26.9904 | 26.9904 | 26.9904 | 26.9904 | 26.9904 | 26.9904 | 26.9904 | 26.9904 | 26.9904 | 26.9904 | 26.9904 | 26.9904 | 26.9904 | 26.9904 | 26.9904 | 26.9904 | 26.9904 | 26.9904 | 26.9904 | 26.9904 | 26.9904 | 26.9904 | 26.9904 | 26.9904 | 26.9904 | 26.9904 | 26.9904 | 26.9904 | 26.9904 | 26.9904 | 26.9904 | 26.9904 | 26.9904 | 26.9904 | 26.9904 | 26.9904 | 26.9904 | 26.9904 | 26.9904 | 26.9904 | 26.9904 | 26.9904 | 26.9904 | 26.9904 | 26.9904 | 26.9904 | 26.9904 | 26.9904 | 26.9904
1466 | 26.9921 | 26.9921 | 26.9921 | 26.9921 | 26.9921 | 26.9921 | 26.9921 | 26.9921 | 26.9921 | 26.9921 | 26.9921 | 26.9921 | 26.9921 | 26.9921 | 26.9921 | 26.9921 | 26.9921 | 26.9921 | 26.9921 | 26.9921 | 26.9921 | 26.9921 | 26.9921 | 26.9921 | 26.9921 | 26.9921 | 26.9921 | 26.9921 | 26.9921 | 26.9921 | 26.9921 | 26.9921 | 26.9921 | 26.9921 | 26.9921 | 26.9921 | 26.9921 | 26.9921 | 26.9921 | 26.9921 | 26.9921 | 26.9921 | 26.9921 | 26.9921 | 26.9921 | 26.9921 | 26.9921 | 26.9921 | 26.9921 | 26.9921 | 26.9921 | 26.9921 | 26.9921 | 26.9921 | 26.9921 | 26.9921 | 26.9921 | 26.9921 | 26.9921 | 26.9921
1467 | 26.9938 | 26.9938 | 26.9938 | 26.9938 | 26.9938 | 26.9938 | 26.9938 | 26.9938 | 26.9938 | 26.9938 | 26.9938 | 26.9938 | 26.9938 | 26.9938 | 26.9938 | 26.9938 | 26.9938 | 26.9938 | 26.9938 | 26.9938 | 26.9938 | 26.9938 | 26.9938 | 26.9938 | 26.9938 | 26.9938 | 26.9938 | 26.9938 | 26.9938 | 26.9938 | 26.9938 | 26.9938 | 26.9938 | 26.9938 | 26.9938 | 26.9938 | 26.9938 | 26.9938 | 26.9938 | 26.9938 | 26.9938 | 26.9938 | 26.9938 | 26.9938 | 26.9938 | 26.9938 | 26.9938 | 26.9938 | 26.9938 | 26.9938 | 26.9938 | 26.9938 | 26.9938 | 26.9938 | 26.9938 | 26.9938 | 26.9938 | 26.9938 | 26.9938 | 26.9938
1468 | 26.9955 | 26.9955 | 26.9955 | 26.9955 | 26.9955 | 26.9955 | 26.9955 | 26.9955 | 26.9955 | 26.9955 | 26.9955 | 26.9955 | 26.9955 | 26.9955 | 26.9955 | 26.9955 | 26.9955 | 26.9955 | 26.9955 | 26.9955 | 26.9955 | 26.9955 | 26.9955 | 26.9955 | 26.9955 | 26.9955 | 26.9955 | 26.9955 | 26.9955 | 26.9955 | 26.9955 | 26.9955 | 26.9955 | 26.9955 | 26.9955 | 26.9955 | 26.9955 | 26.9955 | 26.9955 | 26.9955 | 26.9955 | 26.9955 | 26.9955 | 26.9955 | 26.9955 | 26.9955 | 26.9955 | 26.9955 | 26.9955 | 26.9955 | 26.9955 | 26.9955 | 26.9955 | 26.9955 | 26.9955 | 26.9955 | 26.9955 | 26.9955 | 26.9955 | 26.9955
1469 | 26.9972 | 26.9972 | 26.9972 | 26.9972 | 26.9972 | 26.9972 | 26.9972 | 26.9972 | 26.9972 | 26.9972 | 26.9972 | 26.9972 | 26.9972 | 26.9972 | 26.9972 | 26.9972 | 26.9972 | 26.9972 | 26.9972 | 26.9972 | 26.9972 | 26.9972 | 26.9972 | 26.9972 | 26.9972 | 26.9972 | 26.9972 | 26.9972 | 26.9972 | 26.9972 | 26.9972 | 26.9972 | 26.9972 | 26.9972 | 26.9972 | 26.9972 | 26.9972 | 26.9972 | 26.9972 | 26.9972 | 26.9972 | 26.9972 | 26.9972 | 26.9972 | 26.9972 | 26.9972 | 26.9972 | 26.9972 | 26.9972 | 26.9972 | 26.9972 | 26.9972 | 26.9972 | 26.9972 | 26.9972 | 26.9972 | 26.9972 | 26.9972 | 26.9972 | 26.9972
1470 | 26.9989 | 26.9989 | 26.9989 | 26.9989 | 26.9989 | 26.9989 | 26.9989 | 26.9989 | 26.9989 | 26.9989 | 26.9989 | 26.9989 | 26.9989 | 26.9989 | 26.9989 | 26.9989 | 26.9989 | 26.9989 | 26.9989 | 26.9989 | 26.9989 | 26.9989 | 26.9989 | 26.9989 | 26.9989 | 26.9989 | 26.9989 | 26.9989 | 26.9989 | 26.9989 | 26.9989 | 26.9989 | 26.9989 | 26.9989 | 26.9989 | 26.9989 | 26.9989 | 26.9989 | 26.9989 | 26.9989 | 26.9989 | 26.9989 | 26.9989 | 26.9989 | 26.9989 | 26.9989 | 26.9989 | 26.9989 | 26.9989 | 26.9989 | 26.9989 | 26.9989 | 26.9989 | 26.9989 | 26.9989 | 26.9989 | 26.9989 | 26.9989 | 26.9989 | 26.9989
1471 | 27.0006 | 27.0006 | 27.0006 | 27.0006 | 27.0006 | 27.0006 | 27.0006 | 27.0006 | 27.0006 | 27.0006 | 27.0006 | 27.0006 | 27.0006 | 27.0006 | 27.0006 | 27.0006 | 27.0006 | 27.0006 | 27.0006 | 27.0006 | 27.0006 | 27.0006 | 27.0006 | 27.0006 | 27.0006 | 27.0006 | 27.0006 | 27.0006 | 27.0006 | 27.0006 | 27.0006 | 27.0006 | 27.0006 | 27.0006 | 27.0006 | 27.0006 | 27.0006 | 27.0006 | 27.0006 | 27.0006 | 27.0006 | 27.0006 | 27.0006 | 27.0006 | 27.0006 | 27.0006 | 27.0006 | 27.0006 | 27.0006 | 27.0006 | 27.0006 | 27.0006 | 27.0006 | 27.0006 | 27.0006 | 27.0006 | 27.0006 | 27.0006 | 27.0006 | 27.0006
1472 | 27.0023 | 27.0023 | 27.0023 | 27.0023 | 27.0023 | 27.0023 | 27.0023 | 27.0023 | 27.0023 | 27.0023 | 27.0023 | 27.0023 | 27.0023 | 27.0023 | 27.0023 | 27.0023 | 27.0023 | 27.0023 | 27.0023 | 27.0023 | 27.0023 | 27.0023 | 27.0023 | 27.0023 | 27.0023 | 27.0023 | 27.0023 | 27.0023 | 27.0023 | 27.0023 | 27.0023 | 27.0023 | 27.0023 | 27.0023 | 27.0023 | 27.0023 | 27.0023 | 27.0023 | 27.0023 | 27.0023 | 27.0023 | 27.0023 | 27.0023 | 27.0023 | 27.0023 | 27.0023 | 27.0023 | 27.0023 | 27.0023 | 27.0023 | 27.0023 | 27.0023 | 27.0023 | 27.0023 | 27.0023 | 27.0023 | 27.0023 | 27.0023 | 27.0023 | 27.0023
1473 | 27.004 | 27.004 | 27.004 | 27.004 | 27.004 | 27.004 | 27.004 | 27.004 | 27.004 | 27.004 | 27.004 | 27.004 | 27.004 | 27.004 | 27.004 | 27.004 | 27.004 | 27.004 | 27.004 | 27.004 | 27.004 | 27.004 | 27.004 | 27.004 | 27.004 | 27.004 | 27.004 | 27.004 | 27.004 | 27.004 | 27.004 | 27.004 | 27.004 | 27.004 | 27.004 | 27.004 | 27.004 | 27.004 | 27.004 | 27.004 | 27.004 | 27.004 | 27.004 | 27.004 | 27.004 | 27.004 | 27.004 | 27.004 | 27.004 | 27.004 | 27.004 | 27.004 | 27.004 | 27.004 | 27.004 | 27.004 | 27.004 | 27.004 | 27.004 | 27.004
1474 | 27.0057 | 27.0057 | 27.0057 | 27.0057 | 27.0057 | 27.0057 | 27.0057 | 27.0057 | 27.0057 | 27.0057 | 27.0057 | 27.0057 | 27.0057 | 27.0057 | 27.0057 | 27.0057 | 27.0057 | 27.0057 | 27.0057 | 27.0057 | 27.0057 | 27.0057 | 27.0057 | 27.0057 | 27.0057 | 27.0057 | 27.0057 | 27.0057 | 27.0057 | 27.0057 | 27.0057 | 27.0057 | 27.0057 | 27.0057 | 27.0057 | 27.0057 | 27.0057 | 27.0057 | 27.0057 | 27.0057 | 27.0057 | 27.0057 | 27.0057 | 27.0057 | 27.0057 | 27.0057 | 27.0057 | 27.0057 | 27.0057 | 27.0057 | 27.0057 | 27.0057 | 27.0057 | 27.0057 | 27.0057 | 27.0057 | 27.0057 | 27.0057 | 27.0057 | 27.0057
1475 | 27.0074 | 27.0074 | 27.0074 | 27.0074 | 27.0074 | 27.0074 | 27.0074 | 27.0074 | 27.0074 | 27.0074 | 27.0074 | 27.0074 | 27.0074 | 27.0074 | 27.0074 | 27.0074 | 27.0074 | 27.0074 | 27.0074 | 27.0074 | 27.0074 | 27.0074 | 27.0074 | 27.0074 | 27.0074 | 27.0074 | 27.0074 | 27.0074 | 27.0074 | 27.0074 | 27.0074 | 27.0074 | 27.0074 | 27.0074 | 27.0074 | 27.0074 | 27.0074 | 27.0074 | 27.0074 | 27.0074 | 27.0074 | 27.0074 | 27.0074 | 27.0074 | 27.0074 | 27.0074 | 27.0074 | 27.0074 | 27.0074 | 27.0074 | 27.0074 | 27.0074 | 27.0074 | 27.0074 | 27.0074 | 27.0074 | 27.0074 | 27.0074 | 27.0074 | 27.0074
1476 | 27.0091 | 27.0091 | 27.0091 | 27.0091 | 27.0091 | 27.0091 | 27.0091 | 27.0091 | 27.0091 | 27.0091 | 27.0091 | 27.0091 | 27.0091 | 27.0091 | 27.0091 | 27.0091 | 27.0091 | 27.0091 | 27.0091 | 27.0091 | 27.0091 | 27.0091 | 27.0091 | 27.0091 | 27.0091 | 27.0091 | 27.0091 | 27.0091 | 27.0091 | 27.0091 | 27.0091 | 27.0091 | 27.0091 | 27.0091 | 27.0091 | 27.0091 | 27.0091 | 27.0091 | 27.0091 | 27.0091 | 27.0091 | 27.0091 | 27.0091 | 27.0091 | 27.0091 | 27.0091 | 27.0091 | 27.0091 | 27.0091 | 27.0091 | 27.0091 | 27.0091 | 27.0091 | 27.0091 | 27.0091 | 27.0091 | 27.0091 | 27.0091 | 27.0091 | 27.0091
1477 | 27.0108 | 27.0108 | 27.0108 | 27.0108 | 27.0108 | 27.0108 | 27.0108 | 27.0108 | 27.0108 | 27.0108 | 27.0108 | 27.0108 | 27.0108 | 27.0108 | 27.0108 | 27.0108 | 27.0108 | 27.0108 | 27.0108 | 27.0108 | 27.0108 | 27.0108 | 27.0108 | 27.0108 | 27.0108 | 27.0108 | 27.0108 | 27.0108 | 27.0108 | 27.0108 | 27.0108 | 27.0108 | 27.0108 | 27.0108 | 27.0108 | 27.0108 | 27.0108 | 27.0108 | 27.0108 | 27.0108 | 27.0108 | 27.0108 | 27.0108 | 27.0108 | 27.0108 | 27.0108 | 27.0108 | 27.0108 | 27.0108 | 27.0108 | 27.0108 | 27.0108 | 27.0108 | 27.0108 | 27.0108 | 27.0108 | 27.0108 | 27.0108 | 27.0108 | 27.0108
1478 | 27.0125 | 27.0125 | 27.0125 | 27.0125 | 27.0125 | 27.0125 | 27.0125 | 27.0125 | 27.0125 | 27.0125 | 27.0125 | 27.0125 | 27.0125 | 27.0125 | 27.0125 | 27.0125 | 27.0125 | 27.0125 | 27.0125 | 27.0125 | 27.0125 | 27.0125 | 27.0125 | 27.0125 | 27.0125 | 27.0125 | 27.0125 | 27.0125 | 27.0125 | 27.0125 | 27.0125 | 27.0125 | 27.0125 | 27.0125 | 27.0125 | 27.0125 | 27.0125 | 27.0125 | 27.0125 | 27.0125 | 27.0125 | 27.0125 | 27.0125 | 27.0125 | 27.0125 | 27.0125 | 27.0125 | 27.0125 | 27.0125 | 27.0125 | 27.0125 | 27.0125 | 27.0125 | 27.0125 | 27.0125 | 27.0125 | 27.0125 | 27.0125 | 27.0125 | 27.0125
1479 | 27.0142 | 27.0142 | 27.0142 | 27.0142 | 27.0142 | 27.0142 | 27.0142 | 27.0142 | 27.0142 | 27.0142 | 27.0142 | 27.0142 | 27.0142 | 27.0142 | 27.0142 | 27.0142 | 27.0142 | 27.0142 | 27.0142 | 27.0142 | 27.0142 | 27.0142 | 27.0142 | 27.0142 | 27.0142 | 27.0142 | 27.0142 | 27.0142 | 27.0142 | 27.0142 | 27.0142 | 27.0142 | 27.0142 | 27.0142 | 27.0142 | 27.0142 | 27.0142 | 27.0142 | 27.0142 | 27.0142 | 27.0142 | 27.0142 | 27.0142 | 27.0142 | 27.0142 | 27.0142 | 27.0142 | 27.0142 | 27.0142 | 27.0142 | 27.0142 | 27.0142 | 27.0142 | 27.0142 | 27.0142 | 27.0142 | 27.0142 | 27.0142 | 27.0142 | 27.0142
1480 | 27.0159 | 27.0159 | 27.0159 | 27.0159 | 27.0159 | 27.0159 | 27.0159 | 27.0159 | 27.0159 | 27.0159 | 27.0159 | 27.0159 | 27.0159 | 27.0159 | 27.0159 | 27.0159 | 27.0159 | 27.0159 | 27.0159 | 27.0159 | 27.0159 | 27.0159 | 27.0159 | 27.0159 | 27.0159 | 27.0159 | 27.0159 | 27.0159 | 27.0159 | 27.0159 | 27.0159 | 27.0159 | 27.0159 | 27.0159 | 27.0159 | 27.0159 | 27.0159 | 27.0159 | 27.0159 | 27.0159 | 27.0159 | 27.0159 | 27.0159 | 27.0159 | 27.0159 | 27.0159 | 27.0159 | 27.0159 | 27.0159 | 27.0159 | 27.0159 | 27.0159 | 27.0159 | 27.0159 | 27.0159 | 27.0159 | 27.0159 | 27.0159 | 27.0159 | 27.0159
1481 | 27.0176 | 27.0176 | 27.0176 | 27.0176 | 27.0176 | 27.0176 | 27.0176 | 27.0176 | 27.0176 | 27.0176 | 27.0176 | 27.0176 | 27.0176 | 27.0176 | 27.0176 | 27.0176 | 27.0176 | 27.0176 | 27.0176 | 27.0176 | 27.0176 | 27.0176 | 27.0176 | 27.0176 | 27.0176 | 27.0176 | 27.0176 | 27.0176 | 27.0176 | 27.0176 | 27.0176 | 27.0176 | 27.0176 | 27.0176 | 27.0176 | 27.0176 | 27.0176 | 27.0176 | 27.0176 | 27.0176 | 27.0176 | 27.0176 | 27.0176 | 27.0176 | 27.0176 | 27.0176 | 27.0176 | 27.0176 | 27.0176 | 27.0176 | 27.0176 | 27.0176 | 27.0176 | 27.0176 | 27.0176 | 27.0176 | 27.0176 | 27.0176 | 27.0176 | 27.0176
1482 | 27.0193 | 27.0193 | 27.0193 | 27.0193 | 27.0193 | 27.0193 | 27.0193 | 27.0193 | 27.0193 | 27.0193 | 27.0193 | 27.0193 | 27.0193 | 27.0193 | 27.0193 | 27.0193 | 27.0193 | 27.0193 | 27.0193 | 27.0193 | 27.0193 | 27.0193 | 27.0193 | 27.0193 | 27.0193 | 27.0193 | 27.0193 | 27.0193 | 27.0193 | 27.0193 | 27.0193 | 27.0193 | 27.0193 | 27.0193 | 27.0193 | 27.0193 | 27.0193 | 27.0193 | 27.0193 | 27.0193 | 27.0193 | 27.0193 | 27.0193 | 27.0193 | 27.0193 | 27.0193 | 27.0193 | 27.0193 | 27.0193 | 27.0193 | 27.0193 | 27.0193 | 27.0193 | 27.0193 | 27.0193 | 27.0193 | 27.0193 | 27.0193 | 27.0193 | 27.0193
1483 | 27.021 | 27.021 | 27.021 | 27.021 | 27.021 | 27.021 | 27.021 | 27.021 | 27.021 | 27.021 | 27.021 | 27.021 | 27.021 | 27.021 | 27.021 | 27.021 | 27.021 | 27.021 | 27.021 | 27.021 | 27.021 | 27.021 | 27.021 | 27.021 | 27.021 | 27.021 | 27.021 | 27.021 | 27.021 | 27.021 | 27.021 | 27.021 | 27.021 | 27.021 | 27.021 | 27.021 | 27.021 | 27.021 | 27.021 | 27.021 | 27.021 | 27.021 | 27.021 | 27.021 | 27.021 | 27.021 | 27.021 | 27.021 | 27.021 | 27.021 | 27.021 | 27.021 | 27.021 | 27.021 | 27.021 | 27.021 | 27.021 | 27.021 | 27.021 | 27.021
1484 | 27.0226 | 27.0226 | 27.0226 | 27.0226 | 27.0226 | 27.0226 | 27.0226 | 27.0226 | 27.0226 | 27.0226 | 27.0226 | 27.0226 | 27.0226 | 27.0226 | 27.0226 | 27.0226 | 27.0226 | 27.0226 | 27.0226 | 27.0226 | 27.0226 | 27.0226 | 27.0226 | 27.0226 | 27.0226 | 27.0226 | 27.0226 | 27.0226 | 27.0226 | 27.0226 | 27.0226 | 27.0226 | 27.0226 | 27.0226 | 27.0226 | 27.0226 | 27.0226 | 27.0226 | 27.0226 | 27.0226 | 27.0226 | 27.0226 | 27.0226 | 27.0226 | 27.0226 | 27.0226 | 27.0226 | 27.0226 | 27.0226 | 27.0226 | 27.0226 | 27.0226 | 27.0226 | 27.0226 | 27.0226 | 27.0226 | 27.0226 | 27.0226 | 27.0226 | 27.0226
1485 | 27.0243 | 27.0243 | 27.0243 | 27.0243 | 27.0243 | 27.0243 | 27.0243 | 27.0243 | 27.0243 | 27.0243 | 27.0243 | 27.0243 | 27.0243 | 27.0243 | 27.0243 | 27.0243 | 27.0243 | 27.0243 | 27.0243 | 27.0243 | 27.0243 | 27.0243 | 27.0243 | 27.0243 | 27.0243 | 27.0243 | 27.0243 | 27.0243 | 27.0243 | 27.0243 | 27.0243 | 27.0243 | 27.0243 | 27.0243 | 27.0243 | 27.0243 | 27.0243 | 27.0243 | 27.0243 | 27.0243 | 27.0243 | 27.0243 | 27.0243 | 27.0243 | 27.0243 | 27.0243 | 27.0243 | 27.0243 | 27.0243 | 27.0243 | 27.0243 | 27.0243 | 27.0243 | 27.0243 | 27.0243 | 27.0243 | 27.0243 | 27.0243 | 27.0243 | 27.0243
1486 | 27.026 | 27.026 | 27.026 | 27.026 | 27.026 | 27.026 | 27.026 | 27.026 | 27.026 | 27.026 | 27.026 | 27.026 | 27.026 | 27.026 | 27.026 | 27.026 | 27.026 | 27.026 | 27.026 | 27.026 | 27.026 | 27.026 | 27.026 | 27.026 | 27.026 | 27.026 | 27.026 | 27.026 | 27.026 | 27.026 | 27.026 | 27.026 | 27.026 | 27.026 | 27.026 | 27.026 | 27.026 | 27.026 | 27.026 | 27.026 | 27.026 | 27.026 | 27.026 | 27.026 | 27.026 | 27.026 | 27.026 | 27.026 | 27.026 | 27.026 | 27.026 | 27.026 | 27.026 | 27.026 | 27.026 | 27.026 | 27.026 | 27.026 | 27.026 | 27.026
1487 | 27.0277 | 27.0277 | 27.0277 | 27.0277 | 27.0277 | 27.0277 | 27.0277 | 27.0277 | 27.0277 | 27.0277 | 27.0277 | 27.0277 | 27.0277 | 27.0277 | 27.0277 | 27.0277 | 27.0277 | 27.0277 | 27.0277 | 27.0277 | 27.0277 | 27.0277 | 27.0277 | 27.0277 | 27.0277 | 27.0277 | 27.0277 | 27.0277 | 27.0277 | 27.0277 | 27.0277 | 27.0277 | 27.0277 | 27.0277 | 27.0277 | 27.0277 | 27.0277 | 27.0277 | 27.0277 | 27.0277 | 27.0277 | 27.0277 | 27.0277 | 27.0277 | 27.0277 | 27.0277 | 27.0277 | 27.0277 | 27.0277 | 27.0277 | 27.0277 | 27.0277 | 27.0277 | 27.0277 | 27.0277 | 27.0277 | 27.0277 | 27.0277 | 27.0277 | 27.0277
1488 | 27.0294 | 27.0294 | 27.0294 | 27.0294 | 27.0294 | 27.0294 | 27.0294 | 27.0294 | 27.0294 | 27.0294 | 27.0294 | 27.0294 | 27.0294 | 27.0294 | 27.0294 | 27.0294 | 27.0294 | 27.0294 | 27.0294 | 27.0294 | 27.0294 | 27.0294 | 27.0294 | 27.0294 | 27.0294 | 27.0294 | 27.0294 | 27.0294 | 27.0294 | 27.0294 | 27.0294 | 27.0294 | 27.0294 | 27.0294 | 27.0294 | 27.0294 | 27.0294 | 27.0294 | 27.0294 | 27.0294 | 27.0294 | 27.0294 | 27.0294 | 27.0294 | 27.0294 | 27.0294 | 27.0294 | 27.0294 | 27.0294 | 27.0294 | 27.0294 | 27.0294 | 27.0294 | 27.0294 | 27.0294 | 27.0294 | 27.0294 | 27.0294 | 27.0294 | 27.0294
1489 | 27.031 | 27.031 | 27.031 | 27.031 | 27.031 | 27.031 | 27.031 | 27.031 | 27.031 | 27.031 | 27.031 | 27.031 | 27.031 | 27.031 | 27.031 | 27.031 | 27.031 | 27.031 | 27.031 | 27.031 | 27.031 | 27.031 | 27.031 | 27.031 | 27.031 | 27.031 | 27.031 | 27.031 | 27.031 | 27.031 | 27.031 | 27.031 | 27.031 | 27.031 | 27.031 | 27.031 | 27.031 | 27.031 | 27.031 | 27.031 | 27.031 | 27.031 | 27.031 | 27.031 | 27.031 | 27.031 | 27.031 | 27.031 | 27.031 | 27.031 | 27.031 | 27.031 | 27.031 | 27.031 | 27.031 | 27.031 | 27.031 | 27.031 | 27.031 | 27.031
1490 | 27.0327 | 27.0327 | 27.0327 | 27.0327 | 27.0327 | 27.0327 | 27.0327 | 27.0327 | 27.0327 | 27.0327 | 27.0327 | 27.0327 | 27.0327 | 27.0327 | 27.0327 | 27.0327 | 27.0327 | 27.0327 | 27.0327 | 27.0327 | 27.0327 | 27.0327 | 27.0327 | 27.0327 | 27.0327 | 27.0327 | 27.0327 | 27.0327 | 27.0327 | 27.0327 | 27.0327 | 27.0327 | 27.0327 | 27.0327 | 27.0327 | 27.0327 | 27.0327 | 27.0327 | 27.0327 | 27.0327 | 27.0327 | 27.0327 | 27.0327 | 27.0327 | 27.0327 | 27.0327 | 27.0327 | 27.0327 | 27.0327 | 27.0327 | 27.0327 | 27.0327 | 27.0327 | 27.0327 | 27.0327 | 27.0327 | 27.0327 | 27.0327 | 27.0327 | 27.0327
1491 | 27.0344 | 27.0344 | 27.0344 | 27.0344 | 27.0344 | 27.0344 | 27.0344 | 27.0344 | 27.0344 | 27.0344 | 27.0344 | 27.0344 | 27.0344 | 27.0344 | 27.0344 | 27.0344 | 27.0344 | 27.0344 | 27.0344 | 27.0344 | 27.0344 | 27.0344 | 27.0344 | 27.0344 | 27.0344 | 27.0344 | 27.0344 | 27.0344 | 27.0344 | 27.0344 | 27.0344 | 27.0344 | 27.0344 | 27.0344 | 27.0344 | 27.0344 | 27.0344 | 27.0344 | 27.0344 | 27.0344 | 27.0344 | 27.0344 | 27.0344 | 27.0344 | 27.0344 | 27.0344 | 27.0344 | 27.0344 | 27.0344 | 27.0344 | 27.0344 | 27.0344 | 27.0344 | 27.0344 | 27.0344 | 27.0344 | 27.0344 | 27.0344 | 27.0344 | 27.0344
1492 | 27.0361 | 27.0361 | 27.0361 | 27.0361 | 27.0361 | 27.0361 | 27.0361 | 27.0361 | 27.0361 | 27.0361 | 27.0361 | 27.0361 | 27.0361 | 27.0361 | 27.0361 | 27.0361 | 27.0361 | 27.0361 | 27.0361 | 27.0361 | 27.0361 | 27.0361 | 27.0361 | 27.0361 | 27.0361 | 27.0361 | 27.0361 | 27.0361 | 27.0361 | 27.0361 | 27.0361 | 27.0361 | 27.0361 | 27.0361 | 27.0361 | 27.0361 | 27.0361 | 27.0361 | 27.0361 | 27.0361 | 27.0361 | 27.0361 | 27.0361 | 27.0361 | 27.0361 | 27.0361 | 27.0361 | 27.0361 | 27.0361 | 27.0361 | 27.0361 | 27.0361 | 27.0361 | 27.0361 | 27.0361 | 27.0361 | 27.0361 | 27.0361 | 27.0361 | 27.0361
1493 | 27.0378 | 27.0378 | 27.0378 | 27.0378 | 27.0378 | 27.0378 | 27.0378 | 27.0378 | 27.0378 | 27.0378 | 27.0378 | 27.0378 | 27.0378 | 27.0378 | 27.0378 | 27.0378 | 27.0378 | 27.0378 | 27.0378 | 27.0378 | 27.0378 | 27.0378 | 27.0378 | 27.0378 | 27.0378 | 27.0378 | 27.0378 | 27.0378 | 27.0378 | 27.0378 | 27.0378 | 27.0378 | 27.0378 | 27.0378 | 27.0378 | 27.0378 | 27.0378 | 27.0378 | 27.0378 | 27.0378 | 27.0378 | 27.0378 | 27.0378 | 27.0378 | 27.0378 | 27.0378 | 27.0378 | 27.0378 | 27.0378 | 27.0378 | 27.0378 | 27.0378 | 27.0378 | 27.0378 | 27.0378 | 27.0378 | 27.0378 | 27.0378 | 27.0378 | 27.0378
1494 | 27.0394 | 27.0394 | 27.0394 | 27.0394 | 27.0394 | 27.0394 | 27.0394 | 27.0394 | 27.0394 | 27.0394 | 27.0394 | 27.0394 | 27.0394 | 27.0394 | 27.0394 | 27.0394 | 27.0394 | 27.0394 | 27.0394 | 27.0394 | 27.0394 | 27.0394 | 27.0394 | 27.0394 | 27.0394 | 27.0394 | 27.0394 | 27.0394 | 27.0394 | 27.0394 | 27.0394 | 27.0394 | 27.0394 | 27.0394 | 27.0394 | 27.0394 | 27.0394 | 27.0394 | 27.0394 | 27.0394 | 27.0394 | 27.0394 | 27.0394 | 27.0394 | 27.0394 | 27.0394 | 27.0394 | 27.0394 | 27.0394 | 27.0394 | 27.0394 | 27.0394 | 27.0394 | 27.0394 | 27.0394 | 27.0394 | 27.0394 | 27.0394 | 27.0394 | 27.0394
1495 | 27.0411 | 27.0411 | 27.0411 | 27.0411 | 27.0411 | 27.0411 | 27.0411 | 27.0411 | 27.0411 | 27.0411 | 27.0411 | 27.0411 | 27.0411 | 27.0411 | 27.0411 | 27.0411 | 27.0411 | 27.0411 | 27.0411 | 27.0411 | 27.0411 | 27.0411 | 27.0411 | 27.0411 | 27.0411 | 27.0411 | 27.0411 | 27.0411 | 27.0411 | 27.0411 | 27.0411 | 27.0411 | 27.0411 | 27.0411 | 27.0411 | 27.0411 | 27.0411 | 27.0411 | 27.0411 | 27.0411 | 27.0411 | 27.0411 | 27.0411 | 27.0411 | 27.0411 | 27.0411 | 27.0411 | 27.0411 | 27.0411 | 27.0411 | 27.0411 | 27.0411 | 27.0411 | 27.0411 | 27.0411 | 27.0411 | 27.0411 | 27.0411 | 27.0411 | 27.0411
1496 | 27.0428 | 27.0428 | 27.0428 | 27.0428 | 27.0428 | 27.0428 | 27.0428 | 27.0428 | 27.0428 | 27.0428 | 27.0428 | 27.0428 | 27.0428 | 27.0428 | 27.0428 | 27.0428 | 27.0428 | 27.0428 | 27.0428 | 27.0428 | 27.0428 | 27.0428 | 27.0428 | 27.0428 | 27.0428 | 27.0428 | 27.0428 | 27.0428 | 27.0428 | 27.0428 | 27.0428 | 27.0428 | 27.0428 | 27.0428 | 27.0428 | 27.0428 | 27.0428 | 27.0428 | 27.0428 | 27.0428 | 27.0428 | 27.0428 | 27.0428 | 27.0428 | 27.0428 | 27.0428 | 27.0428 | 27.0428 | 27.0428 | 27.0428 | 27.0428 | 27.0428 | 27.0428 | 27.0428 | 27.0428 | 27.0428 | 27.0428 | 27.0428 | 27.0428 | 27.0428
1497 | 27.0444 | 27.0444 | 27.0444 | 27.0444 | 27.0444 | 27.0444 | 27.0444 | 27.0444 | 27.0444 | 27.0444 | 27.0444 | 27.0444 | 27.0444 | 27.0444 | 27.0444 | 27.0444 | 27.0444 | 27.0444 | 27.0444 | 27.0444 | 27.0444 | 27.0444 | 27.0444 | 27.0444 | 27.0444 | 27.0444 | 27.0444 | 27.0444 | 27.0444 | 27.0444 | 27.0444 | 27.0444 | 27.0444 | 27.0444 | 27.0444 | 27.0444 | 27.0444 | 27.0444 | 27.0444 | 27.0444 | 27.0444 | 27.0444 | 27.0444 | 27.0444 | 27.0444 | 27.0444 | 27.0444 | 27.0444 | 27.0444 | 27.0444 | 27.0444 | 27.0444 | 27.0444 | 27.0444 | 27.0444 | 27.0444 | 27.0444 | 27.0444 | 27.0444 | 27.0444
1498 | 27.0461 | 27.0461 | 27.0461 | 27.0461 | 27.0461 | 27.0461 | 27.0461 | 27.0461 | 27.0461 | 27.0461 | 27.0461 | 27.0461 | 27.0461 | 27.0461 | 27.0461 | 27.0461 | 27.0461 | 27.0461 | 27.0461 | 27.0461 | 27.0461 | 27.0461 | 27.0461 | 27.0461 | 27.0461 | 27.0461 | 27.0461 | 27.0461 | 27.0461 | 27.0461 | 27.0461 | 27.0461 | 27.0461 | 27.0461 | 27.0461 | 27.0461 | 27.0461 | 27.0461 | 27.0461 | 27.0461 | 27.0461 | 27.0461 | 27.0461 | 27.0461 | 27.0461 | 27.0461 | 27.0461 | 27.0461 | 27.0461 | 27.0461 | 27.0461 | 27.0461 | 27.0461 | 27.0461 | 27.0461 | 27.0461 | 27.0461 | 27.0461 | 27.0461 | 27.0461
1499 | 27.0478 | 27.0478 | 27.0478 | 27.0478 | 27.0478 | 27.0478 | 27.0478 | 27.0478 | 27.0478 | 27.0478 | 27.0478 | 27.0478 | 27.0478 | 27.0478 | 27.0478 | 27.0478 | 27.0478 | 27.0478 | 27.0478 | 27.0478 | 27.0478 | 27.0478 | 27.0478 | 27.0478 | 27.0478 | 27.0478 | 27.0478 | 27.0478 | 27.0478 | 27.0478 | 27.0478 | 27.0478 | 27.0478 | 27.0478 | 27.0478 | 27.0478 | 27.0478 | 27.0478 | 27.0478 | 27.0478 | 27.0478 | 27.0478 | 27.0478 | 27.0478 | 27.0478 | 27.0478 | 27.0478 | 27.0478 | 27.0478 | 27.0478 | 27.0478 | 27.0478 | 27.0478 | 27.0478 | 27.0478 | 27.0478 | 27.0478 | 27.0478 | 27.0478 | 27.0478
1500 | 27.0494 | 27.0494 | 27.0494 | 27.0494 | 27.0494 | 27.0494 | 27.0494 | 27.0494 | 27.0494 | 27.0494 | 27.0494 | 27.0494 | 27.0494 | 27.0494 | 27.0494 | 27.0494 | 27.0494 | 27.0494 | 27.0494 | 27.0494 | 27.0494 | 27.0494 | 27.0494 | 27.0494 | 27.0494 | 27.0494 | 27.0494 | 27.0494 | 27.0494 | 27.0494 | 27.0494 | 27.0494 | 27.0494 | 27.0494 | 27.0494 | 27.0494 | 27.0494 | 27.0494 | 27.0494 | 27.0494 | 27.0494 | 27.0494 | 27.0494 | 27.0494 | 27.0494 | 27.0494 | 27.0494 | 27.0494 | 27.0494 | 27.0494 | 27.0494 | 27.0494 | 27.0494 | 27.0494 | 27.0494 | 27.0494 | 27.0494 | 27.0494 | 27.0494 | 27.0494
1501 | 27.0511 | 27.0511 | 27.0511 | 27.0511 | 27.0511 | 27.0511 | 27.0511 | 27.0511 | 27.0511 | 27.0511 | 27.0511 | 27.0511 | 27.0511 | 27.0511 | 27.0511 | 27.0511 | 27.0511 | 27.0511 | 27.0511 | 27.0511 | 27.0511 | 27.0511 | 27.0511 | 27.0511 | 27.0511 | 27.0511 | 27.0511 | 27.0511 | 27.0511 | 27.0511 | 27.0511 | 27.0511 | 27.0511 | 27.0511 | 27.0511 | 27.0511 | 27.0511 | 27.0511 | 27.0511 | 27.0511 | 27.0511 | 27.0511 | 27.0511 | 27.0511 | 27.0511 | 27.0511 | 27.0511 | 27.0511 | 27.0511 | 27.0511 | 27.0511 | 27.0511 | 27.0511 | 27.0511 | 27.0511 | 27.0511 | 27.0511 | 27.0511 | 27.0511 | 27.0511
1502 | 27.0528 | 27.0528 | 27.0528 | 27.0528 | 27.0528 | 27.0528 | 27.0528 | 27.0528 | 27.0528 | 27.0528 | 27.0528 | 27.0528 | 27.0528 | 27.0528 | 27.0528 | 27.0528 | 27.0528 | 27.0528 | 27.0528 | 27.0528 | 27.0528 | 27.0528 | 27.0528 | 27.0528 | 27.0528 | 27.0528 | 27.0528 | 27.0528 | 27.0528 | 27.0528 | 27.0528 | 27.0528 | 27.0528 | 27.0528 | 27.0528 | 27.0528 | 27.0528 | 27.0528 | 27.0528 | 27.0528 | 27.0528 | 27.0528 | 27.0528 | 27.0528 | 27.0528 | 27.0528 | 27.0528 | 27.0528 | 27.0528 | 27.0528 | 27.0528 | 27.0528 | 27.0528 | 27.0528 | 27.0528 | 27.0528 | 27.0528 | 27.0528 | 27.0528 | 27.0528
1503 | 27.0544 | 27.0544 | 27.0544 | 27.0544 | 27.0544 | 27.0544 | 27.0544 | 27.0544 | 27.0544 | 27.0544 | 27.0544 | 27.0544 | 27.0544 | 27.0544 | 27.0544 | 27.0544 | 27.0544 | 27.0544 | 27.0544 | 27.0544 | 27.0544 | 27.0544 | 27.0544 | 27.0544 | 27.0544 | 27.0544 | 27.0544 | 27.0544 | 27.0544 | 27.0544 | 27.0544 | 27.0544 | 27.0544 | 27.0544 | 27.0544 | 27.0544 | 27.0544 | 27.0544 | 27.0544 | 27.0544 | 27.0544 | 27.0544 | 27.0544 | 27.0544 | 27.0544 | 27.0544 | 27.0544 | 27.0544 | 27.0544 | 27.0544 | 27.0544 | 27.0544 | 27.0544 | 27.0544 | 27.0544 | 27.0544 | 27.0544 | 27.0544 | 27.0544 | 27.0544
1504 | 27.0561 | 27.0561 | 27.0561 | 27.0561 | 27.0561 | 27.0561 | 27.0561 | 27.0561 | 27.0561 | 27.0561 | 27.0561 | 27.0561 | 27.0561 | 27.0561 | 27.0561 | 27.0561 | 27.0561 | 27.0561 | 27.0561 | 27.0561 | 27.0561 | 27.0561 | 27.0561 | 27.0561 | 27.0561 | 27.0561 | 27.0561 | 27.0561 | 27.0561 | 27.0561 | 27.0561 | 27.0561 | 27.0561 | 27.0561 | 27.0561 | 27.0561 | 27.0561 | 27.0561 | 27.0561 | 27.0561 | 27.0561 | 27.0561 | 27.0561 | 27.0561 | 27.0561 | 27.0561 | 27.0561 | 27.0561 | 27.0561 | 27.0561 | 27.0561 | 27.0561 | 27.0561 | 27.0561 | 27.0561 | 27.0561 | 27.0561 | 27.0561 | 27.0561 | 27.0561
1505 | 27.0578 | 27.0578 | 27.0578 | 27.0578 | 27.0578 | 27.0578 | 27.0578 | 27.0578 | 27.0578 | 27.0578 | 27.0578 | 27.0578 | 27.0578 | 27.0578 | 27.0578 | 27.0578 | 27.0578 | 27.0578 | 27.0578 | 27.0578 | 27.0578 | 27.0578 | 27.0578 | 27.0578 | 27.0578 | 27.0578 | 27.0578 | 27.0578 | 27.0578 | 27.0578 | 27.0578 | 27.0578 | 27.0578 | 27.0578 | 27.0578 | 27.0578 | 27.0578 | 27.0578 | 27.0578 | 27.0578 | 27.0578 | 27.0578 | 27.0578 | 27.0578 | 27.0578 | 27.0578 | 27.0578 | 27.0578 | 27.0578 | 27.0578 | 27.0578 | 27.0578 | 27.0578 | 27.0578 | 27.0578 | 27.0578 | 27.0578 | 27.0578 | 27.0578 | 27.0578
1506 | 27.0594 | 27.0594 | 27.0594 | 27.0594 | 27.0594 | 27.0594 | 27.0594 | 27.0594 | 27.0594 | 27.0594 | 27.0594 | 27.0594 | 27.0594 | 27.0594 | 27.0594 | 27.0594 | 27.0594 | 27.0594 | 27.0594 | 27.0594 | 27.0594 | 27.0594 | 27.0594 | 27.0594 | 27.0594 | 27.0594 | 27.0594 | 27.0594 | 27.0594 | 27.0594 | 27.0594 | 27.0594 | 27.0594 | 27.0594 | 27.0594 | 27.0594 | 27.0594 | 27.0594 | 27.0594 | 27.0594 | 27.0594 | 27.0594 | 27.0594 | 27.0594 | 27.0594 | 27.0594 | 27.0594 | 27.0594 | 27.0594 | 27.0594 | 27.0594 | 27.0594 | 27.0594 | 27.0594 | 27.0594 | 27.0594 | 27.0594 | 27.0594 | 27.0594 | 27.0594
1507 | 27.0611 | 27.0611 | 27.0611 | 27.0611 | 27.0611 | 27.0611 | 27.0611 | 27.0611 | 27.0611 | 27.0611 | 27.0611 | 27.0611 | 27.0611 | 27.0611 | 27.0611 | 27.0611 | 27.0611 | 27.0611 | 27.0611 | 27.0611 | 27.0611 | 27.0611 | 27.0611 | 27.0611 | 27.0611 | 27.0611 | 27.0611 | 27.0611 | 27.0611 | 27.0611 | 27.0611 | 27.0611 | 27.0611 | 27.0611 | 27.0611 | 27.0611 | 27.0611 | 27.0611 | 27.0611 | 27.0611 | 27.0611 | 27.0611 | 27.0611 | 27.0611 | 27.0611 | 27.0611 | 27.0611 | 27.0611 | 27.0611 | 27.0611 | 27.0611 | 27.0611 | 27.0611 | 27.0611 | 27.0611 | 27.0611 | 27.0611 | 27.0611 | 27.0611 | 27.0611
1508 | 27.0627 | 27.0627 | 27.0627 | 27.0627 | 27.0627 | 27.0627 | 27.0627 | 27.0627 | 27.0627 | 27.0627 | 27.0627 | 27.0627 | 27.0627 | 27.0627 | 27.0627 | 27.0627 | 27.0627 | 27.0627 | 27.0627 | 27.0627 | 27.0627 | 27.0627 | 27.0627 | 27.0627 | 27.0627 | 27.0627 | 27.0627 | 27.0627 | 27.0627 | 27.0627 | 27.0627 | 27.0627 | 27.0627 | 27.0627 | 27.0627 | 27.0627 | 27.0627 | 27.0627 | 27.0627 | 27.0627 | 27.0627 | 27.0627 | 27.0627 | 27.0627 | 27.0627 | 27.0627 | 27.0627 | 27.0627 | 27.0627 | 27.0627 | 27.0627 | 27.0627 | 27.0627 | 27.0627 | 27.0627 | 27.0627 | 27.0627 | 27.0627 | 27.0627 | 27.0627
1509 | 27.0644 | 27.0644 | 27.0644 | 27.0644 | 27.0644 | 27.0644 | 27.0644 | 27.0644 | 27.0644 | 27.0644 | 27.0644 | 27.0644 | 27.0644 | 27.0644 | 27.0644 | 27.0644 | 27.0644 | 27.0644 | 27.0644 | 27.0644 | 27.0644 | 27.0644 | 27.0644 | 27.0644 | 27.0644 | 27.0644 | 27.0644 | 27.0644 | 27.0644 | 27.0644 | 27.0644 | 27.0644 | 27.0644 | 27.0644 | 27.0644 | 27.0644 | 27.0644 | 27.0644 | 27.0644 | 27.0644 | 27.0644 | 27.0644 | 27.0644 | 27.0644 | 27.0644 | 27.0644 | 27.0644 | 27.0644 | 27.0644 | 27.0644 | 27.0644 | 27.0644 | 27.0644 | 27.0644 | 27.0644 | 27.0644 | 27.0644 | 27.0644 | 27.0644 | 27.0644
1510 | 27.0661 | 27.0661 | 27.0661 | 27.0661 | 27.0661 | 27.0661 | 27.0661 | 27.0661 | 27.0661 | 27.0661 | 27.0661 | 27.0661 | 27.0661 | 27.0661 | 27.0661 | 27.0661 | 27.0661 | 27.0661 | 27.0661 | 27.0661 | 27.0661 | 27.0661 | 27.0661 | 27.0661 | 27.0661 | 27.0661 | 27.0661 | 27.0661 | 27.0661 | 27.0661 | 27.0661 | 27.0661 | 27.0661 | 27.0661 | 27.0661 | 27.0661 | 27.0661 | 27.0661 | 27.0661 | 27.0661 | 27.0661 | 27.0661 | 27.0661 | 27.0661 | 27.0661 | 27.0661 | 27.0661 | 27.0661 | 27.0661 | 27.0661 | 27.0661 | 27.0661 | 27.0661 | 27.0661 | 27.0661 | 27.0661 | 27.0661 | 27.0661 | 27.0661 | 27.0661
1511 | 27.0677 | 27.0677 | 27.0677 | 27.0677 | 27.0677 | 27.0677 | 27.0677 | 27.0677 | 27.0677 | 27.0677 | 27.0677 | 27.0677 | 27.0677 | 27.0677 | 27.0677 | 27.0677 | 27.0677 | 27.0677 | 27.0677 | 27.0677 | 27.0677 | 27.0677 | 27.0677 | 27.0677 | 27.0677 | 27.0677 | 27.0677 | 27.0677 | 27.0677 | 27.0677 | 27.0677 | 27.0677 | 27.0677 | 27.0677 | 27.0677 | 27.0677 | 27.0677 | 27.0677 | 27.0677 | 27.0677 | 27.0677 | 27.0677 | 27.0677 | 27.0677 | 27.0677 | 27.0677 | 27.0677 | 27.0677 | 27.0677 | 27.0677 | 27.0677 | 27.0677 | 27.0677 | 27.0677 | 27.0677 | 27.0677 | 27.0677 | 27.0677 | 27.0677 | 27.0677
1512 | 27.0694 | 27.0694 | 27.0694 | 27.0694 | 27.0694 | 27.0694 | 27.0694 | 27.0694 | 27.0694 | 27.0694 | 27.0694 | 27.0694 | 27.0694 | 27.0694 | 27.0694 | 27.0694 | 27.0694 | 27.0694 | 27.0694 | 27.0694 | 27.0694 | 27.0694 | 27.0694 | 27.0694 | 27.0694 | 27.0694 | 27.0694 | 27.0694 | 27.0694 | 27.0694 | 27.0694 | 27.0694 | 27.0694 | 27.0694 | 27.0694 | 27.0694 | 27.0694 | 27.0694 | 27.0694 | 27.0694 | 27.0694 | 27.0694 | 27.0694 | 27.0694 | 27.0694 | 27.0694 | 27.0694 | 27.0694 | 27.0694 | 27.0694 | 27.0694 | 27.0694 | 27.0694 | 27.0694 | 27.0694 | 27.0694 | 27.0694 | 27.0694 | 27.0694 | 27.0694
1513 | 27.071 | 27.071 | 27.071 | 27.071 | 27.071 | 27.071 | 27.071 | 27.071 | 27.071 | 27.071 | 27.071 | 27.071 | 27.071 | 27.071 | 27.071 | 27.071 | 27.071 | 27.071 | 27.071 | 27.071 | 27.071 | 27.071 | 27.071 | 27.071 | 27.071 | 27.071 | 27.071 | 27.071 | 27.071 | 27.071 | 27.071 | 27.071 | 27.071 | 27.071 | 27.071 | 27.071 | 27.071 | 27.071 | 27.071 | 27.071 | 27.071 | 27.071 | 27.071 | 27.071 | 27.071 | 27.071 | 27.071 | 27.071 | 27.071 | 27.071 | 27.071 | 27.071 | 27.071 | 27.071 | 27.071 | 27.071 | 27.071 | 27.071 | 27.071 | 27.071
1514 | 27.0727 | 27.0727 | 27.0727 | 27.0727 | 27.0727 | 27.0727 | 27.0727 | 27.0727 | 27.0727 | 27.0727 | 27.0727 | 27.0727 | 27.0727 | 27.0727 | 27.0727 | 27.0727 | 27.0727 | 27.0727 | 27.0727 | 27.0727 | 27.0727 | 27.0727 | 27.0727 | 27.0727 | 27.0727 | 27.0727 | 27.0727 | 27.0727 | 27.0727 | 27.0727 | 27.0727 | 27.0727 | 27.0727 | 27.0727 | 27.0727 | 27.0727 | 27.0727 | 27.0727 | 27.0727 | 27.0727 | 27.0727 | 27.0727 | 27.0727 | 27.0727 | 27.0727 | 27.0727 | 27.0727 | 27.0727 | 27.0727 | 27.0727 | 27.0727 | 27.0727 | 27.0727 | 27.0727 | 27.0727 | 27.0727 | 27.0727 | 27.0727 | 27.0727 | 27.0727
1515 | 27.0743 | 27.0743 | 27.0743 | 27.0743 | 27.0743 | 27.0743 | 27.0743 | 27.0743 | 27.0743 | 27.0743 | 27.0743 | 27.0743 | 27.0743 | 27.0743 | 27.0743 | 27.0743 | 27.0743 | 27.0743 | 27.0743 | 27.0743 | 27.0743 | 27.0743 | 27.0743 | 27.0743 | 27.0743 | 27.0743 | 27.0743 | 27.0743 | 27.0743 | 27.0743 | 27.0743 | 27.0743 | 27.0743 | 27.0743 | 27.0743 | 27.0743 | 27.0743 | 27.0743 | 27.0743 | 27.0743 | 27.0743 | 27.0743 | 27.0743 | 27.0743 | 27.0743 | 27.0743 | 27.0743 | 27.0743 | 27.0743 | 27.0743 | 27.0743 | 27.0743 | 27.0743 | 27.0743 | 27.0743 | 27.0743 | 27.0743 | 27.0743 | 27.0743 | 27.0743
1516 | 27.076 | 27.076 | 27.076 | 27.076 | 27.076 | 27.076 | 27.076 | 27.076 | 27.076 | 27.076 | 27.076 | 27.076 | 27.076 | 27.076 | 27.076 | 27.076 | 27.076 | 27.076 | 27.076 | 27.076 | 27.076 | 27.076 | 27.076 | 27.076 | 27.076 | 27.076 | 27.076 | 27.076 | 27.076 | 27.076 | 27.076 | 27.076 | 27.076 | 27.076 | 27.076 | 27.076 | 27.076 | 27.076 | 27.076 | 27.076 | 27.076 | 27.076 | 27.076 | 27.076 | 27.076 | 27.076 | 27.076 | 27.076 | 27.076 | 27.076 | 27.076 | 27.076 | 27.076 | 27.076 | 27.076 | 27.076 | 27.076 | 27.076 | 27.076 | 27.076
1517 | 27.0776 | 27.0776 | 27.0776 | 27.0776 | 27.0776 | 27.0776 | 27.0776 | 27.0776 | 27.0776 | 27.0776 | 27.0776 | 27.0776 | 27.0776 | 27.0776 | 27.0776 | 27.0776 | 27.0776 | 27.0776 | 27.0776 | 27.0776 | 27.0776 | 27.0776 | 27.0776 | 27.0776 | 27.0776 | 27.0776 | 27.0776 | 27.0776 | 27.0776 | 27.0776 | 27.0776 | 27.0776 | 27.0776 | 27.0776 | 27.0776 | 27.0776 | 27.0776 | 27.0776 | 27.0776 | 27.0776 | 27.0776 | 27.0776 | 27.0776 | 27.0776 | 27.0776 | 27.0776 | 27.0776 | 27.0776 | 27.0776 | 27.0776 | 27.0776 | 27.0776 | 27.0776 | 27.0776 | 27.0776 | 27.0776 | 27.0776 | 27.0776 | 27.0776 | 27.0776
1518 | 27.0793 | 27.0793 | 27.0793 | 27.0793 | 27.0793 | 27.0793 | 27.0793 | 27.0793 | 27.0793 | 27.0793 | 27.0793 | 27.0793 | 27.0793 | 27.0793 | 27.0793 | 27.0793 | 27.0793 | 27.0793 | 27.0793 | 27.0793 | 27.0793 | 27.0793 | 27.0793 | 27.0793 | 27.0793 | 27.0793 | 27.0793 | 27.0793 | 27.0793 | 27.0793 | 27.0793 | 27.0793 | 27.0793 | 27.0793 | 27.0793 | 27.0793 | 27.0793 | 27.0793 | 27.0793 | 27.0793 | 27.0793 | 27.0793 | 27.0793 | 27.0793 | 27.0793 | 27.0793 | 27.0793 | 27.0793 | 27.0793 | 27.0793 | 27.0793 | 27.0793 | 27.0793 | 27.0793 | 27.0793 | 27.0793 | 27.0793 | 27.0793 | 27.0793 | 27.0793
1519 | 27.0809 | 27.0809 | 27.0809 | 27.0809 | 27.0809 | 27.0809 | 27.0809 | 27.0809 | 27.0809 | 27.0809 | 27.0809 | 27.0809 | 27.0809 | 27.0809 | 27.0809 | 27.0809 | 27.0809 | 27.0809 | 27.0809 | 27.0809 | 27.0809 | 27.0809 | 27.0809 | 27.0809 | 27.0809 | 27.0809 | 27.0809 | 27.0809 | 27.0809 | 27.0809 | 27.0809 | 27.0809 | 27.0809 | 27.0809 | 27.0809 | 27.0809 | 27.0809 | 27.0809 | 27.0809 | 27.0809 | 27.0809 | 27.0809 | 27.0809 | 27.0809 | 27.0809 | 27.0809 | 27.0809 | 27.0809 | 27.0809 | 27.0809 | 27.0809 | 27.0809 | 27.0809 | 27.0809 | 27.0809 | 27.0809 | 27.0809 | 27.0809 | 27.0809 | 27.0809
1520 | 27.0826 | 27.0826 | 27.0826 | 27.0826 | 27.0826 | 27.0826 | 27.0826 | 27.0826 | 27.0826 | 27.0826 | 27.0826 | 27.0826 | 27.0826 | 27.0826 | 27.0826 | 27.0826 | 27.0826 | 27.0826 | 27.0826 | 27.0826 | 27.0826 | 27.0826 | 27.0826 | 27.0826 | 27.0826 | 27.0826 | 27.0826 | 27.0826 | 27.0826 | 27.0826 | 27.0826 | 27.0826 | 27.0826 | 27.0826 | 27.0826 | 27.0826 | 27.0826 | 27.0826 | 27.0826 | 27.0826 | 27.0826 | 27.0826 | 27.0826 | 27.0826 | 27.0826 | 27.0826 | 27.0826 | 27.0826 | 27.0826 | 27.0826 | 27.0826 | 27.0826 | 27.0826 | 27.0826 | 27.0826 | 27.0826 | 27.0826 | 27.0826 | 27.0826 | 27.0826
1521 | 27.0842 | 27.0842 | 27.0842 | 27.0842 | 27.0842 | 27.0842 | 27.0842 | 27.0842 | 27.0842 | 27.0842 | 27.0842 | 27.0842 | 27.0842 | 27.0842 | 27.0842 | 27.0842 | 27.0842 | 27.0842 | 27.0842 | 27.0842 | 27.0842 | 27.0842 | 27.0842 | 27.0842 | 27.0842 | 27.0842 | 27.0842 | 27.0842 | 27.0842 | 27.0842 | 27.0842 | 27.0842 | 27.0842 | 27.0842 | 27.0842 | 27.0842 | 27.0842 | 27.0842 | 27.0842 | 27.0842 | 27.0842 | 27.0842 | 27.0842 | 27.0842 | 27.0842 | 27.0842 | 27.0842 | 27.0842 | 27.0842 | 27.0842 | 27.0842 | 27.0842 | 27.0842 | 27.0842 | 27.0842 | 27.0842 | 27.0842 | 27.0842 | 27.0842 | 27.0842
1522 | 27.0858 | 27.0858 | 27.0858 | 27.0858 | 27.0858 | 27.0858 | 27.0858 | 27.0858 | 27.0858 | 27.0858 | 27.0858 | 27.0858 | 27.0858 | 27.0858 | 27.0858 | 27.0858 | 27.0858 | 27.0858 | 27.0858 | 27.0858 | 27.0858 | 27.0858 | 27.0858 | 27.0858 | 27.0858 | 27.0858 | 27.0858 | 27.0858 | 27.0858 | 27.0858 | 27.0858 | 27.0858 | 27.0858 | 27.0858 | 27.0858 | 27.0858 | 27.0858 | 27.0858 | 27.0858 | 27.0858 | 27.0858 | 27.0858 | 27.0858 | 27.0858 | 27.0858 | 27.0858 | 27.0858 | 27.0858 | 27.0858 | 27.0858 | 27.0858 | 27.0858 | 27.0858 | 27.0858 | 27.0858 | 27.0858 | 27.0858 | 27.0858 | 27.0858 | 27.0858
1523 | 27.0875 | 27.0875 | 27.0875 | 27.0875 | 27.0875 | 27.0875 | 27.0875 | 27.0875 | 27.0875 | 27.0875 | 27.0875 | 27.0875 | 27.0875 | 27.0875 | 27.0875 | 27.0875 | 27.0875 | 27.0875 | 27.0875 | 27.0875 | 27.0875 | 27.0875 | 27.0875 | 27.0875 | 27.0875 | 27.0875 | 27.0875 | 27.0875 | 27.0875 | 27.0875 | 27.0875 | 27.0875 | 27.0875 | 27.0875 | 27.0875 | 27.0875 | 27.0875 | 27.0875 | 27.0875 | 27.0875 | 27.0875 | 27.0875 | 27.0875 | 27.0875 | 27.0875 | 27.0875 | 27.0875 | 27.0875 | 27.0875 | 27.0875 | 27.0875 | 27.0875 | 27.0875 | 27.0875 | 27.0875 | 27.0875 | 27.0875 | 27.0875 | 27.0875 | 27.0875
1524 | 27.0891 | 27.0891 | 27.0891 | 27.0891 | 27.0891 | 27.0891 | 27.0891 | 27.0891 | 27.0891 | 27.0891 | 27.0891 | 27.0891 | 27.0891 | 27.0891 | 27.0891 | 27.0891 | 27.0891 | 27.0891 | 27.0891 | 27.0891 | 27.0891 | 27.0891 | 27.0891 | 27.0891 | 27.0891 | 27.0891 | 27.0891 | 27.0891 | 27.0891 | 27.0891 | 27.0891 | 27.0891 | 27.0891 | 27.0891 | 27.0891 | 27.0891 | 27.0891 | 27.0891 | 27.0891 | 27.0891 | 27.0891 | 27.0891 | 27.0891 | 27.0891 | 27.0891 | 27.0891 | 27.0891 | 27.0891 | 27.0891 | 27.0891 | 27.0891 | 27.0891 | 27.0891 | 27.0891 | 27.0891 | 27.0891 | 27.0891 | 27.0891 | 27.0891 | 27.0891
1525 | 27.0908 | 27.0908 | 27.0908 | 27.0908 | 27.0908 | 27.0908 | 27.0908 | 27.0908 | 27.0908 | 27.0908 | 27.0908 | 27.0908 | 27.0908 | 27.0908 | 27.0908 | 27.0908 | 27.0908 | 27.0908 | 27.0908 | 27.0908 | 27.0908 | 27.0908 | 27.0908 | 27.0908 | 27.0908 | 27.0908 | 27.0908 | 27.0908 | 27.0908 | 27.0908 | 27.0908 | 27.0908 | 27.0908 | 27.0908 | 27.0908 | 27.0908 | 27.0908 | 27.0908 | 27.0908 | 27.0908 | 27.0908 | 27.0908 | 27.0908 | 27.0908 | 27.0908 | 27.0908 | 27.0908 | 27.0908 | 27.0908 | 27.0908 | 27.0908 | 27.0908 | 27.0908 | 27.0908 | 27.0908 | 27.0908 | 27.0908 | 27.0908 | 27.0908 | 27.0908
1526 | 27.0924 | 27.0924 | 27.0924 | 27.0924 | 27.0924 | 27.0924 | 27.0924 | 27.0924 | 27.0924 | 27.0924 | 27.0924 | 27.0924 | 27.0924 | 27.0924 | 27.0924 | 27.0924 | 27.0924 | 27.0924 | 27.0924 | 27.0924 | 27.0924 | 27.0924 | 27.0924 | 27.0924 | 27.0924 | 27.0924 | 27.0924 | 27.0924 | 27.0924 | 27.0924 | 27.0924 | 27.0924 | 27.0924 | 27.0924 | 27.0924 | 27.0924 | 27.0924 | 27.0924 | 27.0924 | 27.0924 | 27.0924 | 27.0924 | 27.0924 | 27.0924 | 27.0924 | 27.0924 | 27.0924 | 27.0924 | 27.0924 | 27.0924 | 27.0924 | 27.0924 | 27.0924 | 27.0924 | 27.0924 | 27.0924 | 27.0924 | 27.0924 | 27.0924 | 27.0924
1527 | 27.094 | 27.094 | 27.094 | 27.094 | 27.094 | 27.094 | 27.094 | 27.094 | 27.094 | 27.094 | 27.094 | 27.094 | 27.094 | 27.094 | 27.094 | 27.094 | 27.094 | 27.094 | 27.094 | 27.094 | 27.094 | 27.094 | 27.094 | 27.094 | 27.094 | 27.094 | 27.094 | 27.094 | 27.094 | 27.094 | 27.094 | 27.094 | 27.094 | 27.094 | 27.094 | 27.094 | 27.094 | 27.094 | 27.094 | 27.094 | 27.094 | 27.094 | 27.094 | 27.094 | 27.094 | 27.094 | 27.094 | 27.094 | 27.094 | 27.094 | 27.094 | 27.094 | 27.094 | 27.094 | 27.094 | 27.094 | 27.094 | 27.094 | 27.094 | 27.094
1528 | 27.0957 | 27.0957 | 27.0957 | 27.0957 | 27.0957 | 27.0957 | 27.0957 | 27.0957 | 27.0957 | 27.0957 | 27.0957 | 27.0957 | 27.0957 | 27.0957 | 27.0957 | 27.0957 | 27.0957 | 27.0957 | 27.0957 | 27.0957 | 27.0957 | 27.0957 | 27.0957 | 27.0957 | 27.0957 | 27.0957 | 27.0957 | 27.0957 | 27.0957 | 27.0957 | 27.0957 | 27.0957 | 27.0957 | 27.0957 | 27.0957 | 27.0957 | 27.0957 | 27.0957 | 27.0957 | 27.0957 | 27.0957 | 27.0957 | 27.0957 | 27.0957 | 27.0957 | 27.0957 | 27.0957 | 27.0957 | 27.0957 | 27.0957 | 27.0957 | 27.0957 | 27.0957 | 27.0957 | 27.0957 | 27.0957 | 27.0957 | 27.0957 | 27.0957 | 27.0957
1529 | 27.0973 | 27.0973 | 27.0973 | 27.0973 | 27.0973 | 27.0973 | 27.0973 | 27.0973 | 27.0973 | 27.0973 | 27.0973 | 27.0973 | 27.0973 | 27.0973 | 27.0973 | 27.0973 | 27.0973 | 27.0973 | 27.0973 | 27.0973 | 27.0973 | 27.0973 | 27.0973 | 27.0973 | 27.0973 | 27.0973 | 27.0973 | 27.0973 | 27.0973 | 27.0973 | 27.0973 | 27.0973 | 27.0973 | 27.0973 | 27.0973 | 27.0973 | 27.0973 | 27.0973 | 27.0973 | 27.0973 | 27.0973 | 27.0973 | 27.0973 | 27.0973 | 27.0973 | 27.0973 | 27.0973 | 27.0973 | 27.0973 | 27.0973 | 27.0973 | 27.0973 | 27.0973 | 27.0973 | 27.0973 | 27.0973 | 27.0973 | 27.0973 | 27.0973 | 27.0973
1530 | 27.099 | 27.099 | 27.099 | 27.099 | 27.099 | 27.099 | 27.099 | 27.099 | 27.099 | 27.099 | 27.099 | 27.099 | 27.099 | 27.099 | 27.099 | 27.099 | 27.099 | 27.099 | 27.099 | 27.099 | 27.099 | 27.099 | 27.099 | 27.099 | 27.099 | 27.099 | 27.099 | 27.099 | 27.099 | 27.099 | 27.099 | 27.099 | 27.099 | 27.099 | 27.099 | 27.099 | 27.099 | 27.099 | 27.099 | 27.099 | 27.099 | 27.099 | 27.099 | 27.099 | 27.099 | 27.099 | 27.099 | 27.099 | 27.099 | 27.099 | 27.099 | 27.099 | 27.099 | 27.099 | 27.099 | 27.099 | 27.099 | 27.099 | 27.099 | 27.099
1531 | 27.1006 | 27.1006 | 27.1006 | 27.1006 | 27.1006 | 27.1006 | 27.1006 | 27.1006 | 27.1006 | 27.1006 | 27.1006 | 27.1006 | 27.1006 | 27.1006 | 27.1006 | 27.1006 | 27.1006 | 27.1006 | 27.1006 | 27.1006 | 27.1006 | 27.1006 | 27.1006 | 27.1006 | 27.1006 | 27.1006 | 27.1006 | 27.1006 | 27.1006 | 27.1006 | 27.1006 | 27.1006 | 27.1006 | 27.1006 | 27.1006 | 27.1006 | 27.1006 | 27.1006 | 27.1006 | 27.1006 | 27.1006 | 27.1006 | 27.1006 | 27.1006 | 27.1006 | 27.1006 | 27.1006 | 27.1006 | 27.1006 | 27.1006 | 27.1006 | 27.1006 | 27.1006 | 27.1006 | 27.1006 | 27.1006 | 27.1006 | 27.1006 | 27.1006 | 27.1006
1532 | 27.1022 | 27.1022 | 27.1022 | 27.1022 | 27.1022 | 27.1022 | 27.1022 | 27.1022 | 27.1022 | 27.1022 | 27.1022 | 27.1022 | 27.1022 | 27.1022 | 27.1022 | 27.1022 | 27.1022 | 27.1022 | 27.1022 | 27.1022 | 27.1022 | 27.1022 | 27.1022 | 27.1022 | 27.1022 | 27.1022 | 27.1022 | 27.1022 | 27.1022 | 27.1022 | 27.1022 | 27.1022 | 27.1022 | 27.1022 | 27.1022 | 27.1022 | 27.1022 | 27.1022 | 27.1022 | 27.1022 | 27.1022 | 27.1022 | 27.1022 | 27.1022 | 27.1022 | 27.1022 | 27.1022 | 27.1022 | 27.1022 | 27.1022 | 27.1022 | 27.1022 | 27.1022 | 27.1022 | 27.1022 | 27.1022 | 27.1022 | 27.1022 | 27.1022 | 27.1022
1533 | 27.1038 | 27.1038 | 27.1038 | 27.1038 | 27.1038 | 27.1038 | 27.1038 | 27.1038 | 27.1038 | 27.1038 | 27.1038 | 27.1038 | 27.1038 | 27.1038 | 27.1038 | 27.1038 | 27.1038 | 27.1038 | 27.1038 | 27.1038 | 27.1038 | 27.1038 | 27.1038 | 27.1038 | 27.1038 | 27.1038 | 27.1038 | 27.1038 | 27.1038 | 27.1038 | 27.1038 | 27.1038 | 27.1038 | 27.1038 | 27.1038 | 27.1038 | 27.1038 | 27.1038 | 27.1038 | 27.1038 | 27.1038 | 27.1038 | 27.1038 | 27.1038 | 27.1038 | 27.1038 | 27.1038 | 27.1038 | 27.1038 | 27.1038 | 27.1038 | 27.1038 | 27.1038 | 27.1038 | 27.1038 | 27.1038 | 27.1038 | 27.1038 | 27.1038 | 27.1038
1534 | 27.1055 | 27.1055 | 27.1055 | 27.1055 | 27.1055 | 27.1055 | 27.1055 | 27.1055 | 27.1055 | 27.1055 | 27.1055 | 27.1055 | 27.1055 | 27.1055 | 27.1055 | 27.1055 | 27.1055 | 27.1055 | 27.1055 | 27.1055 | 27.1055 | 27.1055 | 27.1055 | 27.1055 | 27.1055 | 27.1055 | 27.1055 | 27.1055 | 27.1055 | 27.1055 | 27.1055 | 27.1055 | 27.1055 | 27.1055 | 27.1055 | 27.1055 | 27.1055 | 27.1055 | 27.1055 | 27.1055 | 27.1055 | 27.1055 | 27.1055 | 27.1055 | 27.1055 | 27.1055 | 27.1055 | 27.1055 | 27.1055 | 27.1055 | 27.1055 | 27.1055 | 27.1055 | 27.1055 | 27.1055 | 27.1055 | 27.1055 | 27.1055 | 27.1055 | 27.1055
1535 | 27.1071 | 27.1071 | 27.1071 | 27.1071 | 27.1071 | 27.1071 | 27.1071 | 27.1071 | 27.1071 | 27.1071 | 27.1071 | 27.1071 | 27.1071 | 27.1071 | 27.1071 | 27.1071 | 27.1071 | 27.1071 | 27.1071 | 27.1071 | 27.1071 | 27.1071 | 27.1071 | 27.1071 | 27.1071 | 27.1071 | 27.1071 | 27.1071 | 27.1071 | 27.1071 | 27.1071 | 27.1071 | 27.1071 | 27.1071 | 27.1071 | 27.1071 | 27.1071 | 27.1071 | 27.1071 | 27.1071 | 27.1071 | 27.1071 | 27.1071 | 27.1071 | 27.1071 | 27.1071 | 27.1071 | 27.1071 | 27.1071 | 27.1071 | 27.1071 | 27.1071 | 27.1071 | 27.1071 | 27.1071 | 27.1071 | 27.1071 | 27.1071 | 27.1071 | 27.1071
1536 | 27.1087 | 27.1087 | 27.1087 | 27.1087 | 27.1087 | 27.1087 | 27.1087 | 27.1087 | 27.1087 | 27.1087 | 27.1087 | 27.1087 | 27.1087 | 27.1087 | 27.1087 | 27.1087 | 27.1087 | 27.1087 | 27.1087 | 27.1087 | 27.1087 | 27.1087 | 27.1087 | 27.1087 | 27.1087 | 27.1087 | 27.1087 | 27.1087 | 27.1087 | 27.1087 | 27.1087 | 27.1087 | 27.1087 | 27.1087 | 27.1087 | 27.1087 | 27.1087 | 27.1087 | 27.1087 | 27.1087 | 27.1087 | 27.1087 | 27.1087 | 27.1087 | 27.1087 | 27.1087 | 27.1087 | 27.1087 | 27.1087 | 27.1087 | 27.1087 | 27.1087 | 27.1087 | 27.1087 | 27.1087 | 27.1087 | 27.1087 | 27.1087 | 27.1087 | 27.1087
1537 | 27.1104 | 27.1104 | 27.1104 | 27.1104 | 27.1104 | 27.1104 | 27.1104 | 27.1104 | 27.1104 | 27.1104 | 27.1104 | 27.1104 | 27.1104 | 27.1104 | 27.1104 | 27.1104 | 27.1104 | 27.1104 | 27.1104 | 27.1104 | 27.1104 | 27.1104 | 27.1104 | 27.1104 | 27.1104 | 27.1104 | 27.1104 | 27.1104 | 27.1104 | 27.1104 | 27.1104 | 27.1104 | 27.1104 | 27.1104 | 27.1104 | 27.1104 | 27.1104 | 27.1104 | 27.1104 | 27.1104 | 27.1104 | 27.1104 | 27.1104 | 27.1104 | 27.1104 | 27.1104 | 27.1104 | 27.1104 | 27.1104 | 27.1104 | 27.1104 | 27.1104 | 27.1104 | 27.1104 | 27.1104 | 27.1104 | 27.1104 | 27.1104 | 27.1104 | 27.1104
1538 | 27.112 | 27.112 | 27.112 | 27.112 | 27.112 | 27.112 | 27.112 | 27.112 | 27.112 | 27.112 | 27.112 | 27.112 | 27.112 | 27.112 | 27.112 | 27.112 | 27.112 | 27.112 | 27.112 | 27.112 | 27.112 | 27.112 | 27.112 | 27.112 | 27.112 | 27.112 | 27.112 | 27.112 | 27.112 | 27.112 | 27.112 | 27.112 | 27.112 | 27.112 | 27.112 | 27.112 | 27.112 | 27.112 | 27.112 | 27.112 | 27.112 | 27.112 | 27.112 | 27.112 | 27.112 | 27.112 | 27.112 | 27.112 | 27.112 | 27.112 | 27.112 | 27.112 | 27.112 | 27.112 | 27.112 | 27.112 | 27.112 | 27.112 | 27.112 | 27.112
1539 | 27.1136 | 27.1136 | 27.1136 | 27.1136 | 27.1136 | 27.1136 | 27.1136 | 27.1136 | 27.1136 | 27.1136 | 27.1136 | 27.1136 | 27.1136 | 27.1136 | 27.1136 | 27.1136 | 27.1136 | 27.1136 | 27.1136 | 27.1136 | 27.1136 | 27.1136 | 27.1136 | 27.1136 | 27.1136 | 27.1136 | 27.1136 | 27.1136 | 27.1136 | 27.1136 | 27.1136 | 27.1136 | 27.1136 | 27.1136 | 27.1136 | 27.1136 | 27.1136 | 27.1136 | 27.1136 | 27.1136 | 27.1136 | 27.1136 | 27.1136 | 27.1136 | 27.1136 | 27.1136 | 27.1136 | 27.1136 | 27.1136 | 27.1136 | 27.1136 | 27.1136 | 27.1136 | 27.1136 | 27.1136 | 27.1136 | 27.1136 | 27.1136 | 27.1136 | 27.1136
1540 | 27.1152 | 27.1152 | 27.1152 | 27.1152 | 27.1152 | 27.1152 | 27.1152 | 27.1152 | 27.1152 | 27.1152 | 27.1152 | 27.1152 | 27.1152 | 27.1152 | 27.1152 | 27.1152 | 27.1152 | 27.1152 | 27.1152 | 27.1152 | 27.1152 | 27.1152 | 27.1152 | 27.1152 | 27.1152 | 27.1152 | 27.1152 | 27.1152 | 27.1152 | 27.1152 | 27.1152 | 27.1152 | 27.1152 | 27.1152 | 27.1152 | 27.1152 | 27.1152 | 27.1152 | 27.1152 | 27.1152 | 27.1152 | 27.1152 | 27.1152 | 27.1152 | 27.1152 | 27.1152 | 27.1152 | 27.1152 | 27.1152 | 27.1152 | 27.1152 | 27.1152 | 27.1152 | 27.1152 | 27.1152 | 27.1152 | 27.1152 | 27.1152 | 27.1152 | 27.1152
1541 | 27.1169 | 27.1169 | 27.1169 | 27.1169 | 27.1169 | 27.1169 | 27.1169 | 27.1169 | 27.1169 | 27.1169 | 27.1169 | 27.1169 | 27.1169 | 27.1169 | 27.1169 | 27.1169 | 27.1169 | 27.1169 | 27.1169 | 27.1169 | 27.1169 | 27.1169 | 27.1169 | 27.1169 | 27.1169 | 27.1169 | 27.1169 | 27.1169 | 27.1169 | 27.1169 | 27.1169 | 27.1169 | 27.1169 | 27.1169 | 27.1169 | 27.1169 | 27.1169 | 27.1169 | 27.1169 | 27.1169 | 27.1169 | 27.1169 | 27.1169 | 27.1169 | 27.1169 | 27.1169 | 27.1169 | 27.1169 | 27.1169 | 27.1169 | 27.1169 | 27.1169 | 27.1169 | 27.1169 | 27.1169 | 27.1169 | 27.1169 | 27.1169 | 27.1169 | 27.1169
1542 | 27.1185 | 27.1185 | 27.1185 | 27.1185 | 27.1185 | 27.1185 | 27.1185 | 27.1185 | 27.1185 | 27.1185 | 27.1185 | 27.1185 | 27.1185 | 27.1185 | 27.1185 | 27.1185 | 27.1185 | 27.1185 | 27.1185 | 27.1185 | 27.1185 | 27.1185 | 27.1185 | 27.1185 | 27.1185 | 27.1185 | 27.1185 | 27.1185 | 27.1185 | 27.1185 | 27.1185 | 27.1185 | 27.1185 | 27.1185 | 27.1185 | 27.1185 | 27.1185 | 27.1185 | 27.1185 | 27.1185 | 27.1185 | 27.1185 | 27.1185 | 27.1185 | 27.1185 | 27.1185 | 27.1185 | 27.1185 | 27.1185 | 27.1185 | 27.1185 | 27.1185 | 27.1185 | 27.1185 | 27.1185 | 27.1185 | 27.1185 | 27.1185 | 27.1185 | 27.1185
1543 | 27.1201 | 27.1201 | 27.1201 | 27.1201 | 27.1201 | 27.1201 | 27.1201 | 27.1201 | 27.1201 | 27.1201 | 27.1201 | 27.1201 | 27.1201 | 27.1201 | 27.1201 | 27.1201 | 27.1201 | 27.1201 | 27.1201 | 27.1201 | 27.1201 | 27.1201 | 27.1201 | 27.1201 | 27.1201 | 27.1201 | 27.1201 | 27.1201 | 27.1201 | 27.1201 | 27.1201 | 27.1201 | 27.1201 | 27.1201 | 27.1201 | 27.1201 | 27.1201 | 27.1201 | 27.1201 | 27.1201 | 27.1201 | 27.1201 | 27.1201 | 27.1201 | 27.1201 | 27.1201 | 27.1201 | 27.1201 | 27.1201 | 27.1201 | 27.1201 | 27.1201 | 27.1201 | 27.1201 | 27.1201 | 27.1201 | 27.1201 | 27.1201 | 27.1201 | 27.1201
1544 | 27.1217 | 27.1217 | 27.1217 | 27.1217 | 27.1217 | 27.1217 | 27.1217 | 27.1217 | 27.1217 | 27.1217 | 27.1217 | 27.1217 | 27.1217 | 27.1217 | 27.1217 | 27.1217 | 27.1217 | 27.1217 | 27.1217 | 27.1217 | 27.1217 | 27.1217 | 27.1217 | 27.1217 | 27.1217 | 27.1217 | 27.1217 | 27.1217 | 27.1217 | 27.1217 | 27.1217 | 27.1217 | 27.1217 | 27.1217 | 27.1217 | 27.1217 | 27.1217 | 27.1217 | 27.1217 | 27.1217 | 27.1217 | 27.1217 | 27.1217 | 27.1217 | 27.1217 | 27.1217 | 27.1217 | 27.1217 | 27.1217 | 27.1217 | 27.1217 | 27.1217 | 27.1217 | 27.1217 | 27.1217 | 27.1217 | 27.1217 | 27.1217 | 27.1217 | 27.1217
1545 | 27.1233 | 27.1233 | 27.1233 | 27.1233 | 27.1233 | 27.1233 | 27.1233 | 27.1233 | 27.1233 | 27.1233 | 27.1233 | 27.1233 | 27.1233 | 27.1233 | 27.1233 | 27.1233 | 27.1233 | 27.1233 | 27.1233 | 27.1233 | 27.1233 | 27.1233 | 27.1233 | 27.1233 | 27.1233 | 27.1233 | 27.1233 | 27.1233 | 27.1233 | 27.1233 | 27.1233 | 27.1233 | 27.1233 | 27.1233 | 27.1233 | 27.1233 | 27.1233 | 27.1233 | 27.1233 | 27.1233 | 27.1233 | 27.1233 | 27.1233 | 27.1233 | 27.1233 | 27.1233 | 27.1233 | 27.1233 | 27.1233 | 27.1233 | 27.1233 | 27.1233 | 27.1233 | 27.1233 | 27.1233 | 27.1233 | 27.1233 | 27.1233 | 27.1233 | 27.1233
1546 | 27.125 | 27.125 | 27.125 | 27.125 | 27.125 | 27.125 | 27.125 | 27.125 | 27.125 | 27.125 | 27.125 | 27.125 | 27.125 | 27.125 | 27.125 | 27.125 | 27.125 | 27.125 | 27.125 | 27.125 | 27.125 | 27.125 | 27.125 | 27.125 | 27.125 | 27.125 | 27.125 | 27.125 | 27.125 | 27.125 | 27.125 | 27.125 | 27.125 | 27.125 | 27.125 | 27.125 | 27.125 | 27.125 | 27.125 | 27.125 | 27.125 | 27.125 | 27.125 | 27.125 | 27.125 | 27.125 | 27.125 | 27.125 | 27.125 | 27.125 | 27.125 | 27.125 | 27.125 | 27.125 | 27.125 | 27.125 | 27.125 | 27.125 | 27.125 | 27.125
1547 | 27.1266 | 27.1266 | 27.1266 | 27.1266 | 27.1266 | 27.1266 | 27.1266 | 27.1266 | 27.1266 | 27.1266 | 27.1266 | 27.1266 | 27.1266 | 27.1266 | 27.1266 | 27.1266 | 27.1266 | 27.1266 | 27.1266 | 27.1266 | 27.1266 | 27.1266 | 27.1266 | 27.1266 | 27.1266 | 27.1266 | 27.1266 | 27.1266 | 27.1266 | 27.1266 | 27.1266 | 27.1266 | 27.1266 | 27.1266 | 27.1266 | 27.1266 | 27.1266 | 27.1266 | 27.1266 | 27.1266 | 27.1266 | 27.1266 | 27.1266 | 27.1266 | 27.1266 | 27.1266 | 27.1266 | 27.1266 | 27.1266 | 27.1266 | 27.1266 | 27.1266 | 27.1266 | 27.1266 | 27.1266 | 27.1266 | 27.1266 | 27.1266 | 27.1266 | 27.1266
1548 | 27.1282 | 27.1282 | 27.1282 | 27.1282 | 27.1282 | 27.1282 | 27.1282 | 27.1282 | 27.1282 | 27.1282 | 27.1282 | 27.1282 | 27.1282 | 27.1282 | 27.1282 | 27.1282 | 27.1282 | 27.1282 | 27.1282 | 27.1282 | 27.1282 | 27.1282 | 27.1282 | 27.1282 | 27.1282 | 27.1282 | 27.1282 | 27.1282 | 27.1282 | 27.1282 | 27.1282 | 27.1282 | 27.1282 | 27.1282 | 27.1282 | 27.1282 | 27.1282 | 27.1282 | 27.1282 | 27.1282 | 27.1282 | 27.1282 | 27.1282 | 27.1282 | 27.1282 | 27.1282 | 27.1282 | 27.1282 | 27.1282 | 27.1282 | 27.1282 | 27.1282 | 27.1282 | 27.1282 | 27.1282 | 27.1282 | 27.1282 | 27.1282 | 27.1282 | 27.1282
1549 | 27.1298 | 27.1298 | 27.1298 | 27.1298 | 27.1298 | 27.1298 | 27.1298 | 27.1298 | 27.1298 | 27.1298 | 27.1298 | 27.1298 | 27.1298 | 27.1298 | 27.1298 | 27.1298 | 27.1298 | 27.1298 | 27.1298 | 27.1298 | 27.1298 | 27.1298 | 27.1298 | 27.1298 | 27.1298 | 27.1298 | 27.1298 | 27.1298 | 27.1298 | 27.1298 | 27.1298 | 27.1298 | 27.1298 | 27.1298 | 27.1298 | 27.1298 | 27.1298 | 27.1298 | 27.1298 | 27.1298 | 27.1298 | 27.1298 | 27.1298 | 27.1298 | 27.1298 | 27.1298 | 27.1298 | 27.1298 | 27.1298 | 27.1298 | 27.1298 | 27.1298 | 27.1298 | 27.1298 | 27.1298 | 27.1298 | 27.1298 | 27.1298 | 27.1298 | 27.1298
1550 | 27.1314 | 27.1314 | 27.1314 | 27.1314 | 27.1314 | 27.1314 | 27.1314 | 27.1314 | 27.1314 | 27.1314 | 27.1314 | 27.1314 | 27.1314 | 27.1314 | 27.1314 | 27.1314 | 27.1314 | 27.1314 | 27.1314 | 27.1314 | 27.1314 | 27.1314 | 27.1314 | 27.1314 | 27.1314 | 27.1314 | 27.1314 | 27.1314 | 27.1314 | 27.1314 | 27.1314 | 27.1314 | 27.1314 | 27.1314 | 27.1314 | 27.1314 | 27.1314 | 27.1314 | 27.1314 | 27.1314 | 27.1314 | 27.1314 | 27.1314 | 27.1314 | 27.1314 | 27.1314 | 27.1314 | 27.1314 | 27.1314 | 27.1314 | 27.1314 | 27.1314 | 27.1314 | 27.1314 | 27.1314 | 27.1314 | 27.1314 | 27.1314 | 27.1314 | 27.1314
1551 | 27.133 | 27.133 | 27.133 | 27.133 | 27.133 | 27.133 | 27.133 | 27.133 | 27.133 | 27.133 | 27.133 | 27.133 | 27.133 | 27.133 | 27.133 | 27.133 | 27.133 | 27.133 | 27.133 | 27.133 | 27.133 | 27.133 | 27.133 | 27.133 | 27.133 | 27.133 | 27.133 | 27.133 | 27.133 | 27.133 | 27.133 | 27.133 | 27.133 | 27.133 | 27.133 | 27.133 | 27.133 | 27.133 | 27.133 | 27.133 | 27.133 | 27.133 | 27.133 | 27.133 | 27.133 | 27.133 | 27.133 | 27.133 | 27.133 | 27.133 | 27.133 | 27.133 | 27.133 | 27.133 | 27.133 | 27.133 | 27.133 | 27.133 | 27.133 | 27.133
1552 | 27.1346 | 27.1346 | 27.1346 | 27.1346 | 27.1346 | 27.1346 | 27.1346 | 27.1346 | 27.1346 | 27.1346 | 27.1346 | 27.1346 | 27.1346 | 27.1346 | 27.1346 | 27.1346 | 27.1346 | 27.1346 | 27.1346 | 27.1346 | 27.1346 | 27.1346 | 27.1346 | 27.1346 | 27.1346 | 27.1346 | 27.1346 | 27.1346 | 27.1346 | 27.1346 | 27.1346 | 27.1346 | 27.1346 | 27.1346 | 27.1346 | 27.1346 | 27.1346 | 27.1346 | 27.1346 | 27.1346 | 27.1346 | 27.1346 | 27.1346 | 27.1346 | 27.1346 | 27.1346 | 27.1346 | 27.1346 | 27.1346 | 27.1346 | 27.1346 | 27.1346 | 27.1346 | 27.1346 | 27.1346 | 27.1346 | 27.1346 | 27.1346 | 27.1346 | 27.1346
1553 | 27.1363 | 27.1363 | 27.1363 | 27.1363 | 27.1363 | 27.1363 | 27.1363 | 27.1363 | 27.1363 | 27.1363 | 27.1363 | 27.1363 | 27.1363 | 27.1363 | 27.1363 | 27.1363 | 27.1363 | 27.1363 | 27.1363 | 27.1363 | 27.1363 | 27.1363 | 27.1363 | 27.1363 | 27.1363 | 27.1363 | 27.1363 | 27.1363 | 27.1363 | 27.1363 | 27.1363 | 27.1363 | 27.1363 | 27.1363 | 27.1363 | 27.1363 | 27.1363 | 27.1363 | 27.1363 | 27.1363 | 27.1363 | 27.1363 | 27.1363 | 27.1363 | 27.1363 | 27.1363 | 27.1363 | 27.1363 | 27.1363 | 27.1363 | 27.1363 | 27.1363 | 27.1363 | 27.1363 | 27.1363 | 27.1363 | 27.1363 | 27.1363 | 27.1363 | 27.1363
1554 | 27.1379 | 27.1379 | 27.1379 | 27.1379 | 27.1379 | 27.1379 | 27.1379 | 27.1379 | 27.1379 | 27.1379 | 27.1379 | 27.1379 | 27.1379 | 27.1379 | 27.1379 | 27.1379 | 27.1379 | 27.1379 | 27.1379 | 27.1379 | 27.1379 | 27.1379 | 27.1379 | 27.1379 | 27.1379 | 27.1379 | 27.1379 | 27.1379 | 27.1379 | 27.1379 | 27.1379 | 27.1379 | 27.1379 | 27.1379 | 27.1379 | 27.1379 | 27.1379 | 27.1379 | 27.1379 | 27.1379 | 27.1379 | 27.1379 | 27.1379 | 27.1379 | 27.1379 | 27.1379 | 27.1379 | 27.1379 | 27.1379 | 27.1379 | 27.1379 | 27.1379 | 27.1379 | 27.1379 | 27.1379 | 27.1379 | 27.1379 | 27.1379 | 27.1379 | 27.1379
1555 | 27.1395 | 27.1395 | 27.1395 | 27.1395 | 27.1395 | 27.1395 | 27.1395 | 27.1395 | 27.1395 | 27.1395 | 27.1395 | 27.1395 | 27.1395 | 27.1395 | 27.1395 | 27.1395 | 27.1395 | 27.1395 | 27.1395 | 27.1395 | 27.1395 | 27.1395 | 27.1395 | 27.1395 | 27.1395 | 27.1395 | 27.1395 | 27.1395 | 27.1395 | 27.1395 | 27.1395 | 27.1395 | 27.1395 | 27.1395 | 27.1395 | 27.1395 | 27.1395 | 27.1395 | 27.1395 | 27.1395 | 27.1395 | 27.1395 | 27.1395 | 27.1395 | 27.1395 | 27.1395 | 27.1395 | 27.1395 | 27.1395 | 27.1395 | 27.1395 | 27.1395 | 27.1395 | 27.1395 | 27.1395 | 27.1395 | 27.1395 | 27.1395 | 27.1395 | 27.1395
1556 | 27.1411 | 27.1411 | 27.1411 | 27.1411 | 27.1411 | 27.1411 | 27.1411 | 27.1411 | 27.1411 | 27.1411 | 27.1411 | 27.1411 | 27.1411 | 27.1411 | 27.1411 | 27.1411 | 27.1411 | 27.1411 | 27.1411 | 27.1411 | 27.1411 | 27.1411 | 27.1411 | 27.1411 | 27.1411 | 27.1411 | 27.1411 | 27.1411 | 27.1411 | 27.1411 | 27.1411 | 27.1411 | 27.1411 | 27.1411 | 27.1411 | 27.1411 | 27.1411 | 27.1411 | 27.1411 | 27.1411 | 27.1411 | 27.1411 | 27.1411 | 27.1411 | 27.1411 | 27.1411 | 27.1411 | 27.1411 | 27.1411 | 27.1411 | 27.1411 | 27.1411 | 27.1411 | 27.1411 | 27.1411 | 27.1411 | 27.1411 | 27.1411 | 27.1411 | 27.1411
1557 | 27.1427 | 27.1427 | 27.1427 | 27.1427 | 27.1427 | 27.1427 | 27.1427 | 27.1427 | 27.1427 | 27.1427 | 27.1427 | 27.1427 | 27.1427 | 27.1427 | 27.1427 | 27.1427 | 27.1427 | 27.1427 | 27.1427 | 27.1427 | 27.1427 | 27.1427 | 27.1427 | 27.1427 | 27.1427 | 27.1427 | 27.1427 | 27.1427 | 27.1427 | 27.1427 | 27.1427 | 27.1427 | 27.1427 | 27.1427 | 27.1427 | 27.1427 | 27.1427 | 27.1427 | 27.1427 | 27.1427 | 27.1427 | 27.1427 | 27.1427 | 27.1427 | 27.1427 | 27.1427 | 27.1427 | 27.1427 | 27.1427 | 27.1427 | 27.1427 | 27.1427 | 27.1427 | 27.1427 | 27.1427 | 27.1427 | 27.1427 | 27.1427 | 27.1427 | 27.1427
1558 | 27.1443 | 27.1443 | 27.1443 | 27.1443 | 27.1443 | 27.1443 | 27.1443 | 27.1443 | 27.1443 | 27.1443 | 27.1443 | 27.1443 | 27.1443 | 27.1443 | 27.1443 | 27.1443 | 27.1443 | 27.1443 | 27.1443 | 27.1443 | 27.1443 | 27.1443 | 27.1443 | 27.1443 | 27.1443 | 27.1443 | 27.1443 | 27.1443 | 27.1443 | 27.1443 | 27.1443 | 27.1443 | 27.1443 | 27.1443 | 27.1443 | 27.1443 | 27.1443 | 27.1443 | 27.1443 | 27.1443 | 27.1443 | 27.1443 | 27.1443 | 27.1443 | 27.1443 | 27.1443 | 27.1443 | 27.1443 | 27.1443 | 27.1443 | 27.1443 | 27.1443 | 27.1443 | 27.1443 | 27.1443 | 27.1443 | 27.1443 | 27.1443 | 27.1443 | 27.1443
1559 | 27.1459 | 27.1459 | 27.1459 | 27.1459 | 27.1459 | 27.1459 | 27.1459 | 27.1459 | 27.1459 | 27.1459 | 27.1459 | 27.1459 | 27.1459 | 27.1459 | 27.1459 | 27.1459 | 27.1459 | 27.1459 | 27.1459 | 27.1459 | 27.1459 | 27.1459 | 27.1459 | 27.1459 | 27.1459 | 27.1459 | 27.1459 | 27.1459 | 27.1459 | 27.1459 | 27.1459 | 27.1459 | 27.1459 | 27.1459 | 27.1459 | 27.1459 | 27.1459 | 27.1459 | 27.1459 | 27.1459 | 27.1459 | 27.1459 | 27.1459 | 27.1459 | 27.1459 | 27.1459 | 27.1459 | 27.1459 | 27.1459 | 27.1459 | 27.1459 | 27.1459 | 27.1459 | 27.1459 | 27.1459 | 27.1459 | 27.1459 | 27.1459 | 27.1459 | 27.1459
1560 | 27.1475 | 27.1475 | 27.1475 | 27.1475 | 27.1475 | 27.1475 | 27.1475 | 27.1475 | 27.1475 | 27.1475 | 27.1475 | 27.1475 | 27.1475 | 27.1475 | 27.1475 | 27.1475 | 27.1475 | 27.1475 | 27.1475 | 27.1475 | 27.1475 | 27.1475 | 27.1475 | 27.1475 | 27.1475 | 27.1475 | 27.1475 | 27.1475 | 27.1475 | 27.1475 | 27.1475 | 27.1475 | 27.1475 | 27.1475 | 27.1475 | 27.1475 | 27.1475 | 27.1475 | 27.1475 | 27.1475 | 27.1475 | 27.1475 | 27.1475 | 27.1475 | 27.1475 | 27.1475 | 27.1475 | 27.1475 | 27.1475 | 27.1475 | 27.1475 | 27.1475 | 27.1475 | 27.1475 | 27.1475 | 27.1475 | 27.1475 | 27.1475 | 27.1475 | 27.1475
1561 | 27.1491 | 27.1491 | 27.1491 | 27.1491 | 27.1491 | 27.1491 | 27.1491 | 27.1491 | 27.1491 | 27.1491 | 27.1491 | 27.1491 | 27.1491 | 27.1491 | 27.1491 | 27.1491 | 27.1491 | 27.1491 | 27.1491 | 27.1491 | 27.1491 | 27.1491 | 27.1491 | 27.1491 | 27.1491 | 27.1491 | 27.1491 | 27.1491 | 27.1491 | 27.1491 | 27.1491 | 27.1491 | 27.1491 | 27.1491 | 27.1491 | 27.1491 | 27.1491 | 27.1491 | 27.1491 | 27.1491 | 27.1491 | 27.1491 | 27.1491 | 27.1491 | 27.1491 | 27.1491 | 27.1491 | 27.1491 | 27.1491 | 27.1491 | 27.1491 | 27.1491 | 27.1491 | 27.1491 | 27.1491 | 27.1491 | 27.1491 | 27.1491 | 27.1491 | 27.1491
1562 | 27.1507 | 27.1507 | 27.1507 | 27.1507 | 27.1507 | 27.1507 | 27.1507 | 27.1507 | 27.1507 | 27.1507 | 27.1507 | 27.1507 | 27.1507 | 27.1507 | 27.1507 | 27.1507 | 27.1507 | 27.1507 | 27.1507 | 27.1507 | 27.1507 | 27.1507 | 27.1507 | 27.1507 | 27.1507 | 27.1507 | 27.1507 | 27.1507 | 27.1507 | 27.1507 | 27.1507 | 27.1507 | 27.1507 | 27.1507 | 27.1507 | 27.1507 | 27.1507 | 27.1507 | 27.1507 | 27.1507 | 27.1507 | 27.1507 | 27.1507 | 27.1507 | 27.1507 | 27.1507 | 27.1507 | 27.1507 | 27.1507 | 27.1507 | 27.1507 | 27.1507 | 27.1507 | 27.1507 | 27.1507 | 27.1507 | 27.1507 | 27.1507 | 27.1507 | 27.1507
1563 | 27.1523 | 27.1523 | 27.1523 | 27.1523 | 27.1523 | 27.1523 | 27.1523 | 27.1523 | 27.1523 | 27.1523 | 27.1523 | 27.1523 | 27.1523 | 27.1523 | 27.1523 | 27.1523 | 27.1523 | 27.1523 | 27.1523 | 27.1523 | 27.1523 | 27.1523 | 27.1523 | 27.1523 | 27.1523 | 27.1523 | 27.1523 | 27.1523 | 27.1523 | 27.1523 | 27.1523 | 27.1523 | 27.1523 | 27.1523 | 27.1523 | 27.1523 | 27.1523 | 27.1523 | 27.1523 | 27.1523 | 27.1523 | 27.1523 | 27.1523 | 27.1523 | 27.1523 | 27.1523 | 27.1523 | 27.1523 | 27.1523 | 27.1523 | 27.1523 | 27.1523 | 27.1523 | 27.1523 | 27.1523 | 27.1523 | 27.1523 | 27.1523 | 27.1523 | 27.1523
1564 | 27.1539 | 27.1539 | 27.1539 | 27.1539 | 27.1539 | 27.1539 | 27.1539 | 27.1539 | 27.1539 | 27.1539 | 27.1539 | 27.1539 | 27.1539 | 27.1539 | 27.1539 | 27.1539 | 27.1539 | 27.1539 | 27.1539 | 27.1539 | 27.1539 | 27.1539 | 27.1539 | 27.1539 | 27.1539 | 27.1539 | 27.1539 | 27.1539 | 27.1539 | 27.1539 | 27.1539 | 27.1539 | 27.1539 | 27.1539 | 27.1539 | 27.1539 | 27.1539 | 27.1539 | 27.1539 | 27.1539 | 27.1539 | 27.1539 | 27.1539 | 27.1539 | 27.1539 | 27.1539 | 27.1539 | 27.1539 | 27.1539 | 27.1539 | 27.1539 | 27.1539 | 27.1539 | 27.1539 | 27.1539 | 27.1539 | 27.1539 | 27.1539 | 27.1539 | 27.1539
1565 | 27.1555 | 27.1555 | 27.1555 | 27.1555 | 27.1555 | 27.1555 | 27.1555 | 27.1555 | 27.1555 | 27.1555 | 27.1555 | 27.1555 | 27.1555 | 27.1555 | 27.1555 | 27.1555 | 27.1555 | 27.1555 | 27.1555 | 27.1555 | 27.1555 | 27.1555 | 27.1555 | 27.1555 | 27.1555 | 27.1555 | 27.1555 | 27.1555 | 27.1555 | 27.1555 | 27.1555 | 27.1555 | 27.1555 | 27.1555 | 27.1555 | 27.1555 | 27.1555 | 27.1555 | 27.1555 | 27.1555 | 27.1555 | 27.1555 | 27.1555 | 27.1555 | 27.1555 | 27.1555 | 27.1555 | 27.1555 | 27.1555 | 27.1555 | 27.1555 | 27.1555 | 27.1555 | 27.1555 | 27.1555 | 27.1555 | 27.1555 | 27.1555 | 27.1555 | 27.1555
1566 | 27.1571 | 27.1571 | 27.1571 | 27.1571 | 27.1571 | 27.1571 | 27.1571 | 27.1571 | 27.1571 | 27.1571 | 27.1571 | 27.1571 | 27.1571 | 27.1571 | 27.1571 | 27.1571 | 27.1571 | 27.1571 | 27.1571 | 27.1571 | 27.1571 | 27.1571 | 27.1571 | 27.1571 | 27.1571 | 27.1571 | 27.1571 | 27.1571 | 27.1571 | 27.1571 | 27.1571 | 27.1571 | 27.1571 | 27.1571 | 27.1571 | 27.1571 | 27.1571 | 27.1571 | 27.1571 | 27.1571 | 27.1571 | 27.1571 | 27.1571 | 27.1571 | 27.1571 | 27.1571 | 27.1571 | 27.1571 | 27.1571 | 27.1571 | 27.1571 | 27.1571 | 27.1571 | 27.1571 | 27.1571 | 27.1571 | 27.1571 | 27.1571 | 27.1571 | 27.1571
1567 | 27.1587 | 27.1587 | 27.1587 | 27.1587 | 27.1587 | 27.1587 | 27.1587 | 27.1587 | 27.1587 | 27.1587 | 27.1587 | 27.1587 | 27.1587 | 27.1587 | 27.1587 | 27.1587 | 27.1587 | 27.1587 | 27.1587 | 27.1587 | 27.1587 | 27.1587 | 27.1587 | 27.1587 | 27.1587 | 27.1587 | 27.1587 | 27.1587 | 27.1587 | 27.1587 | 27.1587 | 27.1587 | 27.1587 | 27.1587 | 27.1587 | 27.1587 | 27.1587 | 27.1587 | 27.1587 | 27.1587 | 27.1587 | 27.1587 | 27.1587 | 27.1587 | 27.1587 | 27.1587 | 27.1587 | 27.1587 | 27.1587 | 27.1587 | 27.1587 | 27.1587 | 27.1587 | 27.1587 | 27.1587 | 27.1587 | 27.1587 | 27.1587 | 27.1587 | 27.1587
1568 | 27.1603 | 27.1603 | 27.1603 | 27.1603 | 27.1603 | 27.1603 | 27.1603 | 27.1603 | 27.1603 | 27.1603 | 27.1603 | 27.1603 | 27.1603 | 27.1603 | 27.1603 | 27.1603 | 27.1603 | 27.1603 | 27.1603 | 27.1603 | 27.1603 | 27.1603 | 27.1603 | 27.1603 | 27.1603 | 27.1603 | 27.1603 | 27.1603 | 27.1603 | 27.1603 | 27.1603 | 27.1603 | 27.1603 | 27.1603 | 27.1603 | 27.1603 | 27.1603 | 27.1603 | 27.1603 | 27.1603 | 27.1603 | 27.1603 | 27.1603 | 27.1603 | 27.1603 | 27.1603 | 27.1603 | 27.1603 | 27.1603 | 27.1603 | 27.1603 | 27.1603 | 27.1603 | 27.1603 | 27.1603 | 27.1603 | 27.1603 | 27.1603 | 27.1603 | 27.1603
1569 | 27.1619 | 27.1619 | 27.1619 | 27.1619 | 27.1619 | 27.1619 | 27.1619 | 27.1619 | 27.1619 | 27.1619 | 27.1619 | 27.1619 | 27.1619 | 27.1619 | 27.1619 | 27.1619 | 27.1619 | 27.1619 | 27.1619 | 27.1619 | 27.1619 | 27.1619 | 27.1619 | 27.1619 | 27.1619 | 27.1619 | 27.1619 | 27.1619 | 27.1619 | 27.1619 | 27.1619 | 27.1619 | 27.1619 | 27.1619 | 27.1619 | 27.1619 | 27.1619 | 27.1619 | 27.1619 | 27.1619 | 27.1619 | 27.1619 | 27.1619 | 27.1619 | 27.1619 | 27.1619 | 27.1619 | 27.1619 | 27.1619 | 27.1619 | 27.1619 | 27.1619 | 27.1619 | 27.1619 | 27.1619 | 27.1619 | 27.1619 | 27.1619 | 27.1619 | 27.1619
1570 | 27.1635 | 27.1635 | 27.1635 | 27.1635 | 27.1635 | 27.1635 | 27.1635 | 27.1635 | 27.1635 | 27.1635 | 27.1635 | 27.1635 | 27.1635 | 27.1635 | 27.1635 | 27.1635 | 27.1635 | 27.1635 | 27.1635 | 27.1635 | 27.1635 | 27.1635 | 27.1635 | 27.1635 | 27.1635 | 27.1635 | 27.1635 | 27.1635 | 27.1635 | 27.1635 | 27.1635 | 27.1635 | 27.1635 | 27.1635 | 27.1635 | 27.1635 | 27.1635 | 27.1635 | 27.1635 | 27.1635 | 27.1635 | 27.1635 | 27.1635 | 27.1635 | 27.1635 | 27.1635 | 27.1635 | 27.1635 | 27.1635 | 27.1635 | 27.1635 | 27.1635 | 27.1635 | 27.1635 | 27.1635 | 27.1635 | 27.1635 | 27.1635 | 27.1635 | 27.1635
1571 | 27.1651 | 27.1651 | 27.1651 | 27.1651 | 27.1651 | 27.1651 | 27.1651 | 27.1651 | 27.1651 | 27.1651 | 27.1651 | 27.1651 | 27.1651 | 27.1651 | 27.1651 | 27.1651 | 27.1651 | 27.1651 | 27.1651 | 27.1651 | 27.1651 | 27.1651 | 27.1651 | 27.1651 | 27.1651 | 27.1651 | 27.1651 | 27.1651 | 27.1651 | 27.1651 | 27.1651 | 27.1651 | 27.1651 | 27.1651 | 27.1651 | 27.1651 | 27.1651 | 27.1651 | 27.1651 | 27.1651 | 27.1651 | 27.1651 | 27.1651 | 27.1651 | 27.1651 | 27.1651 | 27.1651 | 27.1651 | 27.1651 | 27.1651 | 27.1651 | 27.1651 | 27.1651 | 27.1651 | 27.1651 | 27.1651 | 27.1651 | 27.1651 | 27.1651 | 27.1651
1572 | 27.1667 | 27.1667 | 27.1667 | 27.1667 | 27.1667 | 27.1667 | 27.1667 | 27.1667 | 27.1667 | 27.1667 | 27.1667 | 27.1667 | 27.1667 | 27.1667 | 27.1667 | 27.1667 | 27.1667 | 27.1667 | 27.1667 | 27.1667 | 27.1667 | 27.1667 | 27.1667 | 27.1667 | 27.1667 | 27.1667 | 27.1667 | 27.1667 | 27.1667 | 27.1667 | 27.1667 | 27.1667 | 27.1667 | 27.1667 | 27.1667 | 27.1667 | 27.1667 | 27.1667 | 27.1667 | 27.1667 | 27.1667 | 27.1667 | 27.1667 | 27.1667 | 27.1667 | 27.1667 | 27.1667 | 27.1667 | 27.1667 | 27.1667 | 27.1667 | 27.1667 | 27.1667 | 27.1667 | 27.1667 | 27.1667 | 27.1667 | 27.1667 | 27.1667 | 27.1667
1573 | 27.1682 | 27.1682 | 27.1682 | 27.1682 | 27.1682 | 27.1682 | 27.1682 | 27.1682 | 27.1682 | 27.1682 | 27.1682 | 27.1682 | 27.1682 | 27.1682 | 27.1682 | 27.1682 | 27.1682 | 27.1682 | 27.1682 | 27.1682 | 27.1682 | 27.1682 | 27.1682 | 27.1682 | 27.1682 | 27.1682 | 27.1682 | 27.1682 | 27.1682 | 27.1682 | 27.1682 | 27.1682 | 27.1682 | 27.1682 | 27.1682 | 27.1682 | 27.1682 | 27.1682 | 27.1682 | 27.1682 | 27.1682 | 27.1682 | 27.1682 | 27.1682 | 27.1682 | 27.1682 | 27.1682 | 27.1682 | 27.1682 | 27.1682 | 27.1682 | 27.1682 | 27.1682 | 27.1682 | 27.1682 | 27.1682 | 27.1682 | 27.1682 | 27.1682 | 27.1682
1574 | 27.1698 | 27.1698 | 27.1698 | 27.1698 | 27.1698 | 27.1698 | 27.1698 | 27.1698 | 27.1698 | 27.1698 | 27.1698 | 27.1698 | 27.1698 | 27.1698 | 27.1698 | 27.1698 | 27.1698 | 27.1698 | 27.1698 | 27.1698 | 27.1698 | 27.1698 | 27.1698 | 27.1698 | 27.1698 | 27.1698 | 27.1698 | 27.1698 | 27.1698 | 27.1698 | 27.1698 | 27.1698 | 27.1698 | 27.1698 | 27.1698 | 27.1698 | 27.1698 | 27.1698 | 27.1698 | 27.1698 | 27.1698 | 27.1698 | 27.1698 | 27.1698 | 27.1698 | 27.1698 | 27.1698 | 27.1698 | 27.1698 | 27.1698 | 27.1698 | 27.1698 | 27.1698 | 27.1698 | 27.1698 | 27.1698 | 27.1698 | 27.1698 | 27.1698 | 27.1698
1575 | 27.1714 | 27.1714 | 27.1714 | 27.1714 | 27.1714 | 27.1714 | 27.1714 | 27.1714 | 27.1714 | 27.1714 | 27.1714 | 27.1714 | 27.1714 | 27.1714 | 27.1714 | 27.1714 | 27.1714 | 27.1714 | 27.1714 | 27.1714 | 27.1714 | 27.1714 | 27.1714 | 27.1714 | 27.1714 | 27.1714 | 27.1714 | 27.1714 | 27.1714 | 27.1714 | 27.1714 | 27.1714 | 27.1714 | 27.1714 | 27.1714 | 27.1714 | 27.1714 | 27.1714 | 27.1714 | 27.1714 | 27.1714 | 27.1714 | 27.1714 | 27.1714 | 27.1714 | 27.1714 | 27.1714 | 27.1714 | 27.1714 | 27.1714 | 27.1714 | 27.1714 | 27.1714 | 27.1714 | 27.1714 | 27.1714 | 27.1714 | 27.1714 | 27.1714 | 27.1714
1576 | 27.173 | 27.173 | 27.173 | 27.173 | 27.173 | 27.173 | 27.173 | 27.173 | 27.173 | 27.173 | 27.173 | 27.173 | 27.173 | 27.173 | 27.173 | 27.173 | 27.173 | 27.173 | 27.173 | 27.173 | 27.173 | 27.173 | 27.173 | 27.173 | 27.173 | 27.173 | 27.173 | 27.173 | 27.173 | 27.173 | 27.173 | 27.173 | 27.173 | 27.173 | 27.173 | 27.173 | 27.173 | 27.173 | 27.173 | 27.173 | 27.173 | 27.173 | 27.173 | 27.173 | 27.173 | 27.173 | 27.173 | 27.173 | 27.173 | 27.173 | 27.173 | 27.173 | 27.173 | 27.173 | 27.173 | 27.173 | 27.173 | 27.173 | 27.173 | 27.173
1577 | 27.1746 | 27.1746 | 27.1746 | 27.1746 | 27.1746 | 27.1746 | 27.1746 | 27.1746 | 27.1746 | 27.1746 | 27.1746 | 27.1746 | 27.1746 | 27.1746 | 27.1746 | 27.1746 | 27.1746 | 27.1746 | 27.1746 | 27.1746 | 27.1746 | 27.1746 | 27.1746 | 27.1746 | 27.1746 | 27.1746 | 27.1746 | 27.1746 | 27.1746 | 27.1746 | 27.1746 | 27.1746 | 27.1746 | 27.1746 | 27.1746 | 27.1746 | 27.1746 | 27.1746 | 27.1746 | 27.1746 | 27.1746 | 27.1746 | 27.1746 | 27.1746 | 27.1746 | 27.1746 | 27.1746 | 27.1746 | 27.1746 | 27.1746 | 27.1746 | 27.1746 | 27.1746 | 27.1746 | 27.1746 | 27.1746 | 27.1746 | 27.1746 | 27.1746 | 27.1746
1578 | 27.1762 | 27.1762 | 27.1762 | 27.1762 | 27.1762 | 27.1762 | 27.1762 | 27.1762 | 27.1762 | 27.1762 | 27.1762 | 27.1762 | 27.1762 | 27.1762 | 27.1762 | 27.1762 | 27.1762 | 27.1762 | 27.1762 | 27.1762 | 27.1762 | 27.1762 | 27.1762 | 27.1762 | 27.1762 | 27.1762 | 27.1762 | 27.1762 | 27.1762 | 27.1762 | 27.1762 | 27.1762 | 27.1762 | 27.1762 | 27.1762 | 27.1762 | 27.1762 | 27.1762 | 27.1762 | 27.1762 | 27.1762 | 27.1762 | 27.1762 | 27.1762 | 27.1762 | 27.1762 | 27.1762 | 27.1762 | 27.1762 | 27.1762 | 27.1762 | 27.1762 | 27.1762 | 27.1762 | 27.1762 | 27.1762 | 27.1762 | 27.1762 | 27.1762 | 27.1762
1579 | 27.1778 | 27.1778 | 27.1778 | 27.1778 | 27.1778 | 27.1778 | 27.1778 | 27.1778 | 27.1778 | 27.1778 | 27.1778 | 27.1778 | 27.1778 | 27.1778 | 27.1778 | 27.1778 | 27.1778 | 27.1778 | 27.1778 | 27.1778 | 27.1778 | 27.1778 | 27.1778 | 27.1778 | 27.1778 | 27.1778 | 27.1778 | 27.1778 | 27.1778 | 27.1778 | 27.1778 | 27.1778 | 27.1778 | 27.1778 | 27.1778 | 27.1778 | 27.1778 | 27.1778 | 27.1778 | 27.1778 | 27.1778 | 27.1778 | 27.1778 | 27.1778 | 27.1778 | 27.1778 | 27.1778 | 27.1778 | 27.1778 | 27.1778 | 27.1778 | 27.1778 | 27.1778 | 27.1778 | 27.1778 | 27.1778 | 27.1778 | 27.1778 | 27.1778 | 27.1778
1580 | 27.1793 | 27.1793 | 27.1793 | 27.1793 | 27.1793 | 27.1793 | 27.1793 | 27.1793 | 27.1793 | 27.1793 | 27.1793 | 27.1793 | 27.1793 | 27.1793 | 27.1793 | 27.1793 | 27.1793 | 27.1793 | 27.1793 | 27.1793 | 27.1793 | 27.1793 | 27.1793 | 27.1793 | 27.1793 | 27.1793 | 27.1793 | 27.1793 | 27.1793 | 27.1793 | 27.1793 | 27.1793 | 27.1793 | 27.1793 | 27.1793 | 27.1793 | 27.1793 | 27.1793 | 27.1793 | 27.1793 | 27.1793 | 27.1793 | 27.1793 | 27.1793 | 27.1793 | 27.1793 | 27.1793 | 27.1793 | 27.1793 | 27.1793 | 27.1793 | 27.1793 | 27.1793 | 27.1793 | 27.1793 | 27.1793 | 27.1793 | 27.1793 | 27.1793 | 27.1793
1581 | 27.1809 | 27.1809 | 27.1809 | 27.1809 | 27.1809 | 27.1809 | 27.1809 | 27.1809 | 27.1809 | 27.1809 | 27.1809 | 27.1809 | 27.1809 | 27.1809 | 27.1809 | 27.1809 | 27.1809 | 27.1809 | 27.1809 | 27.1809 | 27.1809 | 27.1809 | 27.1809 | 27.1809 | 27.1809 | 27.1809 | 27.1809 | 27.1809 | 27.1809 | 27.1809 | 27.1809 | 27.1809 | 27.1809 | 27.1809 | 27.1809 | 27.1809 | 27.1809 | 27.1809 | 27.1809 | 27.1809 | 27.1809 | 27.1809 | 27.1809 | 27.1809 | 27.1809 | 27.1809 | 27.1809 | 27.1809 | 27.1809 | 27.1809 | 27.1809 | 27.1809 | 27.1809 | 27.1809 | 27.1809 | 27.1809 | 27.1809 | 27.1809 | 27.1809 | 27.1809
1582 | 27.1825 | 27.1825 | 27.1825 | 27.1825 | 27.1825 | 27.1825 | 27.1825 | 27.1825 | 27.1825 | 27.1825 | 27.1825 | 27.1825 | 27.1825 | 27.1825 | 27.1825 | 27.1825 | 27.1825 | 27.1825 | 27.1825 | 27.1825 | 27.1825 | 27.1825 | 27.1825 | 27.1825 | 27.1825 | 27.1825 | 27.1825 | 27.1825 | 27.1825 | 27.1825 | 27.1825 | 27.1825 | 27.1825 | 27.1825 | 27.1825 | 27.1825 | 27.1825 | 27.1825 | 27.1825 | 27.1825 | 27.1825 | 27.1825 | 27.1825 | 27.1825 | 27.1825 | 27.1825 | 27.1825 | 27.1825 | 27.1825 | 27.1825 | 27.1825 | 27.1825 | 27.1825 | 27.1825 | 27.1825 | 27.1825 | 27.1825 | 27.1825 | 27.1825 | 27.1825
1583 | 27.1841 | 27.1841 | 27.1841 | 27.1841 | 27.1841 | 27.1841 | 27.1841 | 27.1841 | 27.1841 | 27.1841 | 27.1841 | 27.1841 | 27.1841 | 27.1841 | 27.1841 | 27.1841 | 27.1841 | 27.1841 | 27.1841 | 27.1841 | 27.1841 | 27.1841 | 27.1841 | 27.1841 | 27.1841 | 27.1841 | 27.1841 | 27.1841 | 27.1841 | 27.1841 | 27.1841 | 27.1841 | 27.1841 | 27.1841 | 27.1841 | 27.1841 | 27.1841 | 27.1841 | 27.1841 | 27.1841 | 27.1841 | 27.1841 | 27.1841 | 27.1841 | 27.1841 | 27.1841 | 27.1841 | 27.1841 | 27.1841 | 27.1841 | 27.1841 | 27.1841 | 27.1841 | 27.1841 | 27.1841 | 27.1841 | 27.1841 | 27.1841 | 27.1841 | 27.1841
1584 | 27.1857 | 27.1857 | 27.1857 | 27.1857 | 27.1857 | 27.1857 | 27.1857 | 27.1857 | 27.1857 | 27.1857 | 27.1857 | 27.1857 | 27.1857 | 27.1857 | 27.1857 | 27.1857 | 27.1857 | 27.1857 | 27.1857 | 27.1857 | 27.1857 | 27.1857 | 27.1857 | 27.1857 | 27.1857 | 27.1857 | 27.1857 | 27.1857 | 27.1857 | 27.1857 | 27.1857 | 27.1857 | 27.1857 | 27.1857 | 27.1857 | 27.1857 | 27.1857 | 27.1857 | 27.1857 | 27.1857 | 27.1857 | 27.1857 | 27.1857 | 27.1857 | 27.1857 | 27.1857 | 27.1857 | 27.1857 | 27.1857 | 27.1857 | 27.1857 | 27.1857 | 27.1857 | 27.1857 | 27.1857 | 27.1857 | 27.1857 | 27.1857 | 27.1857 | 27.1857
1585 | 27.1872 | 27.1872 | 27.1872 | 27.1872 | 27.1872 | 27.1872 | 27.1872 | 27.1872 | 27.1872 | 27.1872 | 27.1872 | 27.1872 | 27.1872 | 27.1872 | 27.1872 | 27.1872 | 27.1872 | 27.1872 | 27.1872 | 27.1872 | 27.1872 | 27.1872 | 27.1872 | 27.1872 | 27.1872 | 27.1872 | 27.1872 | 27.1872 | 27.1872 | 27.1872 | 27.1872 | 27.1872 | 27.1872 | 27.1872 | 27.1872 | 27.1872 | 27.1872 | 27.1872 | 27.1872 | 27.1872 | 27.1872 | 27.1872 | 27.1872 | 27.1872 | 27.1872 | 27.1872 | 27.1872 | 27.1872 | 27.1872 | 27.1872 | 27.1872 | 27.1872 | 27.1872 | 27.1872 | 27.1872 | 27.1872 | 27.1872 | 27.1872 | 27.1872 | 27.1872
1586 | 27.1888 | 27.1888 | 27.1888 | 27.1888 | 27.1888 | 27.1888 | 27.1888 | 27.1888 | 27.1888 | 27.1888 | 27.1888 | 27.1888 | 27.1888 | 27.1888 | 27.1888 | 27.1888 | 27.1888 | 27.1888 | 27.1888 | 27.1888 | 27.1888 | 27.1888 | 27.1888 | 27.1888 | 27.1888 | 27.1888 | 27.1888 | 27.1888 | 27.1888 | 27.1888 | 27.1888 | 27.1888 | 27.1888 | 27.1888 | 27.1888 | 27.1888 | 27.1888 | 27.1888 | 27.1888 | 27.1888 | 27.1888 | 27.1888 | 27.1888 | 27.1888 | 27.1888 | 27.1888 | 27.1888 | 27.1888 | 27.1888 | 27.1888 | 27.1888 | 27.1888 | 27.1888 | 27.1888 | 27.1888 | 27.1888 | 27.1888 | 27.1888 | 27.1888 | 27.1888
1587 | 27.1904 | 27.1904 | 27.1904 | 27.1904 | 27.1904 | 27.1904 | 27.1904 | 27.1904 | 27.1904 | 27.1904 | 27.1904 | 27.1904 | 27.1904 | 27.1904 | 27.1904 | 27.1904 | 27.1904 | 27.1904 | 27.1904 | 27.1904 | 27.1904 | 27.1904 | 27.1904 | 27.1904 | 27.1904 | 27.1904 | 27.1904 | 27.1904 | 27.1904 | 27.1904 | 27.1904 | 27.1904 | 27.1904 | 27.1904 | 27.1904 | 27.1904 | 27.1904 | 27.1904 | 27.1904 | 27.1904 | 27.1904 | 27.1904 | 27.1904 | 27.1904 | 27.1904 | 27.1904 | 27.1904 | 27.1904 | 27.1904 | 27.1904 | 27.1904 | 27.1904 | 27.1904 | 27.1904 | 27.1904 | 27.1904 | 27.1904 | 27.1904 | 27.1904 | 27.1904
1588 | 27.192 | 27.192 | 27.192 | 27.192 | 27.192 | 27.192 | 27.192 | 27.192 | 27.192 | 27.192 | 27.192 | 27.192 | 27.192 | 27.192 | 27.192 | 27.192 | 27.192 | 27.192 | 27.192 | 27.192 | 27.192 | 27.192 | 27.192 | 27.192 | 27.192 | 27.192 | 27.192 | 27.192 | 27.192 | 27.192 | 27.192 | 27.192 | 27.192 | 27.192 | 27.192 | 27.192 | 27.192 | 27.192 | 27.192 | 27.192 | 27.192 | 27.192 | 27.192 | 27.192 | 27.192 | 27.192 | 27.192 | 27.192 | 27.192 | 27.192 | 27.192 | 27.192 | 27.192 | 27.192 | 27.192 | 27.192 | 27.192 | 27.192 | 27.192 | 27.192
1589 | 27.1935 | 27.1935 | 27.1935 | 27.1935 | 27.1935 | 27.1935 | 27.1935 | 27.1935 | 27.1935 | 27.1935 | 27.1935 | 27.1935 | 27.1935 | 27.1935 | 27.1935 | 27.1935 | 27.1935 | 27.1935 | 27.1935 | 27.1935 | 27.1935 | 27.1935 | 27.1935 | 27.1935 | 27.1935 | 27.1935 | 27.1935 | 27.1935 | 27.1935 | 27.1935 | 27.1935 | 27.1935 | 27.1935 | 27.1935 | 27.1935 | 27.1935 | 27.1935 | 27.1935 | 27.1935 | 27.1935 | 27.1935 | 27.1935 | 27.1935 | 27.1935 | 27.1935 | 27.1935 | 27.1935 | 27.1935 | 27.1935 | 27.1935 | 27.1935 | 27.1935 | 27.1935 | 27.1935 | 27.1935 | 27.1935 | 27.1935 | 27.1935 | 27.1935 | 27.1935
1590 | 27.1951 | 27.1951 | 27.1951 | 27.1951 | 27.1951 | 27.1951 | 27.1951 | 27.1951 | 27.1951 | 27.1951 | 27.1951 | 27.1951 | 27.1951 | 27.1951 | 27.1951 | 27.1951 | 27.1951 | 27.1951 | 27.1951 | 27.1951 | 27.1951 | 27.1951 | 27.1951 | 27.1951 | 27.1951 | 27.1951 | 27.1951 | 27.1951 | 27.1951 | 27.1951 | 27.1951 | 27.1951 | 27.1951 | 27.1951 | 27.1951 | 27.1951 | 27.1951 | 27.1951 | 27.1951 | 27.1951 | 27.1951 | 27.1951 | 27.1951 | 27.1951 | 27.1951 | 27.1951 | 27.1951 | 27.1951 | 27.1951 | 27.1951 | 27.1951 | 27.1951 | 27.1951 | 27.1951 | 27.1951 | 27.1951 | 27.1951 | 27.1951 | 27.1951 | 27.1951
1591 | 27.1967 | 27.1967 | 27.1967 | 27.1967 | 27.1967 | 27.1967 | 27.1967 | 27.1967 | 27.1967 | 27.1967 | 27.1967 | 27.1967 | 27.1967 | 27.1967 | 27.1967 | 27.1967 | 27.1967 | 27.1967 | 27.1967 | 27.1967 | 27.1967 | 27.1967 | 27.1967 | 27.1967 | 27.1967 | 27.1967 | 27.1967 | 27.1967 | 27.1967 | 27.1967 | 27.1967 | 27.1967 | 27.1967 | 27.1967 | 27.1967 | 27.1967 | 27.1967 | 27.1967 | 27.1967 | 27.1967 | 27.1967 | 27.1967 | 27.1967 | 27.1967 | 27.1967 | 27.1967 | 27.1967 | 27.1967 | 27.1967 | 27.1967 | 27.1967 | 27.1967 | 27.1967 | 27.1967 | 27.1967 | 27.1967 | 27.1967 | 27.1967 | 27.1967 | 27.1967
1592 | 27.1983 | 27.1983 | 27.1983 | 27.1983 | 27.1983 | 27.1983 | 27.1983 | 27.1983 | 27.1983 | 27.1983 | 27.1983 | 27.1983 | 27.1983 | 27.1983 | 27.1983 | 27.1983 | 27.1983 | 27.1983 | 27.1983 | 27.1983 | 27.1983 | 27.1983 | 27.1983 | 27.1983 | 27.1983 | 27.1983 | 27.1983 | 27.1983 | 27.1983 | 27.1983 | 27.1983 | 27.1983 | 27.1983 | 27.1983 | 27.1983 | 27.1983 | 27.1983 | 27.1983 | 27.1983 | 27.1983 | 27.1983 | 27.1983 | 27.1983 | 27.1983 | 27.1983 | 27.1983 | 27.1983 | 27.1983 | 27.1983 | 27.1983 | 27.1983 | 27.1983 | 27.1983 | 27.1983 | 27.1983 | 27.1983 | 27.1983 | 27.1983 | 27.1983 | 27.1983
1593 | 27.1998 | 27.1998 | 27.1998 | 27.1998 | 27.1998 | 27.1998 | 27.1998 | 27.1998 | 27.1998 | 27.1998 | 27.1998 | 27.1998 | 27.1998 | 27.1998 | 27.1998 | 27.1998 | 27.1998 | 27.1998 | 27.1998 | 27.1998 | 27.1998 | 27.1998 | 27.1998 | 27.1998 | 27.1998 | 27.1998 | 27.1998 | 27.1998 | 27.1998 | 27.1998 | 27.1998 | 27.1998 | 27.1998 | 27.1998 | 27.1998 | 27.1998 | 27.1998 | 27.1998 | 27.1998 | 27.1998 | 27.1998 | 27.1998 | 27.1998 | 27.1998 | 27.1998 | 27.1998 | 27.1998 | 27.1998 | 27.1998 | 27.1998 | 27.1998 | 27.1998 | 27.1998 | 27.1998 | 27.1998 | 27.1998 | 27.1998 | 27.1998 | 27.1998 | 27.1998
1594 | 27.2014 | 27.2014 | 27.2014 | 27.2014 | 27.2014 | 27.2014 | 27.2014 | 27.2014 | 27.2014 | 27.2014 | 27.2014 | 27.2014 | 27.2014 | 27.2014 | 27.2014 | 27.2014 | 27.2014 | 27.2014 | 27.2014 | 27.2014 | 27.2014 | 27.2014 | 27.2014 | 27.2014 | 27.2014 | 27.2014 | 27.2014 | 27.2014 | 27.2014 | 27.2014 | 27.2014 | 27.2014 | 27.2014 | 27.2014 | 27.2014 | 27.2014 | 27.2014 | 27.2014 | 27.2014 | 27.2014 | 27.2014 | 27.2014 | 27.2014 | 27.2014 | 27.2014 | 27.2014 | 27.2014 | 27.2014 | 27.2014 | 27.2014 | 27.2014 | 27.2014 | 27.2014 | 27.2014 | 27.2014 | 27.2014 | 27.2014 | 27.2014 | 27.2014 | 27.2014
1595 | 27.203 | 27.203 | 27.203 | 27.203 | 27.203 | 27.203 | 27.203 | 27.203 | 27.203 | 27.203 | 27.203 | 27.203 | 27.203 | 27.203 | 27.203 | 27.203 | 27.203 | 27.203 | 27.203 | 27.203 | 27.203 | 27.203 | 27.203 | 27.203 | 27.203 | 27.203 | 27.203 | 27.203 | 27.203 | 27.203 | 27.203 | 27.203 | 27.203 | 27.203 | 27.203 | 27.203 | 27.203 | 27.203 | 27.203 | 27.203 | 27.203 | 27.203 | 27.203 | 27.203 | 27.203 | 27.203 | 27.203 | 27.203 | 27.203 | 27.203 | 27.203 | 27.203 | 27.203 | 27.203 | 27.203 | 27.203 | 27.203 | 27.203 | 27.203 | 27.203
1596 | 27.2045 | 27.2045 | 27.2045 | 27.2045 | 27.2045 | 27.2045 | 27.2045 | 27.2045 | 27.2045 | 27.2045 | 27.2045 | 27.2045 | 27.2045 | 27.2045 | 27.2045 | 27.2045 | 27.2045 | 27.2045 | 27.2045 | 27.2045 | 27.2045 | 27.2045 | 27.2045 | 27.2045 | 27.2045 | 27.2045 | 27.2045 | 27.2045 | 27.2045 | 27.2045 | 27.2045 | 27.2045 | 27.2045 | 27.2045 | 27.2045 | 27.2045 | 27.2045 | 27.2045 | 27.2045 | 27.2045 | 27.2045 | 27.2045 | 27.2045 | 27.2045 | 27.2045 | 27.2045 | 27.2045 | 27.2045 | 27.2045 | 27.2045 | 27.2045 | 27.2045 | 27.2045 | 27.2045 | 27.2045 | 27.2045 | 27.2045 | 27.2045 | 27.2045 | 27.2045
1597 | 27.2061 | 27.2061 | 27.2061 | 27.2061 | 27.2061 | 27.2061 | 27.2061 | 27.2061 | 27.2061 | 27.2061 | 27.2061 | 27.2061 | 27.2061 | 27.2061 | 27.2061 | 27.2061 | 27.2061 | 27.2061 | 27.2061 | 27.2061 | 27.2061 | 27.2061 | 27.2061 | 27.2061 | 27.2061 | 27.2061 | 27.2061 | 27.2061 | 27.2061 | 27.2061 | 27.2061 | 27.2061 | 27.2061 | 27.2061 | 27.2061 | 27.2061 | 27.2061 | 27.2061 | 27.2061 | 27.2061 | 27.2061 | 27.2061 | 27.2061 | 27.2061 | 27.2061 | 27.2061 | 27.2061 | 27.2061 | 27.2061 | 27.2061 | 27.2061 | 27.2061 | 27.2061 | 27.2061 | 27.2061 | 27.2061 | 27.2061 | 27.2061 | 27.2061 | 27.2061
1598 | 27.2077 | 27.2077 | 27.2077 | 27.2077 | 27.2077 | 27.2077 | 27.2077 | 27.2077 | 27.2077 | 27.2077 | 27.2077 | 27.2077 | 27.2077 | 27.2077 | 27.2077 | 27.2077 | 27.2077 | 27.2077 | 27.2077 | 27.2077 | 27.2077 | 27.2077 | 27.2077 | 27.2077 | 27.2077 | 27.2077 | 27.2077 | 27.2077 | 27.2077 | 27.2077 | 27.2077 | 27.2077 | 27.2077 | 27.2077 | 27.2077 | 27.2077 | 27.2077 | 27.2077 | 27.2077 | 27.2077 | 27.2077 | 27.2077 | 27.2077 | 27.2077 | 27.2077 | 27.2077 | 27.2077 | 27.2077 | 27.2077 | 27.2077 | 27.2077 | 27.2077 | 27.2077 | 27.2077 | 27.2077 | 27.2077 | 27.2077 | 27.2077 | 27.2077 | 27.2077
1599 | 27.2092 | 27.2092 | 27.2092 | 27.2092 | 27.2092 | 27.2092 | 27.2092 | 27.2092 | 27.2092 | 27.2092 | 27.2092 | 27.2092 | 27.2092 | 27.2092 | 27.2092 | 27.2092 | 27.2092 | 27.2092 | 27.2092 | 27.2092 | 27.2092 | 27.2092 | 27.2092 | 27.2092 | 27.2092 | 27.2092 | 27.2092 | 27.2092 | 27.2092 | 27.2092 | 27.2092 | 27.2092 | 27.2092 | 27.2092 | 27.2092 | 27.2092 | 27.2092 | 27.2092 | 27.2092 | 27.2092 | 27.2092 | 27.2092 | 27.2092 | 27.2092 | 27.2092 | 27.2092 | 27.2092 | 27.2092 | 27.2092 | 27.2092 | 27.2092 | 27.2092 | 27.2092 | 27.2092 | 27.2092 | 27.2092 | 27.2092 | 27.2092 | 27.2092 | 27.2092
1600 | 27.2108 | 27.2108 | 27.2108 | 27.2108 | 27.2108 | 27.2108 | 27.2108 | 27.2108 | 27.2108 | 27.2108 | 27.2108 | 27.2108 | 27.2108 | 27.2108 | 27.2108 | 27.2108 | 27.2108 | 27.2108 | 27.2108 | 27.2108 | 27.2108 | 27.2108 | 27.2108 | 27.2108 | 27.2108 | 27.2108 | 27.2108 | 27.2108 | 27.2108 | 27.2108 | 27.2108 | 27.2108 | 27.2108 | 27.2108 | 27.2108 | 27.2108 | 27.2108 | 27.2108 | 27.2108 | 27.2108 | 27.2108 | 27.2108 | 27.2108 | 27.2108 | 27.2108 | 27.2108 | 27.2108 | 27.2108 | 27.2108 | 27.2108 | 27.2108 | 27.2108 | 27.2108 | 27.2108 | 27.2108 | 27.2108 | 27.2108 | 27.2108 | 27.2108 | 27.2108
1601 | 27.2124 | 27.2124 | 27.2124 | 27.2124 | 27.2124 | 27.2124 | 27.2124 | 27.2124 | 27.2124 | 27.2124 | 27.2124 | 27.2124 | 27.2124 | 27.2124 | 27.2124 | 27.2124 | 27.2124 | 27.2124 | 27.2124 | 27.2124 | 27.2124 | 27.2124 | 27.2124 | 27.2124 | 27.2124 | 27.2124 | 27.2124 | 27.2124 | 27.2124 | 27.2124 | 27.2124 | 27.2124 | 27.2124 | 27.2124 | 27.2124 | 27.2124 | 27.2124 | 27.2124 | 27.2124 | 27.2124 | 27.2124 | 27.2124 | 27.2124 | 27.2124 | 27.2124 | 27.2124 | 27.2124 | 27.2124 | 27.2124 | 27.2124 | 27.2124 | 27.2124 | 27.2124 | 27.2124 | 27.2124 | 27.2124 | 27.2124 | 27.2124 | 27.2124 | 27.2124
1602 | 27.2139 | 27.2139 | 27.2139 | 27.2139 | 27.2139 | 27.2139 | 27.2139 | 27.2139 | 27.2139 | 27.2139 | 27.2139 | 27.2139 | 27.2139 | 27.2139 | 27.2139 | 27.2139 | 27.2139 | 27.2139 | 27.2139 | 27.2139 | 27.2139 | 27.2139 | 27.2139 | 27.2139 | 27.2139 | 27.2139 | 27.2139 | 27.2139 | 27.2139 | 27.2139 | 27.2139 | 27.2139 | 27.2139 | 27.2139 | 27.2139 | 27.2139 | 27.2139 | 27.2139 | 27.2139 | 27.2139 | 27.2139 | 27.2139 | 27.2139 | 27.2139 | 27.2139 | 27.2139 | 27.2139 | 27.2139 | 27.2139 | 27.2139 | 27.2139 | 27.2139 | 27.2139 | 27.2139 | 27.2139 | 27.2139 | 27.2139 | 27.2139 | 27.2139 | 27.2139
1603 | 27.2155 | 27.2155 | 27.2155 | 27.2155 | 27.2155 | 27.2155 | 27.2155 | 27.2155 | 27.2155 | 27.2155 | 27.2155 | 27.2155 | 27.2155 | 27.2155 | 27.2155 | 27.2155 | 27.2155 | 27.2155 | 27.2155 | 27.2155 | 27.2155 | 27.2155 | 27.2155 | 27.2155 | 27.2155 | 27.2155 | 27.2155 | 27.2155 | 27.2155 | 27.2155 | 27.2155 | 27.2155 | 27.2155 | 27.2155 | 27.2155 | 27.2155 | 27.2155 | 27.2155 | 27.2155 | 27.2155 | 27.2155 | 27.2155 | 27.2155 | 27.2155 | 27.2155 | 27.2155 | 27.2155 | 27.2155 | 27.2155 | 27.2155 | 27.2155 | 27.2155 | 27.2155 | 27.2155 | 27.2155 | 27.2155 | 27.2155 | 27.2155 | 27.2155 | 27.2155
1604 | 27.217 | 27.217 | 27.217 | 27.217 | 27.217 | 27.217 | 27.217 | 27.217 | 27.217 | 27.217 | 27.217 | 27.217 | 27.217 | 27.217 | 27.217 | 27.217 | 27.217 | 27.217 | 27.217 | 27.217 | 27.217 | 27.217 | 27.217 | 27.217 | 27.217 | 27.217 | 27.217 | 27.217 | 27.217 | 27.217 | 27.217 | 27.217 | 27.217 | 27.217 | 27.217 | 27.217 | 27.217 | 27.217 | 27.217 | 27.217 | 27.217 | 27.217 | 27.217 | 27.217 | 27.217 | 27.217 | 27.217 | 27.217 | 27.217 | 27.217 | 27.217 | 27.217 | 27.217 | 27.217 | 27.217 | 27.217 | 27.217 | 27.217 | 27.217 | 27.217
1605 | 27.2186 | 27.2186 | 27.2186 | 27.2186 | 27.2186 | 27.2186 | 27.2186 | 27.2186 | 27.2186 | 27.2186 | 27.2186 | 27.2186 | 27.2186 | 27.2186 | 27.2186 | 27.2186 | 27.2186 | 27.2186 | 27.2186 | 27.2186 | 27.2186 | 27.2186 | 27.2186 | 27.2186 | 27.2186 | 27.2186 | 27.2186 | 27.2186 | 27.2186 | 27.2186 | 27.2186 | 27.2186 | 27.2186 | 27.2186 | 27.2186 | 27.2186 | 27.2186 | 27.2186 | 27.2186 | 27.2186 | 27.2186 | 27.2186 | 27.2186 | 27.2186 | 27.2186 | 27.2186 | 27.2186 | 27.2186 | 27.2186 | 27.2186 | 27.2186 | 27.2186 | 27.2186 | 27.2186 | 27.2186 | 27.2186 | 27.2186 | 27.2186 | 27.2186 | 27.2186
1606 | 27.2201 | 27.2201 | 27.2201 | 27.2201 | 27.2201 | 27.2201 | 27.2201 | 27.2201 | 27.2201 | 27.2201 | 27.2201 | 27.2201 | 27.2201 | 27.2201 | 27.2201 | 27.2201 | 27.2201 | 27.2201 | 27.2201 | 27.2201 | 27.2201 | 27.2201 | 27.2201 | 27.2201 | 27.2201 | 27.2201 | 27.2201 | 27.2201 | 27.2201 | 27.2201 | 27.2201 | 27.2201 | 27.2201 | 27.2201 | 27.2201 | 27.2201 | 27.2201 | 27.2201 | 27.2201 | 27.2201 | 27.2201 | 27.2201 | 27.2201 | 27.2201 | 27.2201 | 27.2201 | 27.2201 | 27.2201 | 27.2201 | 27.2201 | 27.2201 | 27.2201 | 27.2201 | 27.2201 | 27.2201 | 27.2201 | 27.2201 | 27.2201 | 27.2201 | 27.2201
1607 | 27.2217 | 27.2217 | 27.2217 | 27.2217 | 27.2217 | 27.2217 | 27.2217 | 27.2217 | 27.2217 | 27.2217 | 27.2217 | 27.2217 | 27.2217 | 27.2217 | 27.2217 | 27.2217 | 27.2217 | 27.2217 | 27.2217 | 27.2217 | 27.2217 | 27.2217 | 27.2217 | 27.2217 | 27.2217 | 27.2217 | 27.2217 | 27.2217 | 27.2217 | 27.2217 | 27.2217 | 27.2217 | 27.2217 | 27.2217 | 27.2217 | 27.2217 | 27.2217 | 27.2217 | 27.2217 | 27.2217 | 27.2217 | 27.2217 | 27.2217 | 27.2217 | 27.2217 | 27.2217 | 27.2217 | 27.2217 | 27.2217 | 27.2217 | 27.2217 | 27.2217 | 27.2217 | 27.2217 | 27.2217 | 27.2217 | 27.2217 | 27.2217 | 27.2217 | 27.2217
1608 | 27.2233 | 27.2233 | 27.2233 | 27.2233 | 27.2233 | 27.2233 | 27.2233 | 27.2233 | 27.2233 | 27.2233 | 27.2233 | 27.2233 | 27.2233 | 27.2233 | 27.2233 | 27.2233 | 27.2233 | 27.2233 | 27.2233 | 27.2233 | 27.2233 | 27.2233 | 27.2233 | 27.2233 | 27.2233 | 27.2233 | 27.2233 | 27.2233 | 27.2233 | 27.2233 | 27.2233 | 27.2233 | 27.2233 | 27.2233 | 27.2233 | 27.2233 | 27.2233 | 27.2233 | 27.2233 | 27.2233 | 27.2233 | 27.2233 | 27.2233 | 27.2233 | 27.2233 | 27.2233 | 27.2233 | 27.2233 | 27.2233 | 27.2233 | 27.2233 | 27.2233 | 27.2233 | 27.2233 | 27.2233 | 27.2233 | 27.2233 | 27.2233 | 27.2233 | 27.2233
1609 | 27.2248 | 27.2248 | 27.2248 | 27.2248 | 27.2248 | 27.2248 | 27.2248 | 27.2248 | 27.2248 | 27.2248 | 27.2248 | 27.2248 | 27.2248 | 27.2248 | 27.2248 | 27.2248 | 27.2248 | 27.2248 | 27.2248 | 27.2248 | 27.2248 | 27.2248 | 27.2248 | 27.2248 | 27.2248 | 27.2248 | 27.2248 | 27.2248 | 27.2248 | 27.2248 | 27.2248 | 27.2248 | 27.2248 | 27.2248 | 27.2248 | 27.2248 | 27.2248 | 27.2248 | 27.2248 | 27.2248 | 27.2248 | 27.2248 | 27.2248 | 27.2248 | 27.2248 | 27.2248 | 27.2248 | 27.2248 | 27.2248 | 27.2248 | 27.2248 | 27.2248 | 27.2248 | 27.2248 | 27.2248 | 27.2248 | 27.2248 | 27.2248 | 27.2248 | 27.2248
1610 | 27.2264 | 27.2264 | 27.2264 | 27.2264 | 27.2264 | 27.2264 | 27.2264 | 27.2264 | 27.2264 | 27.2264 | 27.2264 | 27.2264 | 27.2264 | 27.2264 | 27.2264 | 27.2264 | 27.2264 | 27.2264 | 27.2264 | 27.2264 | 27.2264 | 27.2264 | 27.2264 | 27.2264 | 27.2264 | 27.2264 | 27.2264 | 27.2264 | 27.2264 | 27.2264 | 27.2264 | 27.2264 | 27.2264 | 27.2264 | 27.2264 | 27.2264 | 27.2264 | 27.2264 | 27.2264 | 27.2264 | 27.2264 | 27.2264 | 27.2264 | 27.2264 | 27.2264 | 27.2264 | 27.2264 | 27.2264 | 27.2264 | 27.2264 | 27.2264 | 27.2264 | 27.2264 | 27.2264 | 27.2264 | 27.2264 | 27.2264 | 27.2264 | 27.2264 | 27.2264
1611 | 27.2279 | 27.2279 | 27.2279 | 27.2279 | 27.2279 | 27.2279 | 27.2279 | 27.2279 | 27.2279 | 27.2279 | 27.2279 | 27.2279 | 27.2279 | 27.2279 | 27.2279 | 27.2279 | 27.2279 | 27.2279 | 27.2279 | 27.2279 | 27.2279 | 27.2279 | 27.2279 | 27.2279 | 27.2279 | 27.2279 | 27.2279 | 27.2279 | 27.2279 | 27.2279 | 27.2279 | 27.2279 | 27.2279 | 27.2279 | 27.2279 | 27.2279 | 27.2279 | 27.2279 | 27.2279 | 27.2279 | 27.2279 | 27.2279 | 27.2279 | 27.2279 | 27.2279 | 27.2279 | 27.2279 | 27.2279 | 27.2279 | 27.2279 | 27.2279 | 27.2279 | 27.2279 | 27.2279 | 27.2279 | 27.2279 | 27.2279 | 27.2279 | 27.2279 | 27.2279
1612 | 27.2295 | 27.2295 | 27.2295 | 27.2295 | 27.2295 | 27.2295 | 27.2295 | 27.2295 | 27.2295 | 27.2295 | 27.2295 | 27.2295 | 27.2295 | 27.2295 | 27.2295 | 27.2295 | 27.2295 | 27.2295 | 27.2295 | 27.2295 | 27.2295 | 27.2295 | 27.2295 | 27.2295 | 27.2295 | 27.2295 | 27.2295 | 27.2295 | 27.2295 | 27.2295 | 27.2295 | 27.2295 | 27.2295 | 27.2295 | 27.2295 | 27.2295 | 27.2295 | 27.2295 | 27.2295 | 27.2295 | 27.2295 | 27.2295 | 27.2295 | 27.2295 | 27.2295 | 27.2295 | 27.2295 | 27.2295 | 27.2295 | 27.2295 | 27.2295 | 27.2295 | 27.2295 | 27.2295 | 27.2295 | 27.2295 | 27.2295 | 27.2295 | 27.2295 | 27.2295
1613 | 27.231 | 27.231 | 27.231 | 27.231 | 27.231 | 27.231 | 27.231 | 27.231 | 27.231 | 27.231 | 27.231 | 27.231 | 27.231 | 27.231 | 27.231 | 27.231 | 27.231 | 27.231 | 27.231 | 27.231 | 27.231 | 27.231 | 27.231 | 27.231 | 27.231 | 27.231 | 27.231 | 27.231 | 27.231 | 27.231 | 27.231 | 27.231 | 27.231 | 27.231 | 27.231 | 27.231 | 27.231 | 27.231 | 27.231 | 27.231 | 27.231 | 27.231 | 27.231 | 27.231 | 27.231 | 27.231 | 27.231 | 27.231 | 27.231 | 27.231 | 27.231 | 27.231 | 27.231 | 27.231 | 27.231 | 27.231 | 27.231 | 27.231 | 27.231 | 27.231
1614 | 27.2326 | 27.2326 | 27.2326 | 27.2326 | 27.2326 | 27.2326 | 27.2326 | 27.2326 | 27.2326 | 27.2326 | 27.2326 | 27.2326 | 27.2326 | 27.2326 | 27.2326 | 27.2326 | 27.2326 | 27.2326 | 27.2326 | 27.2326 | 27.2326 | 27.2326 | 27.2326 | 27.2326 | 27.2326 | 27.2326 | 27.2326 | 27.2326 | 27.2326 | 27.2326 | 27.2326 | 27.2326 | 27.2326 | 27.2326 | 27.2326 | 27.2326 | 27.2326 | 27.2326 | 27.2326 | 27.2326 | 27.2326 | 27.2326 | 27.2326 | 27.2326 | 27.2326 | 27.2326 | 27.2326 | 27.2326 | 27.2326 | 27.2326 | 27.2326 | 27.2326 | 27.2326 | 27.2326 | 27.2326 | 27.2326 | 27.2326 | 27.2326 | 27.2326 | 27.2326
1615 | 27.2341 | 27.2341 | 27.2341 | 27.2341 | 27.2341 | 27.2341 | 27.2341 | 27.2341 | 27.2341 | 27.2341 | 27.2341 | 27.2341 | 27.2341 | 27.2341 | 27.2341 | 27.2341 | 27.2341 | 27.2341 | 27.2341 | 27.2341 | 27.2341 | 27.2341 | 27.2341 | 27.2341 | 27.2341 | 27.2341 | 27.2341 | 27.2341 | 27.2341 | 27.2341 | 27.2341 | 27.2341 | 27.2341 | 27.2341 | 27.2341 | 27.2341 | 27.2341 | 27.2341 | 27.2341 | 27.2341 | 27.2341 | 27.2341 | 27.2341 | 27.2341 | 27.2341 | 27.2341 | 27.2341 | 27.2341 | 27.2341 | 27.2341 | 27.2341 | 27.2341 | 27.2341 | 27.2341 | 27.2341 | 27.2341 | 27.2341 | 27.2341 | 27.2341 | 27.2341
1616 | 27.2357 | 27.2357 | 27.2357 | 27.2357 | 27.2357 | 27.2357 | 27.2357 | 27.2357 | 27.2357 | 27.2357 | 27.2357 | 27.2357 | 27.2357 | 27.2357 | 27.2357 | 27.2357 | 27.2357 | 27.2357 | 27.2357 | 27.2357 | 27.2357 | 27.2357 | 27.2357 | 27.2357 | 27.2357 | 27.2357 | 27.2357 | 27.2357 | 27.2357 | 27.2357 | 27.2357 | 27.2357 | 27.2357 | 27.2357 | 27.2357 | 27.2357 | 27.2357 | 27.2357 | 27.2357 | 27.2357 | 27.2357 | 27.2357 | 27.2357 | 27.2357 | 27.2357 | 27.2357 | 27.2357 | 27.2357 | 27.2357 | 27.2357 | 27.2357 | 27.2357 | 27.2357 | 27.2357 | 27.2357 | 27.2357 | 27.2357 | 27.2357 | 27.2357 | 27.2357
1617 | 27.2372 | 27.2372 | 27.2372 | 27.2372 | 27.2372 | 27.2372 | 27.2372 | 27.2372 | 27.2372 | 27.2372 | 27.2372 | 27.2372 | 27.2372 | 27.2372 | 27.2372 | 27.2372 | 27.2372 | 27.2372 | 27.2372 | 27.2372 | 27.2372 | 27.2372 | 27.2372 | 27.2372 | 27.2372 | 27.2372 | 27.2372 | 27.2372 | 27.2372 | 27.2372 | 27.2372 | 27.2372 | 27.2372 | 27.2372 | 27.2372 | 27.2372 | 27.2372 | 27.2372 | 27.2372 | 27.2372 | 27.2372 | 27.2372 | 27.2372 | 27.2372 | 27.2372 | 27.2372 | 27.2372 | 27.2372 | 27.2372 | 27.2372 | 27.2372 | 27.2372 | 27.2372 | 27.2372 | 27.2372 | 27.2372 | 27.2372 | 27.2372 | 27.2372 | 27.2372
1618 | 27.2388 | 27.2388 | 27.2388 | 27.2388 | 27.2388 | 27.2388 | 27.2388 | 27.2388 | 27.2388 | 27.2388 | 27.2388 | 27.2388 | 27.2388 | 27.2388 | 27.2388 | 27.2388 | 27.2388 | 27.2388 | 27.2388 | 27.2388 | 27.2388 | 27.2388 | 27.2388 | 27.2388 | 27.2388 | 27.2388 | 27.2388 | 27.2388 | 27.2388 | 27.2388 | 27.2388 | 27.2388 | 27.2388 | 27.2388 | 27.2388 | 27.2388 | 27.2388 | 27.2388 | 27.2388 | 27.2388 | 27.2388 | 27.2388 | 27.2388 | 27.2388 | 27.2388 | 27.2388 | 27.2388 | 27.2388 | 27.2388 | 27.2388 | 27.2388 | 27.2388 | 27.2388 | 27.2388 | 27.2388 | 27.2388 | 27.2388 | 27.2388 | 27.2388 | 27.2388
1619 | 27.2403 | 27.2403 | 27.2403 | 27.2403 | 27.2403 | 27.2403 | 27.2403 | 27.2403 | 27.2403 | 27.2403 | 27.2403 | 27.2403 | 27.2403 | 27.2403 | 27.2403 | 27.2403 | 27.2403 | 27.2403 | 27.2403 | 27.2403 | 27.2403 | 27.2403 | 27.2403 | 27.2403 | 27.2403 | 27.2403 | 27.2403 | 27.2403 | 27.2403 | 27.2403 | 27.2403 | 27.2403 | 27.2403 | 27.2403 | 27.2403 | 27.2403 | 27.2403 | 27.2403 | 27.2403 | 27.2403 | 27.2403 | 27.2403 | 27.2403 | 27.2403 | 27.2403 | 27.2403 | 27.2403 | 27.2403 | 27.2403 | 27.2403 | 27.2403 | 27.2403 | 27.2403 | 27.2403 | 27.2403 | 27.2403 | 27.2403 | 27.2403 | 27.2403 | 27.2403
1620 | 27.2418 | 27.2418 | 27.2418 | 27.2418 | 27.2418 | 27.2418 | 27.2418 | 27.2418 | 27.2418 | 27.2418 | 27.2418 | 27.2418 | 27.2418 | 27.2418 | 27.2418 | 27.2418 | 27.2418 | 27.2418 | 27.2418 | 27.2418 | 27.2418 | 27.2418 | 27.2418 | 27.2418 | 27.2418 | 27.2418 | 27.2418 | 27.2418 | 27.2418 | 27.2418 | 27.2418 | 27.2418 | 27.2418 | 27.2418 | 27.2418 | 27.2418 | 27.2418 | 27.2418 | 27.2418 | 27.2418 | 27.2418 | 27.2418 | 27.2418 | 27.2418 | 27.2418 | 27.2418 | 27.2418 | 27.2418 | 27.2418 | 27.2418 | 27.2418 | 27.2418 | 27.2418 | 27.2418 | 27.2418 | 27.2418 | 27.2418 | 27.2418 | 27.2418 | 27.2418
1621 | 27.2434 | 27.2434 | 27.2434 | 27.2434 | 27.2434 | 27.2434 | 27.2434 | 27.2434 | 27.2434 | 27.2434 | 27.2434 | 27.2434 | 27.2434 | 27.2434 | 27.2434 | 27.2434 | 27.2434 | 27.2434 | 27.2434 | 27.2434 | 27.2434 | 27.2434 | 27.2434 | 27.2434 | 27.2434 | 27.2434 | 27.2434 | 27.2434 | 27.2434 | 27.2434 | 27.2434 | 27.2434 | 27.2434 | 27.2434 | 27.2434 | 27.2434 | 27.2434 | 27.2434 | 27.2434 | 27.2434 | 27.2434 | 27.2434 | 27.2434 | 27.2434 | 27.2434 | 27.2434 | 27.2434 | 27.2434 | 27.2434 | 27.2434 | 27.2434 | 27.2434 | 27.2434 | 27.2434 | 27.2434 | 27.2434 | 27.2434 | 27.2434 | 27.2434 | 27.2434
1622 | 27.2449 | 27.2449 | 27.2449 | 27.2449 | 27.2449 | 27.2449 | 27.2449 | 27.2449 | 27.2449 | 27.2449 | 27.2449 | 27.2449 | 27.2449 | 27.2449 | 27.2449 | 27.2449 | 27.2449 | 27.2449 | 27.2449 | 27.2449 | 27.2449 | 27.2449 | 27.2449 | 27.2449 | 27.2449 | 27.2449 | 27.2449 | 27.2449 | 27.2449 | 27.2449 | 27.2449 | 27.2449 | 27.2449 | 27.2449 | 27.2449 | 27.2449 | 27.2449 | 27.2449 | 27.2449 | 27.2449 | 27.2449 | 27.2449 | 27.2449 | 27.2449 | 27.2449 | 27.2449 | 27.2449 | 27.2449 | 27.2449 | 27.2449 | 27.2449 | 27.2449 | 27.2449 | 27.2449 | 27.2449 | 27.2449 | 27.2449 | 27.2449 | 27.2449 | 27.2449
1623 | 27.2465 | 27.2465 | 27.2465 | 27.2465 | 27.2465 | 27.2465 | 27.2465 | 27.2465 | 27.2465 | 27.2465 | 27.2465 | 27.2465 | 27.2465 | 27.2465 | 27.2465 | 27.2465 | 27.2465 | 27.2465 | 27.2465 | 27.2465 | 27.2465 | 27.2465 | 27.2465 | 27.2465 | 27.2465 | 27.2465 | 27.2465 | 27.2465 | 27.2465 | 27.2465 | 27.2465 | 27.2465 | 27.2465 | 27.2465 | 27.2465 | 27.2465 | 27.2465 | 27.2465 | 27.2465 | 27.2465 | 27.2465 | 27.2465 | 27.2465 | 27.2465 | 27.2465 | 27.2465 | 27.2465 | 27.2465 | 27.2465 | 27.2465 | 27.2465 | 27.2465 | 27.2465 | 27.2465 | 27.2465 | 27.2465 | 27.2465 | 27.2465 | 27.2465 | 27.2465
1624 | 27.248 | 27.248 | 27.248 | 27.248 | 27.248 | 27.248 | 27.248 | 27.248 | 27.248 | 27.248 | 27.248 | 27.248 | 27.248 | 27.248 | 27.248 | 27.248 | 27.248 | 27.248 | 27.248 | 27.248 | 27.248 | 27.248 | 27.248 | 27.248 | 27.248 | 27.248 | 27.248 | 27.248 | 27.248 | 27.248 | 27.248 | 27.248 | 27.248 | 27.248 | 27.248 | 27.248 | 27.248 | 27.248 | 27.248 | 27.248 | 27.248 | 27.248 | 27.248 | 27.248 | 27.248 | 27.248 | 27.248 | 27.248 | 27.248 | 27.248 | 27.248 | 27.248 | 27.248 | 27.248 | 27.248 | 27.248 | 27.248 | 27.248 | 27.248 | 27.248
1625 | 27.2496 | 27.2496 | 27.2496 | 27.2496 | 27.2496 | 27.2496 | 27.2496 | 27.2496 | 27.2496 | 27.2496 | 27.2496 | 27.2496 | 27.2496 | 27.2496 | 27.2496 | 27.2496 | 27.2496 | 27.2496 | 27.2496 | 27.2496 | 27.2496 | 27.2496 | 27.2496 | 27.2496 | 27.2496 | 27.2496 | 27.2496 | 27.2496 | 27.2496 | 27.2496 | 27.2496 | 27.2496 | 27.2496 | 27.2496 | 27.2496 | 27.2496 | 27.2496 | 27.2496 | 27.2496 | 27.2496 | 27.2496 | 27.2496 | 27.2496 | 27.2496 | 27.2496 | 27.2496 | 27.2496 | 27.2496 | 27.2496 | 27.2496 | 27.2496 | 27.2496 | 27.2496 | 27.2496 | 27.2496 | 27.2496 | 27.2496 | 27.2496 | 27.2496 | 27.2496
1626 | 27.2511 | 27.2511 | 27.2511 | 27.2511 | 27.2511 | 27.2511 | 27.2511 | 27.2511 | 27.2511 | 27.2511 | 27.2511 | 27.2511 | 27.2511 | 27.2511 | 27.2511 | 27.2511 | 27.2511 | 27.2511 | 27.2511 | 27.2511 | 27.2511 | 27.2511 | 27.2511 | 27.2511 | 27.2511 | 27.2511 | 27.2511 | 27.2511 | 27.2511 | 27.2511 | 27.2511 | 27.2511 | 27.2511 | 27.2511 | 27.2511 | 27.2511 | 27.2511 | 27.2511 | 27.2511 | 27.2511 | 27.2511 | 27.2511 | 27.2511 | 27.2511 | 27.2511 | 27.2511 | 27.2511 | 27.2511 | 27.2511 | 27.2511 | 27.2511 | 27.2511 | 27.2511 | 27.2511 | 27.2511 | 27.2511 | 27.2511 | 27.2511 | 27.2511 | 27.2511
1627 | 27.2526 | 27.2526 | 27.2526 | 27.2526 | 27.2526 | 27.2526 | 27.2526 | 27.2526 | 27.2526 | 27.2526 | 27.2526 | 27.2526 | 27.2526 | 27.2526 | 27.2526 | 27.2526 | 27.2526 | 27.2526 | 27.2526 | 27.2526 | 27.2526 | 27.2526 | 27.2526 | 27.2526 | 27.2526 | 27.2526 | 27.2526 | 27.2526 | 27.2526 | 27.2526 | 27.2526 | 27.2526 | 27.2526 | 27.2526 | 27.2526 | 27.2526 | 27.2526 | 27.2526 | 27.2526 | 27.2526 | 27.2526 | 27.2526 | 27.2526 | 27.2526 | 27.2526 | 27.2526 | 27.2526 | 27.2526 | 27.2526 | 27.2526 | 27.2526 | 27.2526 | 27.2526 | 27.2526 | 27.2526 | 27.2526 | 27.2526 | 27.2526 | 27.2526 | 27.2526
1628 | 27.2542 | 27.2542 | 27.2542 | 27.2542 | 27.2542 | 27.2542 | 27.2542 | 27.2542 | 27.2542 | 27.2542 | 27.2542 | 27.2542 | 27.2542 | 27.2542 | 27.2542 | 27.2542 | 27.2542 | 27.2542 | 27.2542 | 27.2542 | 27.2542 | 27.2542 | 27.2542 | 27.2542 | 27.2542 | 27.2542 | 27.2542 | 27.2542 | 27.2542 | 27.2542 | 27.2542 | 27.2542 | 27.2542 | 27.2542 | 27.2542 | 27.2542 | 27.2542 | 27.2542 | 27.2542 | 27.2542 | 27.2542 | 27.2542 | 27.2542 | 27.2542 | 27.2542 | 27.2542 | 27.2542 | 27.2542 | 27.2542 | 27.2542 | 27.2542 | 27.2542 | 27.2542 | 27.2542 | 27.2542 | 27.2542 | 27.2542 | 27.2542 | 27.2542 | 27.2542
1629 | 27.2557 | 27.2557 | 27.2557 | 27.2557 | 27.2557 | 27.2557 | 27.2557 | 27.2557 | 27.2557 | 27.2557 | 27.2557 | 27.2557 | 27.2557 | 27.2557 | 27.2557 | 27.2557 | 27.2557 | 27.2557 | 27.2557 | 27.2557 | 27.2557 | 27.2557 | 27.2557 | 27.2557 | 27.2557 | 27.2557 | 27.2557 | 27.2557 | 27.2557 | 27.2557 | 27.2557 | 27.2557 | 27.2557 | 27.2557 | 27.2557 | 27.2557 | 27.2557 | 27.2557 | 27.2557 | 27.2557 | 27.2557 | 27.2557 | 27.2557 | 27.2557 | 27.2557 | 27.2557 | 27.2557 | 27.2557 | 27.2557 | 27.2557 | 27.2557 | 27.2557 | 27.2557 | 27.2557 | 27.2557 | 27.2557 | 27.2557 | 27.2557 | 27.2557 | 27.2557
1630 | 27.2572 | 27.2572 | 27.2572 | 27.2572 | 27.2572 | 27.2572 | 27.2572 | 27.2572 | 27.2572 | 27.2572 | 27.2572 | 27.2572 | 27.2572 | 27.2572 | 27.2572 | 27.2572 | 27.2572 | 27.2572 | 27.2572 | 27.2572 | 27.2572 | 27.2572 | 27.2572 | 27.2572 | 27.2572 | 27.2572 | 27.2572 | 27.2572 | 27.2572 | 27.2572 | 27.2572 | 27.2572 | 27.2572 | 27.2572 | 27.2572 | 27.2572 | 27.2572 | 27.2572 | 27.2572 | 27.2572 | 27.2572 | 27.2572 | 27.2572 | 27.2572 | 27.2572 | 27.2572 | 27.2572 | 27.2572 | 27.2572 | 27.2572 | 27.2572 | 27.2572 | 27.2572 | 27.2572 | 27.2572 | 27.2572 | 27.2572 | 27.2572 | 27.2572 | 27.2572
1631 | 27.2588 | 27.2588 | 27.2588 | 27.2588 | 27.2588 | 27.2588 | 27.2588 | 27.2588 | 27.2588 | 27.2588 | 27.2588 | 27.2588 | 27.2588 | 27.2588 | 27.2588 | 27.2588 | 27.2588 | 27.2588 | 27.2588 | 27.2588 | 27.2588 | 27.2588 | 27.2588 | 27.2588 | 27.2588 | 27.2588 | 27.2588 | 27.2588 | 27.2588 | 27.2588 | 27.2588 | 27.2588 | 27.2588 | 27.2588 | 27.2588 | 27.2588 | 27.2588 | 27.2588 | 27.2588 | 27.2588 | 27.2588 | 27.2588 | 27.2588 | 27.2588 | 27.2588 | 27.2588 | 27.2588 | 27.2588 | 27.2588 | 27.2588 | 27.2588 | 27.2588 | 27.2588 | 27.2588 | 27.2588 | 27.2588 | 27.2588 | 27.2588 | 27.2588 | 27.2588
1632 | 27.2603 | 27.2603 | 27.2603 | 27.2603 | 27.2603 | 27.2603 | 27.2603 | 27.2603 | 27.2603 | 27.2603 | 27.2603 | 27.2603 | 27.2603 | 27.2603 | 27.2603 | 27.2603 | 27.2603 | 27.2603 | 27.2603 | 27.2603 | 27.2603 | 27.2603 | 27.2603 | 27.2603 | 27.2603 | 27.2603 | 27.2603 | 27.2603 | 27.2603 | 27.2603 | 27.2603 | 27.2603 | 27.2603 | 27.2603 | 27.2603 | 27.2603 | 27.2603 | 27.2603 | 27.2603 | 27.2603 | 27.2603 | 27.2603 | 27.2603 | 27.2603 | 27.2603 | 27.2603 | 27.2603 | 27.2603 | 27.2603 | 27.2603 | 27.2603 | 27.2603 | 27.2603 | 27.2603 | 27.2603 | 27.2603 | 27.2603 | 27.2603 | 27.2603 | 27.2603
1633 | 27.2618 | 27.2618 | 27.2618 | 27.2618 | 27.2618 | 27.2618 | 27.2618 | 27.2618 | 27.2618 | 27.2618 | 27.2618 | 27.2618 | 27.2618 | 27.2618 | 27.2618 | 27.2618 | 27.2618 | 27.2618 | 27.2618 | 27.2618 | 27.2618 | 27.2618 | 27.2618 | 27.2618 | 27.2618 | 27.2618 | 27.2618 | 27.2618 | 27.2618 | 27.2618 | 27.2618 | 27.2618 | 27.2618 | 27.2618 | 27.2618 | 27.2618 | 27.2618 | 27.2618 | 27.2618 | 27.2618 | 27.2618 | 27.2618 | 27.2618 | 27.2618 | 27.2618 | 27.2618 | 27.2618 | 27.2618 | 27.2618 | 27.2618 | 27.2618 | 27.2618 | 27.2618 | 27.2618 | 27.2618 | 27.2618 | 27.2618 | 27.2618 | 27.2618 | 27.2618
1634 | 27.2634 | 27.2634 | 27.2634 | 27.2634 | 27.2634 | 27.2634 | 27.2634 | 27.2634 | 27.2634 | 27.2634 | 27.2634 | 27.2634 | 27.2634 | 27.2634 | 27.2634 | 27.2634 | 27.2634 | 27.2634 | 27.2634 | 27.2634 | 27.2634 | 27.2634 | 27.2634 | 27.2634 | 27.2634 | 27.2634 | 27.2634 | 27.2634 | 27.2634 | 27.2634 | 27.2634 | 27.2634 | 27.2634 | 27.2634 | 27.2634 | 27.2634 | 27.2634 | 27.2634 | 27.2634 | 27.2634 | 27.2634 | 27.2634 | 27.2634 | 27.2634 | 27.2634 | 27.2634 | 27.2634 | 27.2634 | 27.2634 | 27.2634 | 27.2634 | 27.2634 | 27.2634 | 27.2634 | 27.2634 | 27.2634 | 27.2634 | 27.2634 | 27.2634 | 27.2634
1635 | 27.2649 | 27.2649 | 27.2649 | 27.2649 | 27.2649 | 27.2649 | 27.2649 | 27.2649 | 27.2649 | 27.2649 | 27.2649 | 27.2649 | 27.2649 | 27.2649 | 27.2649 | 27.2649 | 27.2649 | 27.2649 | 27.2649 | 27.2649 | 27.2649 | 27.2649 | 27.2649 | 27.2649 | 27.2649 | 27.2649 | 27.2649 | 27.2649 | 27.2649 | 27.2649 | 27.2649 | 27.2649 | 27.2649 | 27.2649 | 27.2649 | 27.2649 | 27.2649 | 27.2649 | 27.2649 | 27.2649 | 27.2649 | 27.2649 | 27.2649 | 27.2649 | 27.2649 | 27.2649 | 27.2649 | 27.2649 | 27.2649 | 27.2649 | 27.2649 | 27.2649 | 27.2649 | 27.2649 | 27.2649 | 27.2649 | 27.2649 | 27.2649 | 27.2649 | 27.2649
1636 | 27.2664 | 27.2664 | 27.2664 | 27.2664 | 27.2664 | 27.2664 | 27.2664 | 27.2664 | 27.2664 | 27.2664 | 27.2664 | 27.2664 | 27.2664 | 27.2664 | 27.2664 | 27.2664 | 27.2664 | 27.2664 | 27.2664 | 27.2664 | 27.2664 | 27.2664 | 27.2664 | 27.2664 | 27.2664 | 27.2664 | 27.2664 | 27.2664 | 27.2664 | 27.2664 | 27.2664 | 27.2664 | 27.2664 | 27.2664 | 27.2664 | 27.2664 | 27.2664 | 27.2664 | 27.2664 | 27.2664 | 27.2664 | 27.2664 | 27.2664 | 27.2664 | 27.2664 | 27.2664 | 27.2664 | 27.2664 | 27.2664 | 27.2664 | 27.2664 | 27.2664 | 27.2664 | 27.2664 | 27.2664 | 27.2664 | 27.2664 | 27.2664 | 27.2664 | 27.2664
1637 | 27.2679 | 27.2679 | 27.2679 | 27.2679 | 27.2679 | 27.2679 | 27.2679 | 27.2679 | 27.2679 | 27.2679 | 27.2679 | 27.2679 | 27.2679 | 27.2679 | 27.2679 | 27.2679 | 27.2679 | 27.2679 | 27.2679 | 27.2679 | 27.2679 | 27.2679 | 27.2679 | 27.2679 | 27.2679 | 27.2679 | 27.2679 | 27.2679 | 27.2679 | 27.2679 | 27.2679 | 27.2679 | 27.2679 | 27.2679 | 27.2679 | 27.2679 | 27.2679 | 27.2679 | 27.2679 | 27.2679 | 27.2679 | 27.2679 | 27.2679 | 27.2679 | 27.2679 | 27.2679 | 27.2679 | 27.2679 | 27.2679 | 27.2679 | 27.2679 | 27.2679 | 27.2679 | 27.2679 | 27.2679 | 27.2679 | 27.2679 | 27.2679 | 27.2679 | 27.2679
1638 | 27.2695 | 27.2695 | 27.2695 | 27.2695 | 27.2695 | 27.2695 | 27.2695 | 27.2695 | 27.2695 | 27.2695 | 27.2695 | 27.2695 | 27.2695 | 27.2695 | 27.2695 | 27.2695 | 27.2695 | 27.2695 | 27.2695 | 27.2695 | 27.2695 | 27.2695 | 27.2695 | 27.2695 | 27.2695 | 27.2695 | 27.2695 | 27.2695 | 27.2695 | 27.2695 | 27.2695 | 27.2695 | 27.2695 | 27.2695 | 27.2695 | 27.2695 | 27.2695 | 27.2695 | 27.2695 | 27.2695 | 27.2695 | 27.2695 | 27.2695 | 27.2695 | 27.2695 | 27.2695 | 27.2695 | 27.2695 | 27.2695 | 27.2695 | 27.2695 | 27.2695 | 27.2695 | 27.2695 | 27.2695 | 27.2695 | 27.2695 | 27.2695 | 27.2695 | 27.2695
1639 | 27.271 | 27.271 | 27.271 | 27.271 | 27.271 | 27.271 | 27.271 | 27.271 | 27.271 | 27.271 | 27.271 | 27.271 | 27.271 | 27.271 | 27.271 | 27.271 | 27.271 | 27.271 | 27.271 | 27.271 | 27.271 | 27.271 | 27.271 | 27.271 | 27.271 | 27.271 | 27.271 | 27.271 | 27.271 | 27.271 | 27.271 | 27.271 | 27.271 | 27.271 | 27.271 | 27.271 | 27.271 | 27.271 | 27.271 | 27.271 | 27.271 | 27.271 | 27.271 | 27.271 | 27.271 | 27.271 | 27.271 | 27.271 | 27.271 | 27.271 | 27.271 | 27.271 | 27.271 | 27.271 | 27.271 | 27.271 | 27.271 | 27.271 | 27.271 | 27.271
1640 | 27.2725 | 27.2725 | 27.2725 | 27.2725 | 27.2725 | 27.2725 | 27.2725 | 27.2725 | 27.2725 | 27.2725 | 27.2725 | 27.2725 | 27.2725 | 27.2725 | 27.2725 | 27.2725 | 27.2725 | 27.2725 | 27.2725 | 27.2725 | 27.2725 | 27.2725 | 27.2725 | 27.2725 | 27.2725 | 27.2725 | 27.2725 | 27.2725 | 27.2725 | 27.2725 | 27.2725 | 27.2725 | 27.2725 | 27.2725 | 27.2725 | 27.2725 | 27.2725 | 27.2725 | 27.2725 | 27.2725 | 27.2725 | 27.2725 | 27.2725 | 27.2725 | 27.2725 | 27.2725 | 27.2725 | 27.2725 | 27.2725 | 27.2725 | 27.2725 | 27.2725 | 27.2725 | 27.2725 | 27.2725 | 27.2725 | 27.2725 | 27.2725 | 27.2725 | 27.2725
1641 | 27.274 | 27.274 | 27.274 | 27.274 | 27.274 | 27.274 | 27.274 | 27.274 | 27.274 | 27.274 | 27.274 | 27.274 | 27.274 | 27.274 | 27.274 | 27.274 | 27.274 | 27.274 | 27.274 | 27.274 | 27.274 | 27.274 | 27.274 | 27.274 | 27.274 | 27.274 | 27.274 | 27.274 | 27.274 | 27.274 | 27.274 | 27.274 | 27.274 | 27.274 | 27.274 | 27.274 | 27.274 | 27.274 | 27.274 | 27.274 | 27.274 | 27.274 | 27.274 | 27.274 | 27.274 | 27.274 | 27.274 | 27.274 | 27.274 | 27.274 | 27.274 | 27.274 | 27.274 | 27.274 | 27.274 | 27.274 | 27.274 | 27.274 | 27.274 | 27.274
1642 | 27.2756 | 27.2756 | 27.2756 | 27.2756 | 27.2756 | 27.2756 | 27.2756 | 27.2756 | 27.2756 | 27.2756 | 27.2756 | 27.2756 | 27.2756 | 27.2756 | 27.2756 | 27.2756 | 27.2756 | 27.2756 | 27.2756 | 27.2756 | 27.2756 | 27.2756 | 27.2756 | 27.2756 | 27.2756 | 27.2756 | 27.2756 | 27.2756 | 27.2756 | 27.2756 | 27.2756 | 27.2756 | 27.2756 | 27.2756 | 27.2756 | 27.2756 | 27.2756 | 27.2756 | 27.2756 | 27.2756 | 27.2756 | 27.2756 | 27.2756 | 27.2756 | 27.2756 | 27.2756 | 27.2756 | 27.2756 | 27.2756 | 27.2756 | 27.2756 | 27.2756 | 27.2756 | 27.2756 | 27.2756 | 27.2756 | 27.2756 | 27.2756 | 27.2756 | 27.2756
1643 | 27.2771 | 27.2771 | 27.2771 | 27.2771 | 27.2771 | 27.2771 | 27.2771 | 27.2771 | 27.2771 | 27.2771 | 27.2771 | 27.2771 | 27.2771 | 27.2771 | 27.2771 | 27.2771 | 27.2771 | 27.2771 | 27.2771 | 27.2771 | 27.2771 | 27.2771 | 27.2771 | 27.2771 | 27.2771 | 27.2771 | 27.2771 | 27.2771 | 27.2771 | 27.2771 | 27.2771 | 27.2771 | 27.2771 | 27.2771 | 27.2771 | 27.2771 | 27.2771 | 27.2771 | 27.2771 | 27.2771 | 27.2771 | 27.2771 | 27.2771 | 27.2771 | 27.2771 | 27.2771 | 27.2771 | 27.2771 | 27.2771 | 27.2771 | 27.2771 | 27.2771 | 27.2771 | 27.2771 | 27.2771 | 27.2771 | 27.2771 | 27.2771 | 27.2771 | 27.2771
1644 | 27.2786 | 27.2786 | 27.2786 | 27.2786 | 27.2786 | 27.2786 | 27.2786 | 27.2786 | 27.2786 | 27.2786 | 27.2786 | 27.2786 | 27.2786 | 27.2786 | 27.2786 | 27.2786 | 27.2786 | 27.2786 | 27.2786 | 27.2786 | 27.2786 | 27.2786 | 27.2786 | 27.2786 | 27.2786 | 27.2786 | 27.2786 | 27.2786 | 27.2786 | 27.2786 | 27.2786 | 27.2786 | 27.2786 | 27.2786 | 27.2786 | 27.2786 | 27.2786 | 27.2786 | 27.2786 | 27.2786 | 27.2786 | 27.2786 | 27.2786 | 27.2786 | 27.2786 | 27.2786 | 27.2786 | 27.2786 | 27.2786 | 27.2786 | 27.2786 | 27.2786 | 27.2786 | 27.2786 | 27.2786 | 27.2786 | 27.2786 | 27.2786 | 27.2786 | 27.2786
1645 | 27.2801 | 27.2801 | 27.2801 | 27.2801 | 27.2801 | 27.2801 | 27.2801 | 27.2801 | 27.2801 | 27.2801 | 27.2801 | 27.2801 | 27.2801 | 27.2801 | 27.2801 | 27.2801 | 27.2801 | 27.2801 | 27.2801 | 27.2801 | 27.2801 | 27.2801 | 27.2801 | 27.2801 | 27.2801 | 27.2801 | 27.2801 | 27.2801 | 27.2801 | 27.2801 | 27.2801 | 27.2801 | 27.2801 | 27.2801 | 27.2801 | 27.2801 | 27.2801 | 27.2801 | 27.2801 | 27.2801 | 27.2801 | 27.2801 | 27.2801 | 27.2801 | 27.2801 | 27.2801 | 27.2801 | 27.2801 | 27.2801 | 27.2801 | 27.2801 | 27.2801 | 27.2801 | 27.2801 | 27.2801 | 27.2801 | 27.2801 | 27.2801 | 27.2801 | 27.2801
1646 | 27.2817 | 27.2817 | 27.2817 | 27.2817 | 27.2817 | 27.2817 | 27.2817 | 27.2817 | 27.2817 | 27.2817 | 27.2817 | 27.2817 | 27.2817 | 27.2817 | 27.2817 | 27.2817 | 27.2817 | 27.2817 | 27.2817 | 27.2817 | 27.2817 | 27.2817 | 27.2817 | 27.2817 | 27.2817 | 27.2817 | 27.2817 | 27.2817 | 27.2817 | 27.2817 | 27.2817 | 27.2817 | 27.2817 | 27.2817 | 27.2817 | 27.2817 | 27.2817 | 27.2817 | 27.2817 | 27.2817 | 27.2817 | 27.2817 | 27.2817 | 27.2817 | 27.2817 | 27.2817 | 27.2817 | 27.2817 | 27.2817 | 27.2817 | 27.2817 | 27.2817 | 27.2817 | 27.2817 | 27.2817 | 27.2817 | 27.2817 | 27.2817 | 27.2817 | 27.2817
1647 | 27.2832 | 27.2832 | 27.2832 | 27.2832 | 27.2832 | 27.2832 | 27.2832 | 27.2832 | 27.2832 | 27.2832 | 27.2832 | 27.2832 | 27.2832 | 27.2832 | 27.2832 | 27.2832 | 27.2832 | 27.2832 | 27.2832 | 27.2832 | 27.2832 | 27.2832 | 27.2832 | 27.2832 | 27.2832 | 27.2832 | 27.2832 | 27.2832 | 27.2832 | 27.2832 | 27.2832 | 27.2832 | 27.2832 | 27.2832 | 27.2832 | 27.2832 | 27.2832 | 27.2832 | 27.2832 | 27.2832 | 27.2832 | 27.2832 | 27.2832 | 27.2832 | 27.2832 | 27.2832 | 27.2832 | 27.2832 | 27.2832 | 27.2832 | 27.2832 | 27.2832 | 27.2832 | 27.2832 | 27.2832 | 27.2832 | 27.2832 | 27.2832 | 27.2832 | 27.2832
1648 | 27.2847 | 27.2847 | 27.2847 | 27.2847 | 27.2847 | 27.2847 | 27.2847 | 27.2847 | 27.2847 | 27.2847 | 27.2847 | 27.2847 | 27.2847 | 27.2847 | 27.2847 | 27.2847 | 27.2847 | 27.2847 | 27.2847 | 27.2847 | 27.2847 | 27.2847 | 27.2847 | 27.2847 | 27.2847 | 27.2847 | 27.2847 | 27.2847 | 27.2847 | 27.2847 | 27.2847 | 27.2847 | 27.2847 | 27.2847 | 27.2847 | 27.2847 | 27.2847 | 27.2847 | 27.2847 | 27.2847 | 27.2847 | 27.2847 | 27.2847 | 27.2847 | 27.2847 | 27.2847 | 27.2847 | 27.2847 | 27.2847 | 27.2847 | 27.2847 | 27.2847 | 27.2847 | 27.2847 | 27.2847 | 27.2847 | 27.2847 | 27.2847 | 27.2847 | 27.2847
1649 | 27.2862 | 27.2862 | 27.2862 | 27.2862 | 27.2862 | 27.2862 | 27.2862 | 27.2862 | 27.2862 | 27.2862 | 27.2862 | 27.2862 | 27.2862 | 27.2862 | 27.2862 | 27.2862 | 27.2862 | 27.2862 | 27.2862 | 27.2862 | 27.2862 | 27.2862 | 27.2862 | 27.2862 | 27.2862 | 27.2862 | 27.2862 | 27.2862 | 27.2862 | 27.2862 | 27.2862 | 27.2862 | 27.2862 | 27.2862 | 27.2862 | 27.2862 | 27.2862 | 27.2862 | 27.2862 | 27.2862 | 27.2862 | 27.2862 | 27.2862 | 27.2862 | 27.2862 | 27.2862 | 27.2862 | 27.2862 | 27.2862 | 27.2862 | 27.2862 | 27.2862 | 27.2862 | 27.2862 | 27.2862 | 27.2862 | 27.2862 | 27.2862 | 27.2862 | 27.2862
1650 | 27.2877 | 27.2877 | 27.2877 | 27.2877 | 27.2877 | 27.2877 | 27.2877 | 27.2877 | 27.2877 | 27.2877 | 27.2877 | 27.2877 | 27.2877 | 27.2877 | 27.2877 | 27.2877 | 27.2877 | 27.2877 | 27.2877 | 27.2877 | 27.2877 | 27.2877 | 27.2877 | 27.2877 | 27.2877 | 27.2877 | 27.2877 | 27.2877 | 27.2877 | 27.2877 | 27.2877 | 27.2877 | 27.2877 | 27.2877 | 27.2877 | 27.2877 | 27.2877 | 27.2877 | 27.2877 | 27.2877 | 27.2877 | 27.2877 | 27.2877 | 27.2877 | 27.2877 | 27.2877 | 27.2877 | 27.2877 | 27.2877 | 27.2877 | 27.2877 | 27.2877 | 27.2877 | 27.2877 | 27.2877 | 27.2877 | 27.2877 | 27.2877 | 27.2877 | 27.2877
1651 | 27.2892 | 27.2892 | 27.2892 | 27.2892 | 27.2892 | 27.2892 | 27.2892 | 27.2892 | 27.2892 | 27.2892 | 27.2892 | 27.2892 | 27.2892 | 27.2892 | 27.2892 | 27.2892 | 27.2892 | 27.2892 | 27.2892 | 27.2892 | 27.2892 | 27.2892 | 27.2892 | 27.2892 | 27.2892 | 27.2892 | 27.2892 | 27.2892 | 27.2892 | 27.2892 | 27.2892 | 27.2892 | 27.2892 | 27.2892 | 27.2892 | 27.2892 | 27.2892 | 27.2892 | 27.2892 | 27.2892 | 27.2892 | 27.2892 | 27.2892 | 27.2892 | 27.2892 | 27.2892 | 27.2892 | 27.2892 | 27.2892 | 27.2892 | 27.2892 | 27.2892 | 27.2892 | 27.2892 | 27.2892 | 27.2892 | 27.2892 | 27.2892 | 27.2892 | 27.2892
1652 | 27.2907 | 27.2907 | 27.2907 | 27.2907 | 27.2907 | 27.2907 | 27.2907 | 27.2907 | 27.2907 | 27.2907 | 27.2907 | 27.2907 | 27.2907 | 27.2907 | 27.2907 | 27.2907 | 27.2907 | 27.2907 | 27.2907 | 27.2907 | 27.2907 | 27.2907 | 27.2907 | 27.2907 | 27.2907 | 27.2907 | 27.2907 | 27.2907 | 27.2907 | 27.2907 | 27.2907 | 27.2907 | 27.2907 | 27.2907 | 27.2907 | 27.2907 | 27.2907 | 27.2907 | 27.2907 | 27.2907 | 27.2907 | 27.2907 | 27.2907 | 27.2907 | 27.2907 | 27.2907 | 27.2907 | 27.2907 | 27.2907 | 27.2907 | 27.2907 | 27.2907 | 27.2907 | 27.2907 | 27.2907 | 27.2907 | 27.2907 | 27.2907 | 27.2907 | 27.2907
1653 | 27.2923 | 27.2923 | 27.2923 | 27.2923 | 27.2923 | 27.2923 | 27.2923 | 27.2923 | 27.2923 | 27.2923 | 27.2923 | 27.2923 | 27.2923 | 27.2923 | 27.2923 | 27.2923 | 27.2923 | 27.2923 | 27.2923 | 27.2923 | 27.2923 | 27.2923 | 27.2923 | 27.2923 | 27.2923 | 27.2923 | 27.2923 | 27.2923 | 27.2923 | 27.2923 | 27.2923 | 27.2923 | 27.2923 | 27.2923 | 27.2923 | 27.2923 | 27.2923 | 27.2923 | 27.2923 | 27.2923 | 27.2923 | 27.2923 | 27.2923 | 27.2923 | 27.2923 | 27.2923 | 27.2923 | 27.2923 | 27.2923 | 27.2923 | 27.2923 | 27.2923 | 27.2923 | 27.2923 | 27.2923 | 27.2923 | 27.2923 | 27.2923 | 27.2923 | 27.2923
1654 | 27.2938 | 27.2938 | 27.2938 | 27.2938 | 27.2938 | 27.2938 | 27.2938 | 27.2938 | 27.2938 | 27.2938 | 27.2938 | 27.2938 | 27.2938 | 27.2938 | 27.2938 | 27.2938 | 27.2938 | 27.2938 | 27.2938 | 27.2938 | 27.2938 | 27.2938 | 27.2938 | 27.2938 | 27.2938 | 27.2938 | 27.2938 | 27.2938 | 27.2938 | 27.2938 | 27.2938 | 27.2938 | 27.2938 | 27.2938 | 27.2938 | 27.2938 | 27.2938 | 27.2938 | 27.2938 | 27.2938 | 27.2938 | 27.2938 | 27.2938 | 27.2938 | 27.2938 | 27.2938 | 27.2938 | 27.2938 | 27.2938 | 27.2938 | 27.2938 | 27.2938 | 27.2938 | 27.2938 | 27.2938 | 27.2938 | 27.2938 | 27.2938 | 27.2938 | 27.2938
1655 | 27.2953 | 27.2953 | 27.2953 | 27.2953 | 27.2953 | 27.2953 | 27.2953 | 27.2953 | 27.2953 | 27.2953 | 27.2953 | 27.2953 | 27.2953 | 27.2953 | 27.2953 | 27.2953 | 27.2953 | 27.2953 | 27.2953 | 27.2953 | 27.2953 | 27.2953 | 27.2953 | 27.2953 | 27.2953 | 27.2953 | 27.2953 | 27.2953 | 27.2953 | 27.2953 | 27.2953 | 27.2953 | 27.2953 | 27.2953 | 27.2953 | 27.2953 | 27.2953 | 27.2953 | 27.2953 | 27.2953 | 27.2953 | 27.2953 | 27.2953 | 27.2953 | 27.2953 | 27.2953 | 27.2953 | 27.2953 | 27.2953 | 27.2953 | 27.2953 | 27.2953 | 27.2953 | 27.2953 | 27.2953 | 27.2953 | 27.2953 | 27.2953 | 27.2953 | 27.2953
1656 | 27.2968 | 27.2968 | 27.2968 | 27.2968 | 27.2968 | 27.2968 | 27.2968 | 27.2968 | 27.2968 | 27.2968 | 27.2968 | 27.2968 | 27.2968 | 27.2968 | 27.2968 | 27.2968 | 27.2968 | 27.2968 | 27.2968 | 27.2968 | 27.2968 | 27.2968 | 27.2968 | 27.2968 | 27.2968 | 27.2968 | 27.2968 | 27.2968 | 27.2968 | 27.2968 | 27.2968 | 27.2968 | 27.2968 | 27.2968 | 27.2968 | 27.2968 | 27.2968 | 27.2968 | 27.2968 | 27.2968 | 27.2968 | 27.2968 | 27.2968 | 27.2968 | 27.2968 | 27.2968 | 27.2968 | 27.2968 | 27.2968 | 27.2968 | 27.2968 | 27.2968 | 27.2968 | 27.2968 | 27.2968 | 27.2968 | 27.2968 | 27.2968 | 27.2968 | 27.2968
1657 | 27.2983 | 27.2983 | 27.2983 | 27.2983 | 27.2983 | 27.2983 | 27.2983 | 27.2983 | 27.2983 | 27.2983 | 27.2983 | 27.2983 | 27.2983 | 27.2983 | 27.2983 | 27.2983 | 27.2983 | 27.2983 | 27.2983 | 27.2983 | 27.2983 | 27.2983 | 27.2983 | 27.2983 | 27.2983 | 27.2983 | 27.2983 | 27.2983 | 27.2983 | 27.2983 | 27.2983 | 27.2983 | 27.2983 | 27.2983 | 27.2983 | 27.2983 | 27.2983 | 27.2983 | 27.2983 | 27.2983 | 27.2983 | 27.2983 | 27.2983 | 27.2983 | 27.2983 | 27.2983 | 27.2983 | 27.2983 | 27.2983 | 27.2983 | 27.2983 | 27.2983 | 27.2983 | 27.2983 | 27.2983 | 27.2983 | 27.2983 | 27.2983 | 27.2983 | 27.2983
1658 | 27.2998 | 27.2998 | 27.2998 | 27.2998 | 27.2998 | 27.2998 | 27.2998 | 27.2998 | 27.2998 | 27.2998 | 27.2998 | 27.2998 | 27.2998 | 27.2998 | 27.2998 | 27.2998 | 27.2998 | 27.2998 | 27.2998 | 27.2998 | 27.2998 | 27.2998 | 27.2998 | 27.2998 | 27.2998 | 27.2998 | 27.2998 | 27.2998 | 27.2998 | 27.2998 | 27.2998 | 27.2998 | 27.2998 | 27.2998 | 27.2998 | 27.2998 | 27.2998 | 27.2998 | 27.2998 | 27.2998 | 27.2998 | 27.2998 | 27.2998 | 27.2998 | 27.2998 | 27.2998 | 27.2998 | 27.2998 | 27.2998 | 27.2998 | 27.2998 | 27.2998 | 27.2998 | 27.2998 | 27.2998 | 27.2998 | 27.2998 | 27.2998 | 27.2998 | 27.2998
1659 | 27.3013 | 27.3013 | 27.3013 | 27.3013 | 27.3013 | 27.3013 | 27.3013 | 27.3013 | 27.3013 | 27.3013 | 27.3013 | 27.3013 | 27.3013 | 27.3013 | 27.3013 | 27.3013 | 27.3013 | 27.3013 | 27.3013 | 27.3013 | 27.3013 | 27.3013 | 27.3013 | 27.3013 | 27.3013 | 27.3013 | 27.3013 | 27.3013 | 27.3013 | 27.3013 | 27.3013 | 27.3013 | 27.3013 | 27.3013 | 27.3013 | 27.3013 | 27.3013 | 27.3013 | 27.3013 | 27.3013 | 27.3013 | 27.3013 | 27.3013 | 27.3013 | 27.3013 | 27.3013 | 27.3013 | 27.3013 | 27.3013 | 27.3013 | 27.3013 | 27.3013 | 27.3013 | 27.3013 | 27.3013 | 27.3013 | 27.3013 | 27.3013 | 27.3013 | 27.3013
1660 | 27.3028 | 27.3028 | 27.3028 | 27.3028 | 27.3028 | 27.3028 | 27.3028 | 27.3028 | 27.3028 | 27.3028 | 27.3028 | 27.3028 | 27.3028 | 27.3028 | 27.3028 | 27.3028 | 27.3028 | 27.3028 | 27.3028 | 27.3028 | 27.3028 | 27.3028 | 27.3028 | 27.3028 | 27.3028 | 27.3028 | 27.3028 | 27.3028 | 27.3028 | 27.3028 | 27.3028 | 27.3028 | 27.3028 | 27.3028 | 27.3028 | 27.3028 | 27.3028 | 27.3028 | 27.3028 | 27.3028 | 27.3028 | 27.3028 | 27.3028 | 27.3028 | 27.3028 | 27.3028 | 27.3028 | 27.3028 | 27.3028 | 27.3028 | 27.3028 | 27.3028 | 27.3028 | 27.3028 | 27.3028 | 27.3028 | 27.3028 | 27.3028 | 27.3028 | 27.3028
1661 | 27.3043 | 27.3043 | 27.3043 | 27.3043 | 27.3043 | 27.3043 | 27.3043 | 27.3043 | 27.3043 | 27.3043 | 27.3043 | 27.3043 | 27.3043 | 27.3043 | 27.3043 | 27.3043 | 27.3043 | 27.3043 | 27.3043 | 27.3043 | 27.3043 | 27.3043 | 27.3043 | 27.3043 | 27.3043 | 27.3043 | 27.3043 | 27.3043 | 27.3043 | 27.3043 | 27.3043 | 27.3043 | 27.3043 | 27.3043 | 27.3043 | 27.3043 | 27.3043 | 27.3043 | 27.3043 | 27.3043 | 27.3043 | 27.3043 | 27.3043 | 27.3043 | 27.3043 | 27.3043 | 27.3043 | 27.3043 | 27.3043 | 27.3043 | 27.3043 | 27.3043 | 27.3043 | 27.3043 | 27.3043 | 27.3043 | 27.3043 | 27.3043 | 27.3043 | 27.3043
1662 | 27.3058 | 27.3058 | 27.3058 | 27.3058 | 27.3058 | 27.3058 | 27.3058 | 27.3058 | 27.3058 | 27.3058 | 27.3058 | 27.3058 | 27.3058 | 27.3058 | 27.3058 | 27.3058 | 27.3058 | 27.3058 | 27.3058 | 27.3058 | 27.3058 | 27.3058 | 27.3058 | 27.3058 | 27.3058 | 27.3058 | 27.3058 | 27.3058 | 27.3058 | 27.3058 | 27.3058 | 27.3058 | 27.3058 | 27.3058 | 27.3058 | 27.3058 | 27.3058 | 27.3058 | 27.3058 | 27.3058 | 27.3058 | 27.3058 | 27.3058 | 27.3058 | 27.3058 | 27.3058 | 27.3058 | 27.3058 | 27.3058 | 27.3058 | 27.3058 | 27.3058 | 27.3058 | 27.3058 | 27.3058 | 27.3058 | 27.3058 | 27.3058 | 27.3058 | 27.3058
1663 | 27.3073 | 27.3073 | 27.3073 | 27.3073 | 27.3073 | 27.3073 | 27.3073 | 27.3073 | 27.3073 | 27.3073 | 27.3073 | 27.3073 | 27.3073 | 27.3073 | 27.3073 | 27.3073 | 27.3073 | 27.3073 | 27.3073 | 27.3073 | 27.3073 | 27.3073 | 27.3073 | 27.3073 | 27.3073 | 27.3073 | 27.3073 | 27.3073 | 27.3073 | 27.3073 | 27.3073 | 27.3073 | 27.3073 | 27.3073 | 27.3073 | 27.3073 | 27.3073 | 27.3073 | 27.3073 | 27.3073 | 27.3073 | 27.3073 | 27.3073 | 27.3073 | 27.3073 | 27.3073 | 27.3073 | 27.3073 | 27.3073 | 27.3073 | 27.3073 | 27.3073 | 27.3073 | 27.3073 | 27.3073 | 27.3073 | 27.3073 | 27.3073 | 27.3073 | 27.3073
1664 | 27.3088 | 27.3088 | 27.3088 | 27.3088 | 27.3088 | 27.3088 | 27.3088 | 27.3088 | 27.3088 | 27.3088 | 27.3088 | 27.3088 | 27.3088 | 27.3088 | 27.3088 | 27.3088 | 27.3088 | 27.3088 | 27.3088 | 27.3088 | 27.3088 | 27.3088 | 27.3088 | 27.3088 | 27.3088 | 27.3088 | 27.3088 | 27.3088 | 27.3088 | 27.3088 | 27.3088 | 27.3088 | 27.3088 | 27.3088 | 27.3088 | 27.3088 | 27.3088 | 27.3088 | 27.3088 | 27.3088 | 27.3088 | 27.3088 | 27.3088 | 27.3088 | 27.3088 | 27.3088 | 27.3088 | 27.3088 | 27.3088 | 27.3088 | 27.3088 | 27.3088 | 27.3088 | 27.3088 | 27.3088 | 27.3088 | 27.3088 | 27.3088 | 27.3088 | 27.3088
1665 | 27.3103 | 27.3103 | 27.3103 | 27.3103 | 27.3103 | 27.3103 | 27.3103 | 27.3103 | 27.3103 | 27.3103 | 27.3103 | 27.3103 | 27.3103 | 27.3103 | 27.3103 | 27.3103 | 27.3103 | 27.3103 | 27.3103 | 27.3103 | 27.3103 | 27.3103 | 27.3103 | 27.3103 | 27.3103 | 27.3103 | 27.3103 | 27.3103 | 27.3103 | 27.3103 | 27.3103 | 27.3103 | 27.3103 | 27.3103 | 27.3103 | 27.3103 | 27.3103 | 27.3103 | 27.3103 | 27.3103 | 27.3103 | 27.3103 | 27.3103 | 27.3103 | 27.3103 | 27.3103 | 27.3103 | 27.3103 | 27.3103 | 27.3103 | 27.3103 | 27.3103 | 27.3103 | 27.3103 | 27.3103 | 27.3103 | 27.3103 | 27.3103 | 27.3103 | 27.3103
1666 | 27.3118 | 27.3118 | 27.3118 | 27.3118 | 27.3118 | 27.3118 | 27.3118 | 27.3118 | 27.3118 | 27.3118 | 27.3118 | 27.3118 | 27.3118 | 27.3118 | 27.3118 | 27.3118 | 27.3118 | 27.3118 | 27.3118 | 27.3118 | 27.3118 | 27.3118 | 27.3118 | 27.3118 | 27.3118 | 27.3118 | 27.3118 | 27.3118 | 27.3118 | 27.3118 | 27.3118 | 27.3118 | 27.3118 | 27.3118 | 27.3118 | 27.3118 | 27.3118 | 27.3118 | 27.3118 | 27.3118 | 27.3118 | 27.3118 | 27.3118 | 27.3118 | 27.3118 | 27.3118 | 27.3118 | 27.3118 | 27.3118 | 27.3118 | 27.3118 | 27.3118 | 27.3118 | 27.3118 | 27.3118 | 27.3118 | 27.3118 | 27.3118 | 27.3118 | 27.3118
1667 | 27.3133 | 27.3133 | 27.3133 | 27.3133 | 27.3133 | 27.3133 | 27.3133 | 27.3133 | 27.3133 | 27.3133 | 27.3133 | 27.3133 | 27.3133 | 27.3133 | 27.3133 | 27.3133 | 27.3133 | 27.3133 | 27.3133 | 27.3133 | 27.3133 | 27.3133 | 27.3133 | 27.3133 | 27.3133 | 27.3133 | 27.3133 | 27.3133 | 27.3133 | 27.3133 | 27.3133 | 27.3133 | 27.3133 | 27.3133 | 27.3133 | 27.3133 | 27.3133 | 27.3133 | 27.3133 | 27.3133 | 27.3133 | 27.3133 | 27.3133 | 27.3133 | 27.3133 | 27.3133 | 27.3133 | 27.3133 | 27.3133 | 27.3133 | 27.3133 | 27.3133 | 27.3133 | 27.3133 | 27.3133 | 27.3133 | 27.3133 | 27.3133 | 27.3133 | 27.3133
1668 | 27.3148 | 27.3148 | 27.3148 | 27.3148 | 27.3148 | 27.3148 | 27.3148 | 27.3148 | 27.3148 | 27.3148 | 27.3148 | 27.3148 | 27.3148 | 27.3148 | 27.3148 | 27.3148 | 27.3148 | 27.3148 | 27.3148 | 27.3148 | 27.3148 | 27.3148 | 27.3148 | 27.3148 | 27.3148 | 27.3148 | 27.3148 | 27.3148 | 27.3148 | 27.3148 | 27.3148 | 27.3148 | 27.3148 | 27.3148 | 27.3148 | 27.3148 | 27.3148 | 27.3148 | 27.3148 | 27.3148 | 27.3148 | 27.3148 | 27.3148 | 27.3148 | 27.3148 | 27.3148 | 27.3148 | 27.3148 | 27.3148 | 27.3148 | 27.3148 | 27.3148 | 27.3148 | 27.3148 | 27.3148 | 27.3148 | 27.3148 | 27.3148 | 27.3148 | 27.3148
1669 | 27.3163 | 27.3163 | 27.3163 | 27.3163 | 27.3163 | 27.3163 | 27.3163 | 27.3163 | 27.3163 | 27.3163 | 27.3163 | 27.3163 | 27.3163 | 27.3163 | 27.3163 | 27.3163 | 27.3163 | 27.3163 | 27.3163 | 27.3163 | 27.3163 | 27.3163 | 27.3163 | 27.3163 | 27.3163 | 27.3163 | 27.3163 | 27.3163 | 27.3163 | 27.3163 | 27.3163 | 27.3163 | 27.3163 | 27.3163 | 27.3163 | 27.3163 | 27.3163 | 27.3163 | 27.3163 | 27.3163 | 27.3163 | 27.3163 | 27.3163 | 27.3163 | 27.3163 | 27.3163 | 27.3163 | 27.3163 | 27.3163 | 27.3163 | 27.3163 | 27.3163 | 27.3163 | 27.3163 | 27.3163 | 27.3163 | 27.3163 | 27.3163 | 27.3163 | 27.3163
1670 | 27.3178 | 27.3178 | 27.3178 | 27.3178 | 27.3178 | 27.3178 | 27.3178 | 27.3178 | 27.3178 | 27.3178 | 27.3178 | 27.3178 | 27.3178 | 27.3178 | 27.3178 | 27.3178 | 27.3178 | 27.3178 | 27.3178 | 27.3178 | 27.3178 | 27.3178 | 27.3178 | 27.3178 | 27.3178 | 27.3178 | 27.3178 | 27.3178 | 27.3178 | 27.3178 | 27.3178 | 27.3178 | 27.3178 | 27.3178 | 27.3178 | 27.3178 | 27.3178 | 27.3178 | 27.3178 | 27.3178 | 27.3178 | 27.3178 | 27.3178 | 27.3178 | 27.3178 | 27.3178 | 27.3178 | 27.3178 | 27.3178 | 27.3178 | 27.3178 | 27.3178 | 27.3178 | 27.3178 | 27.3178 | 27.3178 | 27.3178 | 27.3178 | 27.3178 | 27.3178
1671 | 27.3193 | 27.3193 | 27.3193 | 27.3193 | 27.3193 | 27.3193 | 27.3193 | 27.3193 | 27.3193 | 27.3193 | 27.3193 | 27.3193 | 27.3193 | 27.3193 | 27.3193 | 27.3193 | 27.3193 | 27.3193 | 27.3193 | 27.3193 | 27.3193 | 27.3193 | 27.3193 | 27.3193 | 27.3193 | 27.3193 | 27.3193 | 27.3193 | 27.3193 | 27.3193 | 27.3193 | 27.3193 | 27.3193 | 27.3193 | 27.3193 | 27.3193 | 27.3193 | 27.3193 | 27.3193 | 27.3193 | 27.3193 | 27.3193 | 27.3193 | 27.3193 | 27.3193 | 27.3193 | 27.3193 | 27.3193 | 27.3193 | 27.3193 | 27.3193 | 27.3193 | 27.3193 | 27.3193 | 27.3193 | 27.3193 | 27.3193 | 27.3193 | 27.3193 | 27.3193
1672 | 27.3208 | 27.3208 | 27.3208 | 27.3208 | 27.3208 | 27.3208 | 27.3208 | 27.3208 | 27.3208 | 27.3208 | 27.3208 | 27.3208 | 27.3208 | 27.3208 | 27.3208 | 27.3208 | 27.3208 | 27.3208 | 27.3208 | 27.3208 | 27.3208 | 27.3208 | 27.3208 | 27.3208 | 27.3208 | 27.3208 | 27.3208 | 27.3208 | 27.3208 | 27.3208 | 27.3208 | 27.3208 | 27.3208 | 27.3208 | 27.3208 | 27.3208 | 27.3208 | 27.3208 | 27.3208 | 27.3208 | 27.3208 | 27.3208 | 27.3208 | 27.3208 | 27.3208 | 27.3208 | 27.3208 | 27.3208 | 27.3208 | 27.3208 | 27.3208 | 27.3208 | 27.3208 | 27.3208 | 27.3208 | 27.3208 | 27.3208 | 27.3208 | 27.3208 | 27.3208
1673 | 27.3223 | 27.3223 | 27.3223 | 27.3223 | 27.3223 | 27.3223 | 27.3223 | 27.3223 | 27.3223 | 27.3223 | 27.3223 | 27.3223 | 27.3223 | 27.3223 | 27.3223 | 27.3223 | 27.3223 | 27.3223 | 27.3223 | 27.3223 | 27.3223 | 27.3223 | 27.3223 | 27.3223 | 27.3223 | 27.3223 | 27.3223 | 27.3223 | 27.3223 | 27.3223 | 27.3223 | 27.3223 | 27.3223 | 27.3223 | 27.3223 | 27.3223 | 27.3223 | 27.3223 | 27.3223 | 27.3223 | 27.3223 | 27.3223 | 27.3223 | 27.3223 | 27.3223 | 27.3223 | 27.3223 | 27.3223 | 27.3223 | 27.3223 | 27.3223 | 27.3223 | 27.3223 | 27.3223 | 27.3223 | 27.3223 | 27.3223 | 27.3223 | 27.3223 | 27.3223
1674 | 27.3238 | 27.3238 | 27.3238 | 27.3238 | 27.3238 | 27.3238 | 27.3238 | 27.3238 | 27.3238 | 27.3238 | 27.3238 | 27.3238 | 27.3238 | 27.3238 | 27.3238 | 27.3238 | 27.3238 | 27.3238 | 27.3238 | 27.3238 | 27.3238 | 27.3238 | 27.3238 | 27.3238 | 27.3238 | 27.3238 | 27.3238 | 27.3238 | 27.3238 | 27.3238 | 27.3238 | 27.3238 | 27.3238 | 27.3238 | 27.3238 | 27.3238 | 27.3238 | 27.3238 | 27.3238 | 27.3238 | 27.3238 | 27.3238 | 27.3238 | 27.3238 | 27.3238 | 27.3238 | 27.3238 | 27.3238 | 27.3238 | 27.3238 | 27.3238 | 27.3238 | 27.3238 | 27.3238 | 27.3238 | 27.3238 | 27.3238 | 27.3238 | 27.3238 | 27.3238
1675 | 27.3253 | 27.3253 | 27.3253 | 27.3253 | 27.3253 | 27.3253 | 27.3253 | 27.3253 | 27.3253 | 27.3253 | 27.3253 | 27.3253 | 27.3253 | 27.3253 | 27.3253 | 27.3253 | 27.3253 | 27.3253 | 27.3253 | 27.3253 | 27.3253 | 27.3253 | 27.3253 | 27.3253 | 27.3253 | 27.3253 | 27.3253 | 27.3253 | 27.3253 | 27.3253 | 27.3253 | 27.3253 | 27.3253 | 27.3253 | 27.3253 | 27.3253 | 27.3253 | 27.3253 | 27.3253 | 27.3253 | 27.3253 | 27.3253 | 27.3253 | 27.3253 | 27.3253 | 27.3253 | 27.3253 | 27.3253 | 27.3253 | 27.3253 | 27.3253 | 27.3253 | 27.3253 | 27.3253 | 27.3253 | 27.3253 | 27.3253 | 27.3253 | 27.3253 | 27.3253
1676 | 27.3268 | 27.3268 | 27.3268 | 27.3268 | 27.3268 | 27.3268 | 27.3268 | 27.3268 | 27.3268 | 27.3268 | 27.3268 | 27.3268 | 27.3268 | 27.3268 | 27.3268 | 27.3268 | 27.3268 | 27.3268 | 27.3268 | 27.3268 | 27.3268 | 27.3268 | 27.3268 | 27.3268 | 27.3268 | 27.3268 | 27.3268 | 27.3268 | 27.3268 | 27.3268 | 27.3268 | 27.3268 | 27.3268 | 27.3268 | 27.3268 | 27.3268 | 27.3268 | 27.3268 | 27.3268 | 27.3268 | 27.3268 | 27.3268 | 27.3268 | 27.3268 | 27.3268 | 27.3268 | 27.3268 | 27.3268 | 27.3268 | 27.3268 | 27.3268 | 27.3268 | 27.3268 | 27.3268 | 27.3268 | 27.3268 | 27.3268 | 27.3268 | 27.3268 | 27.3268
1677 | 27.3283 | 27.3283 | 27.3283 | 27.3283 | 27.3283 | 27.3283 | 27.3283 | 27.3283 | 27.3283 | 27.3283 | 27.3283 | 27.3283 | 27.3283 | 27.3283 | 27.3283 | 27.3283 | 27.3283 | 27.3283 | 27.3283 | 27.3283 | 27.3283 | 27.3283 | 27.3283 | 27.3283 | 27.3283 | 27.3283 | 27.3283 | 27.3283 | 27.3283 | 27.3283 | 27.3283 | 27.3283 | 27.3283 | 27.3283 | 27.3283 | 27.3283 | 27.3283 | 27.3283 | 27.3283 | 27.3283 | 27.3283 | 27.3283 | 27.3283 | 27.3283 | 27.3283 | 27.3283 | 27.3283 | 27.3283 | 27.3283 | 27.3283 | 27.3283 | 27.3283 | 27.3283 | 27.3283 | 27.3283 | 27.3283 | 27.3283 | 27.3283 | 27.3283 | 27.3283
1678 | 27.3298 | 27.3298 | 27.3298 | 27.3298 | 27.3298 | 27.3298 | 27.3298 | 27.3298 | 27.3298 | 27.3298 | 27.3298 | 27.3298 | 27.3298 | 27.3298 | 27.3298 | 27.3298 | 27.3298 | 27.3298 | 27.3298 | 27.3298 | 27.3298 | 27.3298 | 27.3298 | 27.3298 | 27.3298 | 27.3298 | 27.3298 | 27.3298 | 27.3298 | 27.3298 | 27.3298 | 27.3298 | 27.3298 | 27.3298 | 27.3298 | 27.3298 | 27.3298 | 27.3298 | 27.3298 | 27.3298 | 27.3298 | 27.3298 | 27.3298 | 27.3298 | 27.3298 | 27.3298 | 27.3298 | 27.3298 | 27.3298 | 27.3298 | 27.3298 | 27.3298 | 27.3298 | 27.3298 | 27.3298 | 27.3298 | 27.3298 | 27.3298 | 27.3298 | 27.3298
1679 | 27.3313 | 27.3313 | 27.3313 | 27.3313 | 27.3313 | 27.3313 | 27.3313 | 27.3313 | 27.3313 | 27.3313 | 27.3313 | 27.3313 | 27.3313 | 27.3313 | 27.3313 | 27.3313 | 27.3313 | 27.3313 | 27.3313 | 27.3313 | 27.3313 | 27.3313 | 27.3313 | 27.3313 | 27.3313 | 27.3313 | 27.3313 | 27.3313 | 27.3313 | 27.3313 | 27.3313 | 27.3313 | 27.3313 | 27.3313 | 27.3313 | 27.3313 | 27.3313 | 27.3313 | 27.3313 | 27.3313 | 27.3313 | 27.3313 | 27.3313 | 27.3313 | 27.3313 | 27.3313 | 27.3313 | 27.3313 | 27.3313 | 27.3313 | 27.3313 | 27.3313 | 27.3313 | 27.3313 | 27.3313 | 27.3313 | 27.3313 | 27.3313 | 27.3313 | 27.3313
1680 | 27.3328 | 27.3328 | 27.3328 | 27.3328 | 27.3328 | 27.3328 | 27.3328 | 27.3328 | 27.3328 | 27.3328 | 27.3328 | 27.3328 | 27.3328 | 27.3328 | 27.3328 | 27.3328 | 27.3328 | 27.3328 | 27.3328 | 27.3328 | 27.3328 | 27.3328 | 27.3328 | 27.3328 | 27.3328 | 27.3328 | 27.3328 | 27.3328 | 27.3328 | 27.3328 | 27.3328 | 27.3328 | 27.3328 | 27.3328 | 27.3328 | 27.3328 | 27.3328 | 27.3328 | 27.3328 | 27.3328 | 27.3328 | 27.3328 | 27.3328 | 27.3328 | 27.3328 | 27.3328 | 27.3328 | 27.3328 | 27.3328 | 27.3328 | 27.3328 | 27.3328 | 27.3328 | 27.3328 | 27.3328 | 27.3328 | 27.3328 | 27.3328 | 27.3328 | 27.3328
1681 | 27.3343 | 27.3343 | 27.3343 | 27.3343 | 27.3343 | 27.3343 | 27.3343 | 27.3343 | 27.3343 | 27.3343 | 27.3343 | 27.3343 | 27.3343 | 27.3343 | 27.3343 | 27.3343 | 27.3343 | 27.3343 | 27.3343 | 27.3343 | 27.3343 | 27.3343 | 27.3343 | 27.3343 | 27.3343 | 27.3343 | 27.3343 | 27.3343 | 27.3343 | 27.3343 | 27.3343 | 27.3343 | 27.3343 | 27.3343 | 27.3343 | 27.3343 | 27.3343 | 27.3343 | 27.3343 | 27.3343 | 27.3343 | 27.3343 | 27.3343 | 27.3343 | 27.3343 | 27.3343 | 27.3343 | 27.3343 | 27.3343 | 27.3343 | 27.3343 | 27.3343 | 27.3343 | 27.3343 | 27.3343 | 27.3343 | 27.3343 | 27.3343 | 27.3343 | 27.3343
1682 | 27.3357 | 27.3357 | 27.3357 | 27.3357 | 27.3357 | 27.3357 | 27.3357 | 27.3357 | 27.3357 | 27.3357 | 27.3357 | 27.3357 | 27.3357 | 27.3357 | 27.3357 | 27.3357 | 27.3357 | 27.3357 | 27.3357 | 27.3357 | 27.3357 | 27.3357 | 27.3357 | 27.3357 | 27.3357 | 27.3357 | 27.3357 | 27.3357 | 27.3357 | 27.3357 | 27.3357 | 27.3357 | 27.3357 | 27.3357 | 27.3357 | 27.3357 | 27.3357 | 27.3357 | 27.3357 | 27.3357 | 27.3357 | 27.3357 | 27.3357 | 27.3357 | 27.3357 | 27.3357 | 27.3357 | 27.3357 | 27.3357 | 27.3357 | 27.3357 | 27.3357 | 27.3357 | 27.3357 | 27.3357 | 27.3357 | 27.3357 | 27.3357 | 27.3357 | 27.3357
1683 | 27.3372 | 27.3372 | 27.3372 | 27.3372 | 27.3372 | 27.3372 | 27.3372 | 27.3372 | 27.3372 | 27.3372 | 27.3372 | 27.3372 | 27.3372 | 27.3372 | 27.3372 | 27.3372 | 27.3372 | 27.3372 | 27.3372 | 27.3372 | 27.3372 | 27.3372 | 27.3372 | 27.3372 | 27.3372 | 27.3372 | 27.3372 | 27.3372 | 27.3372 | 27.3372 | 27.3372 | 27.3372 | 27.3372 | 27.3372 | 27.3372 | 27.3372 | 27.3372 | 27.3372 | 27.3372 | 27.3372 | 27.3372 | 27.3372 | 27.3372 | 27.3372 | 27.3372 | 27.3372 | 27.3372 | 27.3372 | 27.3372 | 27.3372 | 27.3372 | 27.3372 | 27.3372 | 27.3372 | 27.3372 | 27.3372 | 27.3372 | 27.3372 | 27.3372 | 27.3372
1684 | 27.3387 | 27.3387 | 27.3387 | 27.3387 | 27.3387 | 27.3387 | 27.3387 | 27.3387 | 27.3387 | 27.3387 | 27.3387 | 27.3387 | 27.3387 | 27.3387 | 27.3387 | 27.3387 | 27.3387 | 27.3387 | 27.3387 | 27.3387 | 27.3387 | 27.3387 | 27.3387 | 27.3387 | 27.3387 | 27.3387 | 27.3387 | 27.3387 | 27.3387 | 27.3387 | 27.3387 | 27.3387 | 27.3387 | 27.3387 | 27.3387 | 27.3387 | 27.3387 | 27.3387 | 27.3387 | 27.3387 | 27.3387 | 27.3387 | 27.3387 | 27.3387 | 27.3387 | 27.3387 | 27.3387 | 27.3387 | 27.3387 | 27.3387 | 27.3387 | 27.3387 | 27.3387 | 27.3387 | 27.3387 | 27.3387 | 27.3387 | 27.3387 | 27.3387 | 27.3387
1685 | 27.3402 | 27.3402 | 27.3402 | 27.3402 | 27.3402 | 27.3402 | 27.3402 | 27.3402 | 27.3402 | 27.3402 | 27.3402 | 27.3402 | 27.3402 | 27.3402 | 27.3402 | 27.3402 | 27.3402 | 27.3402 | 27.3402 | 27.3402 | 27.3402 | 27.3402 | 27.3402 | 27.3402 | 27.3402 | 27.3402 | 27.3402 | 27.3402 | 27.3402 | 27.3402 | 27.3402 | 27.3402 | 27.3402 | 27.3402 | 27.3402 | 27.3402 | 27.3402 | 27.3402 | 27.3402 | 27.3402 | 27.3402 | 27.3402 | 27.3402 | 27.3402 | 27.3402 | 27.3402 | 27.3402 | 27.3402 | 27.3402 | 27.3402 | 27.3402 | 27.3402 | 27.3402 | 27.3402 | 27.3402 | 27.3402 | 27.3402 | 27.3402 | 27.3402 | 27.3402
1686 | 27.3417 | 27.3417 | 27.3417 | 27.3417 | 27.3417 | 27.3417 | 27.3417 | 27.3417 | 27.3417 | 27.3417 | 27.3417 | 27.3417 | 27.3417 | 27.3417 | 27.3417 | 27.3417 | 27.3417 | 27.3417 | 27.3417 | 27.3417 | 27.3417 | 27.3417 | 27.3417 | 27.3417 | 27.3417 | 27.3417 | 27.3417 | 27.3417 | 27.3417 | 27.3417 | 27.3417 | 27.3417 | 27.3417 | 27.3417 | 27.3417 | 27.3417 | 27.3417 | 27.3417 | 27.3417 | 27.3417 | 27.3417 | 27.3417 | 27.3417 | 27.3417 | 27.3417 | 27.3417 | 27.3417 | 27.3417 | 27.3417 | 27.3417 | 27.3417 | 27.3417 | 27.3417 | 27.3417 | 27.3417 | 27.3417 | 27.3417 | 27.3417 | 27.3417 | 27.3417
1687 | 27.3432 | 27.3432 | 27.3432 | 27.3432 | 27.3432 | 27.3432 | 27.3432 | 27.3432 | 27.3432 | 27.3432 | 27.3432 | 27.3432 | 27.3432 | 27.3432 | 27.3432 | 27.3432 | 27.3432 | 27.3432 | 27.3432 | 27.3432 | 27.3432 | 27.3432 | 27.3432 | 27.3432 | 27.3432 | 27.3432 | 27.3432 | 27.3432 | 27.3432 | 27.3432 | 27.3432 | 27.3432 | 27.3432 | 27.3432 | 27.3432 | 27.3432 | 27.3432 | 27.3432 | 27.3432 | 27.3432 | 27.3432 | 27.3432 | 27.3432 | 27.3432 | 27.3432 | 27.3432 | 27.3432 | 27.3432 | 27.3432 | 27.3432 | 27.3432 | 27.3432 | 27.3432 | 27.3432 | 27.3432 | 27.3432 | 27.3432 | 27.3432 | 27.3432 | 27.3432
1688 | 27.3446 | 27.3446 | 27.3446 | 27.3446 | 27.3446 | 27.3446 | 27.3446 | 27.3446 | 27.3446 | 27.3446 | 27.3446 | 27.3446 | 27.3446 | 27.3446 | 27.3446 | 27.3446 | 27.3446 | 27.3446 | 27.3446 | 27.3446 | 27.3446 | 27.3446 | 27.3446 | 27.3446 | 27.3446 | 27.3446 | 27.3446 | 27.3446 | 27.3446 | 27.3446 | 27.3446 | 27.3446 | 27.3446 | 27.3446 | 27.3446 | 27.3446 | 27.3446 | 27.3446 | 27.3446 | 27.3446 | 27.3446 | 27.3446 | 27.3446 | 27.3446 | 27.3446 | 27.3446 | 27.3446 | 27.3446 | 27.3446 | 27.3446 | 27.3446 | 27.3446 | 27.3446 | 27.3446 | 27.3446 | 27.3446 | 27.3446 | 27.3446 | 27.3446 | 27.3446
1689 | 27.3461 | 27.3461 | 27.3461 | 27.3461 | 27.3461 | 27.3461 | 27.3461 | 27.3461 | 27.3461 | 27.3461 | 27.3461 | 27.3461 | 27.3461 | 27.3461 | 27.3461 | 27.3461 | 27.3461 | 27.3461 | 27.3461 | 27.3461 | 27.3461 | 27.3461 | 27.3461 | 27.3461 | 27.3461 | 27.3461 | 27.3461 | 27.3461 | 27.3461 | 27.3461 | 27.3461 | 27.3461 | 27.3461 | 27.3461 | 27.3461 | 27.3461 | 27.3461 | 27.3461 | 27.3461 | 27.3461 | 27.3461 | 27.3461 | 27.3461 | 27.3461 | 27.3461 | 27.3461 | 27.3461 | 27.3461 | 27.3461 | 27.3461 | 27.3461 | 27.3461 | 27.3461 | 27.3461 | 27.3461 | 27.3461 | 27.3461 | 27.3461 | 27.3461 | 27.3461
1690 | 27.3476 | 27.3476 | 27.3476 | 27.3476 | 27.3476 | 27.3476 | 27.3476 | 27.3476 | 27.3476 | 27.3476 | 27.3476 | 27.3476 | 27.3476 | 27.3476 | 27.3476 | 27.3476 | 27.3476 | 27.3476 | 27.3476 | 27.3476 | 27.3476 | 27.3476 | 27.3476 | 27.3476 | 27.3476 | 27.3476 | 27.3476 | 27.3476 | 27.3476 | 27.3476 | 27.3476 | 27.3476 | 27.3476 | 27.3476 | 27.3476 | 27.3476 | 27.3476 | 27.3476 | 27.3476 | 27.3476 | 27.3476 | 27.3476 | 27.3476 | 27.3476 | 27.3476 | 27.3476 | 27.3476 | 27.3476 | 27.3476 | 27.3476 | 27.3476 | 27.3476 | 27.3476 | 27.3476 | 27.3476 | 27.3476 | 27.3476 | 27.3476 | 27.3476 | 27.3476
1691 | 27.3491 | 27.3491 | 27.3491 | 27.3491 | 27.3491 | 27.3491 | 27.3491 | 27.3491 | 27.3491 | 27.3491 | 27.3491 | 27.3491 | 27.3491 | 27.3491 | 27.3491 | 27.3491 | 27.3491 | 27.3491 | 27.3491 | 27.3491 | 27.3491 | 27.3491 | 27.3491 | 27.3491 | 27.3491 | 27.3491 | 27.3491 | 27.3491 | 27.3491 | 27.3491 | 27.3491 | 27.3491 | 27.3491 | 27.3491 | 27.3491 | 27.3491 | 27.3491 | 27.3491 | 27.3491 | 27.3491 | 27.3491 | 27.3491 | 27.3491 | 27.3491 | 27.3491 | 27.3491 | 27.3491 | 27.3491 | 27.3491 | 27.3491 | 27.3491 | 27.3491 | 27.3491 | 27.3491 | 27.3491 | 27.3491 | 27.3491 | 27.3491 | 27.3491 | 27.3491
1692 | 27.3506 | 27.3506 | 27.3506 | 27.3506 | 27.3506 | 27.3506 | 27.3506 | 27.3506 | 27.3506 | 27.3506 | 27.3506 | 27.3506 | 27.3506 | 27.3506 | 27.3506 | 27.3506 | 27.3506 | 27.3506 | 27.3506 | 27.3506 | 27.3506 | 27.3506 | 27.3506 | 27.3506 | 27.3506 | 27.3506 | 27.3506 | 27.3506 | 27.3506 | 27.3506 | 27.3506 | 27.3506 | 27.3506 | 27.3506 | 27.3506 | 27.3506 | 27.3506 | 27.3506 | 27.3506 | 27.3506 | 27.3506 | 27.3506 | 27.3506 | 27.3506 | 27.3506 | 27.3506 | 27.3506 | 27.3506 | 27.3506 | 27.3506 | 27.3506 | 27.3506 | 27.3506 | 27.3506 | 27.3506 | 27.3506 | 27.3506 | 27.3506 | 27.3506 | 27.3506
1693 | 27.352 | 27.352 | 27.352 | 27.352 | 27.352 | 27.352 | 27.352 | 27.352 | 27.352 | 27.352 | 27.352 | 27.352 | 27.352 | 27.352 | 27.352 | 27.352 | 27.352 | 27.352 | 27.352 | 27.352 | 27.352 | 27.352 | 27.352 | 27.352 | 27.352 | 27.352 | 27.352 | 27.352 | 27.352 | 27.352 | 27.352 | 27.352 | 27.352 | 27.352 | 27.352 | 27.352 | 27.352 | 27.352 | 27.352 | 27.352 | 27.352 | 27.352 | 27.352 | 27.352 | 27.352 | 27.352 | 27.352 | 27.352 | 27.352 | 27.352 | 27.352 | 27.352 | 27.352 | 27.352 | 27.352 | 27.352 | 27.352 | 27.352 | 27.352 | 27.352
1694 | 27.3535 | 27.3535 | 27.3535 | 27.3535 | 27.3535 | 27.3535 | 27.3535 | 27.3535 | 27.3535 | 27.3535 | 27.3535 | 27.3535 | 27.3535 | 27.3535 | 27.3535 | 27.3535 | 27.3535 | 27.3535 | 27.3535 | 27.3535 | 27.3535 | 27.3535 | 27.3535 | 27.3535 | 27.3535 | 27.3535 | 27.3535 | 27.3535 | 27.3535 | 27.3535 | 27.3535 | 27.3535 | 27.3535 | 27.3535 | 27.3535 | 27.3535 | 27.3535 | 27.3535 | 27.3535 | 27.3535 | 27.3535 | 27.3535 | 27.3535 | 27.3535 | 27.3535 | 27.3535 | 27.3535 | 27.3535 | 27.3535 | 27.3535 | 27.3535 | 27.3535 | 27.3535 | 27.3535 | 27.3535 | 27.3535 | 27.3535 | 27.3535 | 27.3535 | 27.3535
1695 | 27.355 | 27.355 | 27.355 | 27.355 | 27.355 | 27.355 | 27.355 | 27.355 | 27.355 | 27.355 | 27.355 | 27.355 | 27.355 | 27.355 | 27.355 | 27.355 | 27.355 | 27.355 | 27.355 | 27.355 | 27.355 | 27.355 | 27.355 | 27.355 | 27.355 | 27.355 | 27.355 | 27.355 | 27.355 | 27.355 | 27.355 | 27.355 | 27.355 | 27.355 | 27.355 | 27.355 | 27.355 | 27.355 | 27.355 | 27.355 | 27.355 | 27.355 | 27.355 | 27.355 | 27.355 | 27.355 | 27.355 | 27.355 | 27.355 | 27.355 | 27.355 | 27.355 | 27.355 | 27.355 | 27.355 | 27.355 | 27.355 | 27.355 | 27.355 | 27.355
1696 | 27.3565 | 27.3565 | 27.3565 | 27.3565 | 27.3565 | 27.3565 | 27.3565 | 27.3565 | 27.3565 | 27.3565 | 27.3565 | 27.3565 | 27.3565 | 27.3565 | 27.3565 | 27.3565 | 27.3565 | 27.3565 | 27.3565 | 27.3565 | 27.3565 | 27.3565 | 27.3565 | 27.3565 | 27.3565 | 27.3565 | 27.3565 | 27.3565 | 27.3565 | 27.3565 | 27.3565 | 27.3565 | 27.3565 | 27.3565 | 27.3565 | 27.3565 | 27.3565 | 27.3565 | 27.3565 | 27.3565 | 27.3565 | 27.3565 | 27.3565 | 27.3565 | 27.3565 | 27.3565 | 27.3565 | 27.3565 | 27.3565 | 27.3565 | 27.3565 | 27.3565 | 27.3565 | 27.3565 | 27.3565 | 27.3565 | 27.3565 | 27.3565 | 27.3565 | 27.3565
1697 | 27.3579 | 27.3579 | 27.3579 | 27.3579 | 27.3579 | 27.3579 | 27.3579 | 27.3579 | 27.3579 | 27.3579 | 27.3579 | 27.3579 | 27.3579 | 27.3579 | 27.3579 | 27.3579 | 27.3579 | 27.3579 | 27.3579 | 27.3579 | 27.3579 | 27.3579 | 27.3579 | 27.3579 | 27.3579 | 27.3579 | 27.3579 | 27.3579 | 27.3579 | 27.3579 | 27.3579 | 27.3579 | 27.3579 | 27.3579 | 27.3579 | 27.3579 | 27.3579 | 27.3579 | 27.3579 | 27.3579 | 27.3579 | 27.3579 | 27.3579 | 27.3579 | 27.3579 | 27.3579 | 27.3579 | 27.3579 | 27.3579 | 27.3579 | 27.3579 | 27.3579 | 27.3579 | 27.3579 | 27.3579 | 27.3579 | 27.3579 | 27.3579 | 27.3579 | 27.3579
1698 | 27.3594 | 27.3594 | 27.3594 | 27.3594 | 27.3594 | 27.3594 | 27.3594 | 27.3594 | 27.3594 | 27.3594 | 27.3594 | 27.3594 | 27.3594 | 27.3594 | 27.3594 | 27.3594 | 27.3594 | 27.3594 | 27.3594 | 27.3594 | 27.3594 | 27.3594 | 27.3594 | 27.3594 | 27.3594 | 27.3594 | 27.3594 | 27.3594 | 27.3594 | 27.3594 | 27.3594 | 27.3594 | 27.3594 | 27.3594 | 27.3594 | 27.3594 | 27.3594 | 27.3594 | 27.3594 | 27.3594 | 27.3594 | 27.3594 | 27.3594 | 27.3594 | 27.3594 | 27.3594 | 27.3594 | 27.3594 | 27.3594 | 27.3594 | 27.3594 | 27.3594 | 27.3594 | 27.3594 | 27.3594 | 27.3594 | 27.3594 | 27.3594 | 27.3594 | 27.3594
1699 | 27.3609 | 27.3609 | 27.3609 | 27.3609 | 27.3609 | 27.3609 | 27.3609 | 27.3609 | 27.3609 | 27.3609 | 27.3609 | 27.3609 | 27.3609 | 27.3609 | 27.3609 | 27.3609 | 27.3609 | 27.3609 | 27.3609 | 27.3609 | 27.3609 | 27.3609 | 27.3609 | 27.3609 | 27.3609 | 27.3609 | 27.3609 | 27.3609 | 27.3609 | 27.3609 | 27.3609 | 27.3609 | 27.3609 | 27.3609 | 27.3609 | 27.3609 | 27.3609 | 27.3609 | 27.3609 | 27.3609 | 27.3609 | 27.3609 | 27.3609 | 27.3609 | 27.3609 | 27.3609 | 27.3609 | 27.3609 | 27.3609 | 27.3609 | 27.3609 | 27.3609 | 27.3609 | 27.3609 | 27.3609 | 27.3609 | 27.3609 | 27.3609 | 27.3609 | 27.3609
1700 | 27.3624 | 27.3624 | 27.3624 | 27.3624 | 27.3624 | 27.3624 | 27.3624 | 27.3624 | 27.3624 | 27.3624 | 27.3624 | 27.3624 | 27.3624 | 27.3624 | 27.3624 | 27.3624 | 27.3624 | 27.3624 | 27.3624 | 27.3624 | 27.3624 | 27.3624 | 27.3624 | 27.3624 | 27.3624 | 27.3624 | 27.3624 | 27.3624 | 27.3624 | 27.3624 | 27.3624 | 27.3624 | 27.3624 | 27.3624 | 27.3624 | 27.3624 | 27.3624 | 27.3624 | 27.3624 | 27.3624 | 27.3624 | 27.3624 | 27.3624 | 27.3624 | 27.3624 | 27.3624 | 27.3624 | 27.3624 | 27.3624 | 27.3624 | 27.3624 | 27.3624 | 27.3624 | 27.3624 | 27.3624 | 27.3624 | 27.3624 | 27.3624 | 27.3624 | 27.3624
1701 | 27.3638 | 27.3638 | 27.3638 | 27.3638 | 27.3638 | 27.3638 | 27.3638 | 27.3638 | 27.3638 | 27.3638 | 27.3638 | 27.3638 | 27.3638 | 27.3638 | 27.3638 | 27.3638 | 27.3638 | 27.3638 | 27.3638 | 27.3638 | 27.3638 | 27.3638 | 27.3638 | 27.3638 | 27.3638 | 27.3638 | 27.3638 | 27.3638 | 27.3638 | 27.3638 | 27.3638 | 27.3638 | 27.3638 | 27.3638 | 27.3638 | 27.3638 | 27.3638 | 27.3638 | 27.3638 | 27.3638 | 27.3638 | 27.3638 | 27.3638 | 27.3638 | 27.3638 | 27.3638 | 27.3638 | 27.3638 | 27.3638 | 27.3638 | 27.3638 | 27.3638 | 27.3638 | 27.3638 | 27.3638 | 27.3638 | 27.3638 | 27.3638 | 27.3638 | 27.3638
1702 | 27.3653 | 27.3653 | 27.3653 | 27.3653 | 27.3653 | 27.3653 | 27.3653 | 27.3653 | 27.3653 | 27.3653 | 27.3653 | 27.3653 | 27.3653 | 27.3653 | 27.3653 | 27.3653 | 27.3653 | 27.3653 | 27.3653 | 27.3653 | 27.3653 | 27.3653 | 27.3653 | 27.3653 | 27.3653 | 27.3653 | 27.3653 | 27.3653 | 27.3653 | 27.3653 | 27.3653 | 27.3653 | 27.3653 | 27.3653 | 27.3653 | 27.3653 | 27.3653 | 27.3653 | 27.3653 | 27.3653 | 27.3653 | 27.3653 | 27.3653 | 27.3653 | 27.3653 | 27.3653 | 27.3653 | 27.3653 | 27.3653 | 27.3653 | 27.3653 | 27.3653 | 27.3653 | 27.3653 | 27.3653 | 27.3653 | 27.3653 | 27.3653 | 27.3653 | 27.3653
1703 | 27.3668 | 27.3668 | 27.3668 | 27.3668 | 27.3668 | 27.3668 | 27.3668 | 27.3668 | 27.3668 | 27.3668 | 27.3668 | 27.3668 | 27.3668 | 27.3668 | 27.3668 | 27.3668 | 27.3668 | 27.3668 | 27.3668 | 27.3668 | 27.3668 | 27.3668 | 27.3668 | 27.3668 | 27.3668 | 27.3668 | 27.3668 | 27.3668 | 27.3668 | 27.3668 | 27.3668 | 27.3668 | 27.3668 | 27.3668 | 27.3668 | 27.3668 | 27.3668 | 27.3668 | 27.3668 | 27.3668 | 27.3668 | 27.3668 | 27.3668 | 27.3668 | 27.3668 | 27.3668 | 27.3668 | 27.3668 | 27.3668 | 27.3668 | 27.3668 | 27.3668 | 27.3668 | 27.3668 | 27.3668 | 27.3668 | 27.3668 | 27.3668 | 27.3668 | 27.3668
1704 | 27.3682 | 27.3682 | 27.3682 | 27.3682 | 27.3682 | 27.3682 | 27.3682 | 27.3682 | 27.3682 | 27.3682 | 27.3682 | 27.3682 | 27.3682 | 27.3682 | 27.3682 | 27.3682 | 27.3682 | 27.3682 | 27.3682 | 27.3682 | 27.3682 | 27.3682 | 27.3682 | 27.3682 | 27.3682 | 27.3682 | 27.3682 | 27.3682 | 27.3682 | 27.3682 | 27.3682 | 27.3682 | 27.3682 | 27.3682 | 27.3682 | 27.3682 | 27.3682 | 27.3682 | 27.3682 | 27.3682 | 27.3682 | 27.3682 | 27.3682 | 27.3682 | 27.3682 | 27.3682 | 27.3682 | 27.3682 | 27.3682 | 27.3682 | 27.3682 | 27.3682 | 27.3682 | 27.3682 | 27.3682 | 27.3682 | 27.3682 | 27.3682 | 27.3682 | 27.3682
1705 | 27.3697 | 27.3697 | 27.3697 | 27.3697 | 27.3697 | 27.3697 | 27.3697 | 27.3697 | 27.3697 | 27.3697 | 27.3697 | 27.3697 | 27.3697 | 27.3697 | 27.3697 | 27.3697 | 27.3697 | 27.3697 | 27.3697 | 27.3697 | 27.3697 | 27.3697 | 27.3697 | 27.3697 | 27.3697 | 27.3697 | 27.3697 | 27.3697 | 27.3697 | 27.3697 | 27.3697 | 27.3697 | 27.3697 | 27.3697 | 27.3697 | 27.3697 | 27.3697 | 27.3697 | 27.3697 | 27.3697 | 27.3697 | 27.3697 | 27.3697 | 27.3697 | 27.3697 | 27.3697 | 27.3697 | 27.3697 | 27.3697 | 27.3697 | 27.3697 | 27.3697 | 27.3697 | 27.3697 | 27.3697 | 27.3697 | 27.3697 | 27.3697 | 27.3697 | 27.3697
1706 | 27.3712 | 27.3712 | 27.3712 | 27.3712 | 27.3712 | 27.3712 | 27.3712 | 27.3712 | 27.3712 | 27.3712 | 27.3712 | 27.3712 | 27.3712 | 27.3712 | 27.3712 | 27.3712 | 27.3712 | 27.3712 | 27.3712 | 27.3712 | 27.3712 | 27.3712 | 27.3712 | 27.3712 | 27.3712 | 27.3712 | 27.3712 | 27.3712 | 27.3712 | 27.3712 | 27.3712 | 27.3712 | 27.3712 | 27.3712 | 27.3712 | 27.3712 | 27.3712 | 27.3712 | 27.3712 | 27.3712 | 27.3712 | 27.3712 | 27.3712 | 27.3712 | 27.3712 | 27.3712 | 27.3712 | 27.3712 | 27.3712 | 27.3712 | 27.3712 | 27.3712 | 27.3712 | 27.3712 | 27.3712 | 27.3712 | 27.3712 | 27.3712 | 27.3712 | 27.3712
1707 | 27.3726 | 27.3726 | 27.3726 | 27.3726 | 27.3726 | 27.3726 | 27.3726 | 27.3726 | 27.3726 | 27.3726 | 27.3726 | 27.3726 | 27.3726 | 27.3726 | 27.3726 | 27.3726 | 27.3726 | 27.3726 | 27.3726 | 27.3726 | 27.3726 | 27.3726 | 27.3726 | 27.3726 | 27.3726 | 27.3726 | 27.3726 | 27.3726 | 27.3726 | 27.3726 | 27.3726 | 27.3726 | 27.3726 | 27.3726 | 27.3726 | 27.3726 | 27.3726 | 27.3726 | 27.3726 | 27.3726 | 27.3726 | 27.3726 | 27.3726 | 27.3726 | 27.3726 | 27.3726 | 27.3726 | 27.3726 | 27.3726 | 27.3726 | 27.3726 | 27.3726 | 27.3726 | 27.3726 | 27.3726 | 27.3726 | 27.3726 | 27.3726 | 27.3726 | 27.3726
1708 | 27.3741 | 27.3741 | 27.3741 | 27.3741 | 27.3741 | 27.3741 | 27.3741 | 27.3741 | 27.3741 | 27.3741 | 27.3741 | 27.3741 | 27.3741 | 27.3741 | 27.3741 | 27.3741 | 27.3741 | 27.3741 | 27.3741 | 27.3741 | 27.3741 | 27.3741 | 27.3741 | 27.3741 | 27.3741 | 27.3741 | 27.3741 | 27.3741 | 27.3741 | 27.3741 | 27.3741 | 27.3741 | 27.3741 | 27.3741 | 27.3741 | 27.3741 | 27.3741 | 27.3741 | 27.3741 | 27.3741 | 27.3741 | 27.3741 | 27.3741 | 27.3741 | 27.3741 | 27.3741 | 27.3741 | 27.3741 | 27.3741 | 27.3741 | 27.3741 | 27.3741 | 27.3741 | 27.3741 | 27.3741 | 27.3741 | 27.3741 | 27.3741 | 27.3741 | 27.3741
1709 | 27.3756 | 27.3756 | 27.3756 | 27.3756 | 27.3756 | 27.3756 | 27.3756 | 27.3756 | 27.3756 | 27.3756 | 27.3756 | 27.3756 | 27.3756 | 27.3756 | 27.3756 | 27.3756 | 27.3756 | 27.3756 | 27.3756 | 27.3756 | 27.3756 | 27.3756 | 27.3756 | 27.3756 | 27.3756 | 27.3756 | 27.3756 | 27.3756 | 27.3756 | 27.3756 | 27.3756 | 27.3756 | 27.3756 | 27.3756 | 27.3756 | 27.3756 | 27.3756 | 27.3756 | 27.3756 | 27.3756 | 27.3756 | 27.3756 | 27.3756 | 27.3756 | 27.3756 | 27.3756 | 27.3756 | 27.3756 | 27.3756 | 27.3756 | 27.3756 | 27.3756 | 27.3756 | 27.3756 | 27.3756 | 27.3756 | 27.3756 | 27.3756 | 27.3756 | 27.3756
1710 | 27.377 | 27.377 | 27.377 | 27.377 | 27.377 | 27.377 | 27.377 | 27.377 | 27.377 | 27.377 | 27.377 | 27.377 | 27.377 | 27.377 | 27.377 | 27.377 | 27.377 | 27.377 | 27.377 | 27.377 | 27.377 | 27.377 | 27.377 | 27.377 | 27.377 | 27.377 | 27.377 | 27.377 | 27.377 | 27.377 | 27.377 | 27.377 | 27.377 | 27.377 | 27.377 | 27.377 | 27.377 | 27.377 | 27.377 | 27.377 | 27.377 | 27.377 | 27.377 | 27.377 | 27.377 | 27.377 | 27.377 | 27.377 | 27.377 | 27.377 | 27.377 | 27.377 | 27.377 | 27.377 | 27.377 | 27.377 | 27.377 | 27.377 | 27.377 | 27.377
1711 | 27.3785 | 27.3785 | 27.3785 | 27.3785 | 27.3785 | 27.3785 | 27.3785 | 27.3785 | 27.3785 | 27.3785 | 27.3785 | 27.3785 | 27.3785 | 27.3785 | 27.3785 | 27.3785 | 27.3785 | 27.3785 | 27.3785 | 27.3785 | 27.3785 | 27.3785 | 27.3785 | 27.3785 | 27.3785 | 27.3785 | 27.3785 | 27.3785 | 27.3785 | 27.3785 | 27.3785 | 27.3785 | 27.3785 | 27.3785 | 27.3785 | 27.3785 | 27.3785 | 27.3785 | 27.3785 | 27.3785 | 27.3785 | 27.3785 | 27.3785 | 27.3785 | 27.3785 | 27.3785 | 27.3785 | 27.3785 | 27.3785 | 27.3785 | 27.3785 | 27.3785 | 27.3785 | 27.3785 | 27.3785 | 27.3785 | 27.3785 | 27.3785 | 27.3785 | 27.3785
1712 | 27.3799 | 27.3799 | 27.3799 | 27.3799 | 27.3799 | 27.3799 | 27.3799 | 27.3799 | 27.3799 | 27.3799 | 27.3799 | 27.3799 | 27.3799 | 27.3799 | 27.3799 | 27.3799 | 27.3799 | 27.3799 | 27.3799 | 27.3799 | 27.3799 | 27.3799 | 27.3799 | 27.3799 | 27.3799 | 27.3799 | 27.3799 | 27.3799 | 27.3799 | 27.3799 | 27.3799 | 27.3799 | 27.3799 | 27.3799 | 27.3799 | 27.3799 | 27.3799 | 27.3799 | 27.3799 | 27.3799 | 27.3799 | 27.3799 | 27.3799 | 27.3799 | 27.3799 | 27.3799 | 27.3799 | 27.3799 | 27.3799 | 27.3799 | 27.3799 | 27.3799 | 27.3799 | 27.3799 | 27.3799 | 27.3799 | 27.3799 | 27.3799 | 27.3799 | 27.3799
1713 | 27.3814 | 27.3814 | 27.3814 | 27.3814 | 27.3814 | 27.3814 | 27.3814 | 27.3814 | 27.3814 | 27.3814 | 27.3814 | 27.3814 | 27.3814 | 27.3814 | 27.3814 | 27.3814 | 27.3814 | 27.3814 | 27.3814 | 27.3814 | 27.3814 | 27.3814 | 27.3814 | 27.3814 | 27.3814 | 27.3814 | 27.3814 | 27.3814 | 27.3814 | 27.3814 | 27.3814 | 27.3814 | 27.3814 | 27.3814 | 27.3814 | 27.3814 | 27.3814 | 27.3814 | 27.3814 | 27.3814 | 27.3814 | 27.3814 | 27.3814 | 27.3814 | 27.3814 | 27.3814 | 27.3814 | 27.3814 | 27.3814 | 27.3814 | 27.3814 | 27.3814 | 27.3814 | 27.3814 | 27.3814 | 27.3814 | 27.3814 | 27.3814 | 27.3814 | 27.3814
1714 | 27.3829 | 27.3829 | 27.3829 | 27.3829 | 27.3829 | 27.3829 | 27.3829 | 27.3829 | 27.3829 | 27.3829 | 27.3829 | 27.3829 | 27.3829 | 27.3829 | 27.3829 | 27.3829 | 27.3829 | 27.3829 | 27.3829 | 27.3829 | 27.3829 | 27.3829 | 27.3829 | 27.3829 | 27.3829 | 27.3829 | 27.3829 | 27.3829 | 27.3829 | 27.3829 | 27.3829 | 27.3829 | 27.3829 | 27.3829 | 27.3829 | 27.3829 | 27.3829 | 27.3829 | 27.3829 | 27.3829 | 27.3829 | 27.3829 | 27.3829 | 27.3829 | 27.3829 | 27.3829 | 27.3829 | 27.3829 | 27.3829 | 27.3829 | 27.3829 | 27.3829 | 27.3829 | 27.3829 | 27.3829 | 27.3829 | 27.3829 | 27.3829 | 27.3829 | 27.3829
1715 | 27.3843 | 27.3843 | 27.3843 | 27.3843 | 27.3843 | 27.3843 | 27.3843 | 27.3843 | 27.3843 | 27.3843 | 27.3843 | 27.3843 | 27.3843 | 27.3843 | 27.3843 | 27.3843 | 27.3843 | 27.3843 | 27.3843 | 27.3843 | 27.3843 | 27.3843 | 27.3843 | 27.3843 | 27.3843 | 27.3843 | 27.3843 | 27.3843 | 27.3843 | 27.3843 | 27.3843 | 27.3843 | 27.3843 | 27.3843 | 27.3843 | 27.3843 | 27.3843 | 27.3843 | 27.3843 | 27.3843 | 27.3843 | 27.3843 | 27.3843 | 27.3843 | 27.3843 | 27.3843 | 27.3843 | 27.3843 | 27.3843 | 27.3843 | 27.3843 | 27.3843 | 27.3843 | 27.3843 | 27.3843 | 27.3843 | 27.3843 | 27.3843 | 27.3843 | 27.3843
1716 | 27.3858 | 27.3858 | 27.3858 | 27.3858 | 27.3858 | 27.3858 | 27.3858 | 27.3858 | 27.3858 | 27.3858 | 27.3858 | 27.3858 | 27.3858 | 27.3858 | 27.3858 | 27.3858 | 27.3858 | 27.3858 | 27.3858 | 27.3858 | 27.3858 | 27.3858 | 27.3858 | 27.3858 | 27.3858 | 27.3858 | 27.3858 | 27.3858 | 27.3858 | 27.3858 | 27.3858 | 27.3858 | 27.3858 | 27.3858 | 27.3858 | 27.3858 | 27.3858 | 27.3858 | 27.3858 | 27.3858 | 27.3858 | 27.3858 | 27.3858 | 27.3858 | 27.3858 | 27.3858 | 27.3858 | 27.3858 | 27.3858 | 27.3858 | 27.3858 | 27.3858 | 27.3858 | 27.3858 | 27.3858 | 27.3858 | 27.3858 | 27.3858 | 27.3858 | 27.3858
1717 | 27.3872 | 27.3872 | 27.3872 | 27.3872 | 27.3872 | 27.3872 | 27.3872 | 27.3872 | 27.3872 | 27.3872 | 27.3872 | 27.3872 | 27.3872 | 27.3872 | 27.3872 | 27.3872 | 27.3872 | 27.3872 | 27.3872 | 27.3872 | 27.3872 | 27.3872 | 27.3872 | 27.3872 | 27.3872 | 27.3872 | 27.3872 | 27.3872 | 27.3872 | 27.3872 | 27.3872 | 27.3872 | 27.3872 | 27.3872 | 27.3872 | 27.3872 | 27.3872 | 27.3872 | 27.3872 | 27.3872 | 27.3872 | 27.3872 | 27.3872 | 27.3872 | 27.3872 | 27.3872 | 27.3872 | 27.3872 | 27.3872 | 27.3872 | 27.3872 | 27.3872 | 27.3872 | 27.3872 | 27.3872 | 27.3872 | 27.3872 | 27.3872 | 27.3872 | 27.3872
1718 | 27.3887 | 27.3887 | 27.3887 | 27.3887 | 27.3887 | 27.3887 | 27.3887 | 27.3887 | 27.3887 | 27.3887 | 27.3887 | 27.3887 | 27.3887 | 27.3887 | 27.3887 | 27.3887 | 27.3887 | 27.3887 | 27.3887 | 27.3887 | 27.3887 | 27.3887 | 27.3887 | 27.3887 | 27.3887 | 27.3887 | 27.3887 | 27.3887 | 27.3887 | 27.3887 | 27.3887 | 27.3887 | 27.3887 | 27.3887 | 27.3887 | 27.3887 | 27.3887 | 27.3887 | 27.3887 | 27.3887 | 27.3887 | 27.3887 | 27.3887 | 27.3887 | 27.3887 | 27.3887 | 27.3887 | 27.3887 | 27.3887 | 27.3887 | 27.3887 | 27.3887 | 27.3887 | 27.3887 | 27.3887 | 27.3887 | 27.3887 | 27.3887 | 27.3887 | 27.3887
1719 | 27.3901 | 27.3901 | 27.3901 | 27.3901 | 27.3901 | 27.3901 | 27.3901 | 27.3901 | 27.3901 | 27.3901 | 27.3901 | 27.3901 | 27.3901 | 27.3901 | 27.3901 | 27.3901 | 27.3901 | 27.3901 | 27.3901 | 27.3901 | 27.3901 | 27.3901 | 27.3901 | 27.3901 | 27.3901 | 27.3901 | 27.3901 | 27.3901 | 27.3901 | 27.3901 | 27.3901 | 27.3901 | 27.3901 | 27.3901 | 27.3901 | 27.3901 | 27.3901 | 27.3901 | 27.3901 | 27.3901 | 27.3901 | 27.3901 | 27.3901 | 27.3901 | 27.3901 | 27.3901 | 27.3901 | 27.3901 | 27.3901 | 27.3901 | 27.3901 | 27.3901 | 27.3901 | 27.3901 | 27.3901 | 27.3901 | 27.3901 | 27.3901 | 27.3901 | 27.3901
1720 | 27.3916 | 27.3916 | 27.3916 | 27.3916 | 27.3916 | 27.3916 | 27.3916 | 27.3916 | 27.3916 | 27.3916 | 27.3916 | 27.3916 | 27.3916 | 27.3916 | 27.3916 | 27.3916 | 27.3916 | 27.3916 | 27.3916 | 27.3916 | 27.3916 | 27.3916 | 27.3916 | 27.3916 | 27.3916 | 27.3916 | 27.3916 | 27.3916 | 27.3916 | 27.3916 | 27.3916 | 27.3916 | 27.3916 | 27.3916 | 27.3916 | 27.3916 | 27.3916 | 27.3916 | 27.3916 | 27.3916 | 27.3916 | 27.3916 | 27.3916 | 27.3916 | 27.3916 | 27.3916 | 27.3916 | 27.3916 | 27.3916 | 27.3916 | 27.3916 | 27.3916 | 27.3916 | 27.3916 | 27.3916 | 27.3916 | 27.3916 | 27.3916 | 27.3916 | 27.3916
1721 | 27.393 | 27.393 | 27.393 | 27.393 | 27.393 | 27.393 | 27.393 | 27.393 | 27.393 | 27.393 | 27.393 | 27.393 | 27.393 | 27.393 | 27.393 | 27.393 | 27.393 | 27.393 | 27.393 | 27.393 | 27.393 | 27.393 | 27.393 | 27.393 | 27.393 | 27.393 | 27.393 | 27.393 | 27.393 | 27.393 | 27.393 | 27.393 | 27.393 | 27.393 | 27.393 | 27.393 | 27.393 | 27.393 | 27.393 | 27.393 | 27.393 | 27.393 | 27.393 | 27.393 | 27.393 | 27.393 | 27.393 | 27.393 | 27.393 | 27.393 | 27.393 | 27.393 | 27.393 | 27.393 | 27.393 | 27.393 | 27.393 | 27.393 | 27.393 | 27.393
1722 | 27.3945 | 27.3945 | 27.3945 | 27.3945 | 27.3945 | 27.3945 | 27.3945 | 27.3945 | 27.3945 | 27.3945 | 27.3945 | 27.3945 | 27.3945 | 27.3945 | 27.3945 | 27.3945 | 27.3945 | 27.3945 | 27.3945 | 27.3945 | 27.3945 | 27.3945 | 27.3945 | 27.3945 | 27.3945 | 27.3945 | 27.3945 | 27.3945 | 27.3945 | 27.3945 | 27.3945 | 27.3945 | 27.3945 | 27.3945 | 27.3945 | 27.3945 | 27.3945 | 27.3945 | 27.3945 | 27.3945 | 27.3945 | 27.3945 | 27.3945 | 27.3945 | 27.3945 | 27.3945 | 27.3945 | 27.3945 | 27.3945 | 27.3945 | 27.3945 | 27.3945 | 27.3945 | 27.3945 | 27.3945 | 27.3945 | 27.3945 | 27.3945 | 27.3945 | 27.3945
1723 | 27.396 | 27.396 | 27.396 | 27.396 | 27.396 | 27.396 | 27.396 | 27.396 | 27.396 | 27.396 | 27.396 | 27.396 | 27.396 | 27.396 | 27.396 | 27.396 | 27.396 | 27.396 | 27.396 | 27.396 | 27.396 | 27.396 | 27.396 | 27.396 | 27.396 | 27.396 | 27.396 | 27.396 | 27.396 | 27.396 | 27.396 | 27.396 | 27.396 | 27.396 | 27.396 | 27.396 | 27.396 | 27.396 | 27.396 | 27.396 | 27.396 | 27.396 | 27.396 | 27.396 | 27.396 | 27.396 | 27.396 | 27.396 | 27.396 | 27.396 | 27.396 | 27.396 | 27.396 | 27.396 | 27.396 | 27.396 | 27.396 | 27.396 | 27.396 | 27.396
1724 | 27.3974 | 27.3974 | 27.3974 | 27.3974 | 27.3974 | 27.3974 | 27.3974 | 27.3974 | 27.3974 | 27.3974 | 27.3974 | 27.3974 | 27.3974 | 27.3974 | 27.3974 | 27.3974 | 27.3974 | 27.3974 | 27.3974 | 27.3974 | 27.3974 | 27.3974 | 27.3974 | 27.3974 | 27.3974 | 27.3974 | 27.3974 | 27.3974 | 27.3974 | 27.3974 | 27.3974 | 27.3974 | 27.3974 | 27.3974 | 27.3974 | 27.3974 | 27.3974 | 27.3974 | 27.3974 | 27.3974 | 27.3974 | 27.3974 | 27.3974 | 27.3974 | 27.3974 | 27.3974 | 27.3974 | 27.3974 | 27.3974 | 27.3974 | 27.3974 | 27.3974 | 27.3974 | 27.3974 | 27.3974 | 27.3974 | 27.3974 | 27.3974 | 27.3974 | 27.3974
1725 | 27.3989 | 27.3989 | 27.3989 | 27.3989 | 27.3989 | 27.3989 | 27.3989 | 27.3989 | 27.3989 | 27.3989 | 27.3989 | 27.3989 | 27.3989 | 27.3989 | 27.3989 | 27.3989 | 27.3989 | 27.3989 | 27.3989 | 27.3989 | 27.3989 | 27.3989 | 27.3989 | 27.3989 | 27.3989 | 27.3989 | 27.3989 | 27.3989 | 27.3989 | 27.3989 | 27.3989 | 27.3989 | 27.3989 | 27.3989 | 27.3989 | 27.3989 | 27.3989 | 27.3989 | 27.3989 | 27.3989 | 27.3989 | 27.3989 | 27.3989 | 27.3989 | 27.3989 | 27.3989 | 27.3989 | 27.3989 | 27.3989 | 27.3989 | 27.3989 | 27.3989 | 27.3989 | 27.3989 | 27.3989 | 27.3989 | 27.3989 | 27.3989 | 27.3989 | 27.3989
1726 | 27.4003 | 27.4003 | 27.4003 | 27.4003 | 27.4003 | 27.4003 | 27.4003 | 27.4003 | 27.4003 | 27.4003 | 27.4003 | 27.4003 | 27.4003 | 27.4003 | 27.4003 | 27.4003 | 27.4003 | 27.4003 | 27.4003 | 27.4003 | 27.4003 | 27.4003 | 27.4003 | 27.4003 | 27.4003 | 27.4003 | 27.4003 | 27.4003 | 27.4003 | 27.4003 | 27.4003 | 27.4003 | 27.4003 | 27.4003 | 27.4003 | 27.4003 | 27.4003 | 27.4003 | 27.4003 | 27.4003 | 27.4003 | 27.4003 | 27.4003 | 27.4003 | 27.4003 | 27.4003 | 27.4003 | 27.4003 | 27.4003 | 27.4003 | 27.4003 | 27.4003 | 27.4003 | 27.4003 | 27.4003 | 27.4003 | 27.4003 | 27.4003 | 27.4003 | 27.4003
1727 | 27.4017 | 27.4017 | 27.4017 | 27.4017 | 27.4017 | 27.4017 | 27.4017 | 27.4017 | 27.4017 | 27.4017 | 27.4017 | 27.4017 | 27.4017 | 27.4017 | 27.4017 | 27.4017 | 27.4017 | 27.4017 | 27.4017 | 27.4017 | 27.4017 | 27.4017 | 27.4017 | 27.4017 | 27.4017 | 27.4017 | 27.4017 | 27.4017 | 27.4017 | 27.4017 | 27.4017 | 27.4017 | 27.4017 | 27.4017 | 27.4017 | 27.4017 | 27.4017 | 27.4017 | 27.4017 | 27.4017 | 27.4017 | 27.4017 | 27.4017 | 27.4017 | 27.4017 | 27.4017 | 27.4017 | 27.4017 | 27.4017 | 27.4017 | 27.4017 | 27.4017 | 27.4017 | 27.4017 | 27.4017 | 27.4017 | 27.4017 | 27.4017 | 27.4017 | 27.4017
1728 | 27.4032 | 27.4032 | 27.4032 | 27.4032 | 27.4032 | 27.4032 | 27.4032 | 27.4032 | 27.4032 | 27.4032 | 27.4032 | 27.4032 | 27.4032 | 27.4032 | 27.4032 | 27.4032 | 27.4032 | 27.4032 | 27.4032 | 27.4032 | 27.4032 | 27.4032 | 27.4032 | 27.4032 | 27.4032 | 27.4032 | 27.4032 | 27.4032 | 27.4032 | 27.4032 | 27.4032 | 27.4032 | 27.4032 | 27.4032 | 27.4032 | 27.4032 | 27.4032 | 27.4032 | 27.4032 | 27.4032 | 27.4032 | 27.4032 | 27.4032 | 27.4032 | 27.4032 | 27.4032 | 27.4032 | 27.4032 | 27.4032 | 27.4032 | 27.4032 | 27.4032 | 27.4032 | 27.4032 | 27.4032 | 27.4032 | 27.4032 | 27.4032 | 27.4032 | 27.4032
1729 | 27.4046 | 27.4046 | 27.4046 | 27.4046 | 27.4046 | 27.4046 | 27.4046 | 27.4046 | 27.4046 | 27.4046 | 27.4046 | 27.4046 | 27.4046 | 27.4046 | 27.4046 | 27.4046 | 27.4046 | 27.4046 | 27.4046 | 27.4046 | 27.4046 | 27.4046 | 27.4046 | 27.4046 | 27.4046 | 27.4046 | 27.4046 | 27.4046 | 27.4046 | 27.4046 | 27.4046 | 27.4046 | 27.4046 | 27.4046 | 27.4046 | 27.4046 | 27.4046 | 27.4046 | 27.4046 | 27.4046 | 27.4046 | 27.4046 | 27.4046 | 27.4046 | 27.4046 | 27.4046 | 27.4046 | 27.4046 | 27.4046 | 27.4046 | 27.4046 | 27.4046 | 27.4046 | 27.4046 | 27.4046 | 27.4046 | 27.4046 | 27.4046 | 27.4046 | 27.4046
1730 | 27.4061 | 27.4061 | 27.4061 | 27.4061 | 27.4061 | 27.4061 | 27.4061 | 27.4061 | 27.4061 | 27.4061 | 27.4061 | 27.4061 | 27.4061 | 27.4061 | 27.4061 | 27.4061 | 27.4061 | 27.4061 | 27.4061 | 27.4061 | 27.4061 | 27.4061 | 27.4061 | 27.4061 | 27.4061 | 27.4061 | 27.4061 | 27.4061 | 27.4061 | 27.4061 | 27.4061 | 27.4061 | 27.4061 | 27.4061 | 27.4061 | 27.4061 | 27.4061 | 27.4061 | 27.4061 | 27.4061 | 27.4061 | 27.4061 | 27.4061 | 27.4061 | 27.4061 | 27.4061 | 27.4061 | 27.4061 | 27.4061 | 27.4061 | 27.4061 | 27.4061 | 27.4061 | 27.4061 | 27.4061 | 27.4061 | 27.4061 | 27.4061 | 27.4061 | 27.4061
1731 | 27.4075 | 27.4075 | 27.4075 | 27.4075 | 27.4075 | 27.4075 | 27.4075 | 27.4075 | 27.4075 | 27.4075 | 27.4075 | 27.4075 | 27.4075 | 27.4075 | 27.4075 | 27.4075 | 27.4075 | 27.4075 | 27.4075 | 27.4075 | 27.4075 | 27.4075 | 27.4075 | 27.4075 | 27.4075 | 27.4075 | 27.4075 | 27.4075 | 27.4075 | 27.4075 | 27.4075 | 27.4075 | 27.4075 | 27.4075 | 27.4075 | 27.4075 | 27.4075 | 27.4075 | 27.4075 | 27.4075 | 27.4075 | 27.4075 | 27.4075 | 27.4075 | 27.4075 | 27.4075 | 27.4075 | 27.4075 | 27.4075 | 27.4075 | 27.4075 | 27.4075 | 27.4075 | 27.4075 | 27.4075 | 27.4075 | 27.4075 | 27.4075 | 27.4075 | 27.4075
1732 | 27.409 | 27.409 | 27.409 | 27.409 | 27.409 | 27.409 | 27.409 | 27.409 | 27.409 | 27.409 | 27.409 | 27.409 | 27.409 | 27.409 | 27.409 | 27.409 | 27.409 | 27.409 | 27.409 | 27.409 | 27.409 | 27.409 | 27.409 | 27.409 | 27.409 | 27.409 | 27.409 | 27.409 | 27.409 | 27.409 | 27.409 | 27.409 | 27.409 | 27.409 | 27.409 | 27.409 | 27.409 | 27.409 | 27.409 | 27.409 | 27.409 | 27.409 | 27.409 | 27.409 | 27.409 | 27.409 | 27.409 | 27.409 | 27.409 | 27.409 | 27.409 | 27.409 | 27.409 | 27.409 | 27.409 | 27.409 | 27.409 | 27.409 | 27.409 | 27.409
1733 | 27.4104 | 27.4104 | 27.4104 | 27.4104 | 27.4104 | 27.4104 | 27.4104 | 27.4104 | 27.4104 | 27.4104 | 27.4104 | 27.4104 | 27.4104 | 27.4104 | 27.4104 | 27.4104 | 27.4104 | 27.4104 | 27.4104 | 27.4104 | 27.4104 | 27.4104 | 27.4104 | 27.4104 | 27.4104 | 27.4104 | 27.4104 | 27.4104 | 27.4104 | 27.4104 | 27.4104 | 27.4104 | 27.4104 | 27.4104 | 27.4104 | 27.4104 | 27.4104 | 27.4104 | 27.4104 | 27.4104 | 27.4104 | 27.4104 | 27.4104 | 27.4104 | 27.4104 | 27.4104 | 27.4104 | 27.4104 | 27.4104 | 27.4104 | 27.4104 | 27.4104 | 27.4104 | 27.4104 | 27.4104 | 27.4104 | 27.4104 | 27.4104 | 27.4104 | 27.4104
1734 | 27.4119 | 27.4119 | 27.4119 | 27.4119 | 27.4119 | 27.4119 | 27.4119 | 27.4119 | 27.4119 | 27.4119 | 27.4119 | 27.4119 | 27.4119 | 27.4119 | 27.4119 | 27.4119 | 27.4119 | 27.4119 | 27.4119 | 27.4119 | 27.4119 | 27.4119 | 27.4119 | 27.4119 | 27.4119 | 27.4119 | 27.4119 | 27.4119 | 27.4119 | 27.4119 | 27.4119 | 27.4119 | 27.4119 | 27.4119 | 27.4119 | 27.4119 | 27.4119 | 27.4119 | 27.4119 | 27.4119 | 27.4119 | 27.4119 | 27.4119 | 27.4119 | 27.4119 | 27.4119 | 27.4119 | 27.4119 | 27.4119 | 27.4119 | 27.4119 | 27.4119 | 27.4119 | 27.4119 | 27.4119 | 27.4119 | 27.4119 | 27.4119 | 27.4119 | 27.4119
1735 | 27.4133 | 27.4133 | 27.4133 | 27.4133 | 27.4133 | 27.4133 | 27.4133 | 27.4133 | 27.4133 | 27.4133 | 27.4133 | 27.4133 | 27.4133 | 27.4133 | 27.4133 | 27.4133 | 27.4133 | 27.4133 | 27.4133 | 27.4133 | 27.4133 | 27.4133 | 27.4133 | 27.4133 | 27.4133 | 27.4133 | 27.4133 | 27.4133 | 27.4133 | 27.4133 | 27.4133 | 27.4133 | 27.4133 | 27.4133 | 27.4133 | 27.4133 | 27.4133 | 27.4133 | 27.4133 | 27.4133 | 27.4133 | 27.4133 | 27.4133 | 27.4133 | 27.4133 | 27.4133 | 27.4133 | 27.4133 | 27.4133 | 27.4133 | 27.4133 | 27.4133 | 27.4133 | 27.4133 | 27.4133 | 27.4133 | 27.4133 | 27.4133 | 27.4133 | 27.4133
1736 | 27.4147 | 27.4147 | 27.4147 | 27.4147 | 27.4147 | 27.4147 | 27.4147 | 27.4147 | 27.4147 | 27.4147 | 27.4147 | 27.4147 | 27.4147 | 27.4147 | 27.4147 | 27.4147 | 27.4147 | 27.4147 | 27.4147 | 27.4147 | 27.4147 | 27.4147 | 27.4147 | 27.4147 | 27.4147 | 27.4147 | 27.4147 | 27.4147 | 27.4147 | 27.4147 | 27.4147 | 27.4147 | 27.4147 | 27.4147 | 27.4147 | 27.4147 | 27.4147 | 27.4147 | 27.4147 | 27.4147 | 27.4147 | 27.4147 | 27.4147 | 27.4147 | 27.4147 | 27.4147 | 27.4147 | 27.4147 | 27.4147 | 27.4147 | 27.4147 | 27.4147 | 27.4147 | 27.4147 | 27.4147 | 27.4147 | 27.4147 | 27.4147 | 27.4147 | 27.4147
1737 | 27.4162 | 27.4162 | 27.4162 | 27.4162 | 27.4162 | 27.4162 | 27.4162 | 27.4162 | 27.4162 | 27.4162 | 27.4162 | 27.4162 | 27.4162 | 27.4162 | 27.4162 | 27.4162 | 27.4162 | 27.4162 | 27.4162 | 27.4162 | 27.4162 | 27.4162 | 27.4162 | 27.4162 | 27.4162 | 27.4162 | 27.4162 | 27.4162 | 27.4162 | 27.4162 | 27.4162 | 27.4162 | 27.4162 | 27.4162 | 27.4162 | 27.4162 | 27.4162 | 27.4162 | 27.4162 | 27.4162 | 27.4162 | 27.4162 | 27.4162 | 27.4162 | 27.4162 | 27.4162 | 27.4162 | 27.4162 | 27.4162 | 27.4162 | 27.4162 | 27.4162 | 27.4162 | 27.4162 | 27.4162 | 27.4162 | 27.4162 | 27.4162 | 27.4162 | 27.4162
1738 | 27.4176 | 27.4176 | 27.4176 | 27.4176 | 27.4176 | 27.4176 | 27.4176 | 27.4176 | 27.4176 | 27.4176 | 27.4176 | 27.4176 | 27.4176 | 27.4176 | 27.4176 | 27.4176 | 27.4176 | 27.4176 | 27.4176 | 27.4176 | 27.4176 | 27.4176 | 27.4176 | 27.4176 | 27.4176 | 27.4176 | 27.4176 | 27.4176 | 27.4176 | 27.4176 | 27.4176 | 27.4176 | 27.4176 | 27.4176 | 27.4176 | 27.4176 | 27.4176 | 27.4176 | 27.4176 | 27.4176 | 27.4176 | 27.4176 | 27.4176 | 27.4176 | 27.4176 | 27.4176 | 27.4176 | 27.4176 | 27.4176 | 27.4176 | 27.4176 | 27.4176 | 27.4176 | 27.4176 | 27.4176 | 27.4176 | 27.4176 | 27.4176 | 27.4176 | 27.4176
1739 | 27.4191 | 27.4191 | 27.4191 | 27.4191 | 27.4191 | 27.4191 | 27.4191 | 27.4191 | 27.4191 | 27.4191 | 27.4191 | 27.4191 | 27.4191 | 27.4191 | 27.4191 | 27.4191 | 27.4191 | 27.4191 | 27.4191 | 27.4191 | 27.4191 | 27.4191 | 27.4191 | 27.4191 | 27.4191 | 27.4191 | 27.4191 | 27.4191 | 27.4191 | 27.4191 | 27.4191 | 27.4191 | 27.4191 | 27.4191 | 27.4191 | 27.4191 | 27.4191 | 27.4191 | 27.4191 | 27.4191 | 27.4191 | 27.4191 | 27.4191 | 27.4191 | 27.4191 | 27.4191 | 27.4191 | 27.4191 | 27.4191 | 27.4191 | 27.4191 | 27.4191 | 27.4191 | 27.4191 | 27.4191 | 27.4191 | 27.4191 | 27.4191 | 27.4191 | 27.4191
1740 | 27.4205 | 27.4205 | 27.4205 | 27.4205 | 27.4205 | 27.4205 | 27.4205 | 27.4205 | 27.4205 | 27.4205 | 27.4205 | 27.4205 | 27.4205 | 27.4205 | 27.4205 | 27.4205 | 27.4205 | 27.4205 | 27.4205 | 27.4205 | 27.4205 | 27.4205 | 27.4205 | 27.4205 | 27.4205 | 27.4205 | 27.4205 | 27.4205 | 27.4205 | 27.4205 | 27.4205 | 27.4205 | 27.4205 | 27.4205 | 27.4205 | 27.4205 | 27.4205 | 27.4205 | 27.4205 | 27.4205 | 27.4205 | 27.4205 | 27.4205 | 27.4205 | 27.4205 | 27.4205 | 27.4205 | 27.4205 | 27.4205 | 27.4205 | 27.4205 | 27.4205 | 27.4205 | 27.4205 | 27.4205 | 27.4205 | 27.4205 | 27.4205 | 27.4205 | 27.4205
1741 | 27.4219 | 27.4219 | 27.4219 | 27.4219 | 27.4219 | 27.4219 | 27.4219 | 27.4219 | 27.4219 | 27.4219 | 27.4219 | 27.4219 | 27.4219 | 27.4219 | 27.4219 | 27.4219 | 27.4219 | 27.4219 | 27.4219 | 27.4219 | 27.4219 | 27.4219 | 27.4219 | 27.4219 | 27.4219 | 27.4219 | 27.4219 | 27.4219 | 27.4219 | 27.4219 | 27.4219 | 27.4219 | 27.4219 | 27.4219 | 27.4219 | 27.4219 | 27.4219 | 27.4219 | 27.4219 | 27.4219 | 27.4219 | 27.4219 | 27.4219 | 27.4219 | 27.4219 | 27.4219 | 27.4219 | 27.4219 | 27.4219 | 27.4219 | 27.4219 | 27.4219 | 27.4219 | 27.4219 | 27.4219 | 27.4219 | 27.4219 | 27.4219 | 27.4219 | 27.4219
1742 | 27.4234 | 27.4234 | 27.4234 | 27.4234 | 27.4234 | 27.4234 | 27.4234 | 27.4234 | 27.4234 | 27.4234 | 27.4234 | 27.4234 | 27.4234 | 27.4234 | 27.4234 | 27.4234 | 27.4234 | 27.4234 | 27.4234 | 27.4234 | 27.4234 | 27.4234 | 27.4234 | 27.4234 | 27.4234 | 27.4234 | 27.4234 | 27.4234 | 27.4234 | 27.4234 | 27.4234 | 27.4234 | 27.4234 | 27.4234 | 27.4234 | 27.4234 | 27.4234 | 27.4234 | 27.4234 | 27.4234 | 27.4234 | 27.4234 | 27.4234 | 27.4234 | 27.4234 | 27.4234 | 27.4234 | 27.4234 | 27.4234 | 27.4234 | 27.4234 | 27.4234 | 27.4234 | 27.4234 | 27.4234 | 27.4234 | 27.4234 | 27.4234 | 27.4234 | 27.4234
1743 | 27.4248 | 27.4248 | 27.4248 | 27.4248 | 27.4248 | 27.4248 | 27.4248 | 27.4248 | 27.4248 | 27.4248 | 27.4248 | 27.4248 | 27.4248 | 27.4248 | 27.4248 | 27.4248 | 27.4248 | 27.4248 | 27.4248 | 27.4248 | 27.4248 | 27.4248 | 27.4248 | 27.4248 | 27.4248 | 27.4248 | 27.4248 | 27.4248 | 27.4248 | 27.4248 | 27.4248 | 27.4248 | 27.4248 | 27.4248 | 27.4248 | 27.4248 | 27.4248 | 27.4248 | 27.4248 | 27.4248 | 27.4248 | 27.4248 | 27.4248 | 27.4248 | 27.4248 | 27.4248 | 27.4248 | 27.4248 | 27.4248 | 27.4248 | 27.4248 | 27.4248 | 27.4248 | 27.4248 | 27.4248 | 27.4248 | 27.4248 | 27.4248 | 27.4248 | 27.4248
1744 | 27.4262 | 27.4262 | 27.4262 | 27.4262 | 27.4262 | 27.4262 | 27.4262 | 27.4262 | 27.4262 | 27.4262 | 27.4262 | 27.4262 | 27.4262 | 27.4262 | 27.4262 | 27.4262 | 27.4262 | 27.4262 | 27.4262 | 27.4262 | 27.4262 | 27.4262 | 27.4262 | 27.4262 | 27.4262 | 27.4262 | 27.4262 | 27.4262 | 27.4262 | 27.4262 | 27.4262 | 27.4262 | 27.4262 | 27.4262 | 27.4262 | 27.4262 | 27.4262 | 27.4262 | 27.4262 | 27.4262 | 27.4262 | 27.4262 | 27.4262 | 27.4262 | 27.4262 | 27.4262 | 27.4262 | 27.4262 | 27.4262 | 27.4262 | 27.4262 | 27.4262 | 27.4262 | 27.4262 | 27.4262 | 27.4262 | 27.4262 | 27.4262 | 27.4262 | 27.4262
1745 | 27.4277 | 27.4277 | 27.4277 | 27.4277 | 27.4277 | 27.4277 | 27.4277 | 27.4277 | 27.4277 | 27.4277 | 27.4277 | 27.4277 | 27.4277 | 27.4277 | 27.4277 | 27.4277 | 27.4277 | 27.4277 | 27.4277 | 27.4277 | 27.4277 | 27.4277 | 27.4277 | 27.4277 | 27.4277 | 27.4277 | 27.4277 | 27.4277 | 27.4277 | 27.4277 | 27.4277 | 27.4277 | 27.4277 | 27.4277 | 27.4277 | 27.4277 | 27.4277 | 27.4277 | 27.4277 | 27.4277 | 27.4277 | 27.4277 | 27.4277 | 27.4277 | 27.4277 | 27.4277 | 27.4277 | 27.4277 | 27.4277 | 27.4277 | 27.4277 | 27.4277 | 27.4277 | 27.4277 | 27.4277 | 27.4277 | 27.4277 | 27.4277 | 27.4277 | 27.4277
1746 | 27.4291 | 27.4291 | 27.4291 | 27.4291 | 27.4291 | 27.4291 | 27.4291 | 27.4291 | 27.4291 | 27.4291 | 27.4291 | 27.4291 | 27.4291 | 27.4291 | 27.4291 | 27.4291 | 27.4291 | 27.4291 | 27.4291 | 27.4291 | 27.4291 | 27.4291 | 27.4291 | 27.4291 | 27.4291 | 27.4291 | 27.4291 | 27.4291 | 27.4291 | 27.4291 | 27.4291 | 27.4291 | 27.4291 | 27.4291 | 27.4291 | 27.4291 | 27.4291 | 27.4291 | 27.4291 | 27.4291 | 27.4291 | 27.4291 | 27.4291 | 27.4291 | 27.4291 | 27.4291 | 27.4291 | 27.4291 | 27.4291 | 27.4291 | 27.4291 | 27.4291 | 27.4291 | 27.4291 | 27.4291 | 27.4291 | 27.4291 | 27.4291 | 27.4291 | 27.4291
1747 | 27.4305 | 27.4305 | 27.4305 | 27.4305 | 27.4305 | 27.4305 | 27.4305 | 27.4305 | 27.4305 | 27.4305 | 27.4305 | 27.4305 | 27.4305 | 27.4305 | 27.4305 | 27.4305 | 27.4305 | 27.4305 | 27.4305 | 27.4305 | 27.4305 | 27.4305 | 27.4305 | 27.4305 | 27.4305 | 27.4305 | 27.4305 | 27.4305 | 27.4305 | 27.4305 | 27.4305 | 27.4305 | 27.4305 | 27.4305 | 27.4305 | 27.4305 | 27.4305 | 27.4305 | 27.4305 | 27.4305 | 27.4305 | 27.4305 | 27.4305 | 27.4305 | 27.4305 | 27.4305 | 27.4305 | 27.4305 | 27.4305 | 27.4305 | 27.4305 | 27.4305 | 27.4305 | 27.4305 | 27.4305 | 27.4305 | 27.4305 | 27.4305 | 27.4305 | 27.4305
1748 | 27.432 | 27.432 | 27.432 | 27.432 | 27.432 | 27.432 | 27.432 | 27.432 | 27.432 | 27.432 | 27.432 | 27.432 | 27.432 | 27.432 | 27.432 | 27.432 | 27.432 | 27.432 | 27.432 | 27.432 | 27.432 | 27.432 | 27.432 | 27.432 | 27.432 | 27.432 | 27.432 | 27.432 | 27.432 | 27.432 | 27.432 | 27.432 | 27.432 | 27.432 | 27.432 | 27.432 | 27.432 | 27.432 | 27.432 | 27.432 | 27.432 | 27.432 | 27.432 | 27.432 | 27.432 | 27.432 | 27.432 | 27.432 | 27.432 | 27.432 | 27.432 | 27.432 | 27.432 | 27.432 | 27.432 | 27.432 | 27.432 | 27.432 | 27.432 | 27.432
1749 | 27.4334 | 27.4334 | 27.4334 | 27.4334 | 27.4334 | 27.4334 | 27.4334 | 27.4334 | 27.4334 | 27.4334 | 27.4334 | 27.4334 | 27.4334 | 27.4334 | 27.4334 | 27.4334 | 27.4334 | 27.4334 | 27.4334 | 27.4334 | 27.4334 | 27.4334 | 27.4334 | 27.4334 | 27.4334 | 27.4334 | 27.4334 | 27.4334 | 27.4334 | 27.4334 | 27.4334 | 27.4334 | 27.4334 | 27.4334 | 27.4334 | 27.4334 | 27.4334 | 27.4334 | 27.4334 | 27.4334 | 27.4334 | 27.4334 | 27.4334 | 27.4334 | 27.4334 | 27.4334 | 27.4334 | 27.4334 | 27.4334 | 27.4334 | 27.4334 | 27.4334 | 27.4334 | 27.4334 | 27.4334 | 27.4334 | 27.4334 | 27.4334 | 27.4334 | 27.4334
1750 | 27.4348 | 27.4348 | 27.4348 | 27.4348 | 27.4348 | 27.4348 | 27.4348 | 27.4348 | 27.4348 | 27.4348 | 27.4348 | 27.4348 | 27.4348 | 27.4348 | 27.4348 | 27.4348 | 27.4348 | 27.4348 | 27.4348 | 27.4348 | 27.4348 | 27.4348 | 27.4348 | 27.4348 | 27.4348 | 27.4348 | 27.4348 | 27.4348 | 27.4348 | 27.4348 | 27.4348 | 27.4348 | 27.4348 | 27.4348 | 27.4348 | 27.4348 | 27.4348 | 27.4348 | 27.4348 | 27.4348 | 27.4348 | 27.4348 | 27.4348 | 27.4348 | 27.4348 | 27.4348 | 27.4348 | 27.4348 | 27.4348 | 27.4348 | 27.4348 | 27.4348 | 27.4348 | 27.4348 | 27.4348 | 27.4348 | 27.4348 | 27.4348 | 27.4348 | 27.4348
1751 | 27.4363 | 27.4363 | 27.4363 | 27.4363 | 27.4363 | 27.4363 | 27.4363 | 27.4363 | 27.4363 | 27.4363 | 27.4363 | 27.4363 | 27.4363 | 27.4363 | 27.4363 | 27.4363 | 27.4363 | 27.4363 | 27.4363 | 27.4363 | 27.4363 | 27.4363 | 27.4363 | 27.4363 | 27.4363 | 27.4363 | 27.4363 | 27.4363 | 27.4363 | 27.4363 | 27.4363 | 27.4363 | 27.4363 | 27.4363 | 27.4363 | 27.4363 | 27.4363 | 27.4363 | 27.4363 | 27.4363 | 27.4363 | 27.4363 | 27.4363 | 27.4363 | 27.4363 | 27.4363 | 27.4363 | 27.4363 | 27.4363 | 27.4363 | 27.4363 | 27.4363 | 27.4363 | 27.4363 | 27.4363 | 27.4363 | 27.4363 | 27.4363 | 27.4363 | 27.4363
1752 | 27.4377 | 27.4377 | 27.4377 | 27.4377 | 27.4377 | 27.4377 | 27.4377 | 27.4377 | 27.4377 | 27.4377 | 27.4377 | 27.4377 | 27.4377 | 27.4377 | 27.4377 | 27.4377 | 27.4377 | 27.4377 | 27.4377 | 27.4377 | 27.4377 | 27.4377 | 27.4377 | 27.4377 | 27.4377 | 27.4377 | 27.4377 | 27.4377 | 27.4377 | 27.4377 | 27.4377 | 27.4377 | 27.4377 | 27.4377 | 27.4377 | 27.4377 | 27.4377 | 27.4377 | 27.4377 | 27.4377 | 27.4377 | 27.4377 | 27.4377 | 27.4377 | 27.4377 | 27.4377 | 27.4377 | 27.4377 | 27.4377 | 27.4377 | 27.4377 | 27.4377 | 27.4377 | 27.4377 | 27.4377 | 27.4377 | 27.4377 | 27.4377 | 27.4377 | 27.4377
1753 | 27.4391 | 27.4391 | 27.4391 | 27.4391 | 27.4391 | 27.4391 | 27.4391 | 27.4391 | 27.4391 | 27.4391 | 27.4391 | 27.4391 | 27.4391 | 27.4391 | 27.4391 | 27.4391 | 27.4391 | 27.4391 | 27.4391 | 27.4391 | 27.4391 | 27.4391 | 27.4391 | 27.4391 | 27.4391 | 27.4391 | 27.4391 | 27.4391 | 27.4391 | 27.4391 | 27.4391 | 27.4391 | 27.4391 | 27.4391 | 27.4391 | 27.4391 | 27.4391 | 27.4391 | 27.4391 | 27.4391 | 27.4391 | 27.4391 | 27.4391 | 27.4391 | 27.4391 | 27.4391 | 27.4391 | 27.4391 | 27.4391 | 27.4391 | 27.4391 | 27.4391 | 27.4391 | 27.4391 | 27.4391 | 27.4391 | 27.4391 | 27.4391 | 27.4391 | 27.4391
1754 | 27.4405 | 27.4405 | 27.4405 | 27.4405 | 27.4405 | 27.4405 | 27.4405 | 27.4405 | 27.4405 | 27.4405 | 27.4405 | 27.4405 | 27.4405 | 27.4405 | 27.4405 | 27.4405 | 27.4405 | 27.4405 | 27.4405 | 27.4405 | 27.4405 | 27.4405 | 27.4405 | 27.4405 | 27.4405 | 27.4405 | 27.4405 | 27.4405 | 27.4405 | 27.4405 | 27.4405 | 27.4405 | 27.4405 | 27.4405 | 27.4405 | 27.4405 | 27.4405 | 27.4405 | 27.4405 | 27.4405 | 27.4405 | 27.4405 | 27.4405 | 27.4405 | 27.4405 | 27.4405 | 27.4405 | 27.4405 | 27.4405 | 27.4405 | 27.4405 | 27.4405 | 27.4405 | 27.4405 | 27.4405 | 27.4405 | 27.4405 | 27.4405 | 27.4405 | 27.4405
1755 | 27.442 | 27.442 | 27.442 | 27.442 | 27.442 | 27.442 | 27.442 | 27.442 | 27.442 | 27.442 | 27.442 | 27.442 | 27.442 | 27.442 | 27.442 | 27.442 | 27.442 | 27.442 | 27.442 | 27.442 | 27.442 | 27.442 | 27.442 | 27.442 | 27.442 | 27.442 | 27.442 | 27.442 | 27.442 | 27.442 | 27.442 | 27.442 | 27.442 | 27.442 | 27.442 | 27.442 | 27.442 | 27.442 | 27.442 | 27.442 | 27.442 | 27.442 | 27.442 | 27.442 | 27.442 | 27.442 | 27.442 | 27.442 | 27.442 | 27.442 | 27.442 | 27.442 | 27.442 | 27.442 | 27.442 | 27.442 | 27.442 | 27.442 | 27.442 | 27.442
1756 | 27.4434 | 27.4434 | 27.4434 | 27.4434 | 27.4434 | 27.4434 | 27.4434 | 27.4434 | 27.4434 | 27.4434 | 27.4434 | 27.4434 | 27.4434 | 27.4434 | 27.4434 | 27.4434 | 27.4434 | 27.4434 | 27.4434 | 27.4434 | 27.4434 | 27.4434 | 27.4434 | 27.4434 | 27.4434 | 27.4434 | 27.4434 | 27.4434 | 27.4434 | 27.4434 | 27.4434 | 27.4434 | 27.4434 | 27.4434 | 27.4434 | 27.4434 | 27.4434 | 27.4434 | 27.4434 | 27.4434 | 27.4434 | 27.4434 | 27.4434 | 27.4434 | 27.4434 | 27.4434 | 27.4434 | 27.4434 | 27.4434 | 27.4434 | 27.4434 | 27.4434 | 27.4434 | 27.4434 | 27.4434 | 27.4434 | 27.4434 | 27.4434 | 27.4434 | 27.4434
1757 | 27.4448 | 27.4448 | 27.4448 | 27.4448 | 27.4448 | 27.4448 | 27.4448 | 27.4448 | 27.4448 | 27.4448 | 27.4448 | 27.4448 | 27.4448 | 27.4448 | 27.4448 | 27.4448 | 27.4448 | 27.4448 | 27.4448 | 27.4448 | 27.4448 | 27.4448 | 27.4448 | 27.4448 | 27.4448 | 27.4448 | 27.4448 | 27.4448 | 27.4448 | 27.4448 | 27.4448 | 27.4448 | 27.4448 | 27.4448 | 27.4448 | 27.4448 | 27.4448 | 27.4448 | 27.4448 | 27.4448 | 27.4448 | 27.4448 | 27.4448 | 27.4448 | 27.4448 | 27.4448 | 27.4448 | 27.4448 | 27.4448 | 27.4448 | 27.4448 | 27.4448 | 27.4448 | 27.4448 | 27.4448 | 27.4448 | 27.4448 | 27.4448 | 27.4448 | 27.4448
1758 | 27.4462 | 27.4462 | 27.4462 | 27.4462 | 27.4462 | 27.4462 | 27.4462 | 27.4462 | 27.4462 | 27.4462 | 27.4462 | 27.4462 | 27.4462 | 27.4462 | 27.4462 | 27.4462 | 27.4462 | 27.4462 | 27.4462 | 27.4462 | 27.4462 | 27.4462 | 27.4462 | 27.4462 | 27.4462 | 27.4462 | 27.4462 | 27.4462 | 27.4462 | 27.4462 | 27.4462 | 27.4462 | 27.4462 | 27.4462 | 27.4462 | 27.4462 | 27.4462 | 27.4462 | 27.4462 | 27.4462 | 27.4462 | 27.4462 | 27.4462 | 27.4462 | 27.4462 | 27.4462 | 27.4462 | 27.4462 | 27.4462 | 27.4462 | 27.4462 | 27.4462 | 27.4462 | 27.4462 | 27.4462 | 27.4462 | 27.4462 | 27.4462 | 27.4462 | 27.4462
1759 | 27.4476 | 27.4476 | 27.4476 | 27.4476 | 27.4476 | 27.4476 | 27.4476 | 27.4476 | 27.4476 | 27.4476 | 27.4476 | 27.4476 | 27.4476 | 27.4476 | 27.4476 | 27.4476 | 27.4476 | 27.4476 | 27.4476 | 27.4476 | 27.4476 | 27.4476 | 27.4476 | 27.4476 | 27.4476 | 27.4476 | 27.4476 | 27.4476 | 27.4476 | 27.4476 | 27.4476 | 27.4476 | 27.4476 | 27.4476 | 27.4476 | 27.4476 | 27.4476 | 27.4476 | 27.4476 | 27.4476 | 27.4476 | 27.4476 | 27.4476 | 27.4476 | 27.4476 | 27.4476 | 27.4476 | 27.4476 | 27.4476 | 27.4476 | 27.4476 | 27.4476 | 27.4476 | 27.4476 | 27.4476 | 27.4476 | 27.4476 | 27.4476 | 27.4476 | 27.4476
1760 | 27.4491 | 27.4491 | 27.4491 | 27.4491 | 27.4491 | 27.4491 | 27.4491 | 27.4491 | 27.4491 | 27.4491 | 27.4491 | 27.4491 | 27.4491 | 27.4491 | 27.4491 | 27.4491 | 27.4491 | 27.4491 | 27.4491 | 27.4491 | 27.4491 | 27.4491 | 27.4491 | 27.4491 | 27.4491 | 27.4491 | 27.4491 | 27.4491 | 27.4491 | 27.4491 | 27.4491 | 27.4491 | 27.4491 | 27.4491 | 27.4491 | 27.4491 | 27.4491 | 27.4491 | 27.4491 | 27.4491 | 27.4491 | 27.4491 | 27.4491 | 27.4491 | 27.4491 | 27.4491 | 27.4491 | 27.4491 | 27.4491 | 27.4491 | 27.4491 | 27.4491 | 27.4491 | 27.4491 | 27.4491 | 27.4491 | 27.4491 | 27.4491 | 27.4491 | 27.4491
1761 | 27.4505 | 27.4505 | 27.4505 | 27.4505 | 27.4505 | 27.4505 | 27.4505 | 27.4505 | 27.4505 | 27.4505 | 27.4505 | 27.4505 | 27.4505 | 27.4505 | 27.4505 | 27.4505 | 27.4505 | 27.4505 | 27.4505 | 27.4505 | 27.4505 | 27.4505 | 27.4505 | 27.4505 | 27.4505 | 27.4505 | 27.4505 | 27.4505 | 27.4505 | 27.4505 | 27.4505 | 27.4505 | 27.4505 | 27.4505 | 27.4505 | 27.4505 | 27.4505 | 27.4505 | 27.4505 | 27.4505 | 27.4505 | 27.4505 | 27.4505 | 27.4505 | 27.4505 | 27.4505 | 27.4505 | 27.4505 | 27.4505 | 27.4505 | 27.4505 | 27.4505 | 27.4505 | 27.4505 | 27.4505 | 27.4505 | 27.4505 | 27.4505 | 27.4505 | 27.4505
1762 | 27.4519 | 27.4519 | 27.4519 | 27.4519 | 27.4519 | 27.4519 | 27.4519 | 27.4519 | 27.4519 | 27.4519 | 27.4519 | 27.4519 | 27.4519 | 27.4519 | 27.4519 | 27.4519 | 27.4519 | 27.4519 | 27.4519 | 27.4519 | 27.4519 | 27.4519 | 27.4519 | 27.4519 | 27.4519 | 27.4519 | 27.4519 | 27.4519 | 27.4519 | 27.4519 | 27.4519 | 27.4519 | 27.4519 | 27.4519 | 27.4519 | 27.4519 | 27.4519 | 27.4519 | 27.4519 | 27.4519 | 27.4519 | 27.4519 | 27.4519 | 27.4519 | 27.4519 | 27.4519 | 27.4519 | 27.4519 | 27.4519 | 27.4519 | 27.4519 | 27.4519 | 27.4519 | 27.4519 | 27.4519 | 27.4519 | 27.4519 | 27.4519 | 27.4519 | 27.4519
1763 | 27.4533 | 27.4533 | 27.4533 | 27.4533 | 27.4533 | 27.4533 | 27.4533 | 27.4533 | 27.4533 | 27.4533 | 27.4533 | 27.4533 | 27.4533 | 27.4533 | 27.4533 | 27.4533 | 27.4533 | 27.4533 | 27.4533 | 27.4533 | 27.4533 | 27.4533 | 27.4533 | 27.4533 | 27.4533 | 27.4533 | 27.4533 | 27.4533 | 27.4533 | 27.4533 | 27.4533 | 27.4533 | 27.4533 | 27.4533 | 27.4533 | 27.4533 | 27.4533 | 27.4533 | 27.4533 | 27.4533 | 27.4533 | 27.4533 | 27.4533 | 27.4533 | 27.4533 | 27.4533 | 27.4533 | 27.4533 | 27.4533 | 27.4533 | 27.4533 | 27.4533 | 27.4533 | 27.4533 | 27.4533 | 27.4533 | 27.4533 | 27.4533 | 27.4533 | 27.4533
1764 | 27.4547 | 27.4547 | 27.4547 | 27.4547 | 27.4547 | 27.4547 | 27.4547 | 27.4547 | 27.4547 | 27.4547 | 27.4547 | 27.4547 | 27.4547 | 27.4547 | 27.4547 | 27.4547 | 27.4547 | 27.4547 | 27.4547 | 27.4547 | 27.4547 | 27.4547 | 27.4547 | 27.4547 | 27.4547 | 27.4547 | 27.4547 | 27.4547 | 27.4547 | 27.4547 | 27.4547 | 27.4547 | 27.4547 | 27.4547 | 27.4547 | 27.4547 | 27.4547 | 27.4547 | 27.4547 | 27.4547 | 27.4547 | 27.4547 | 27.4547 | 27.4547 | 27.4547 | 27.4547 | 27.4547 | 27.4547 | 27.4547 | 27.4547 | 27.4547 | 27.4547 | 27.4547 | 27.4547 | 27.4547 | 27.4547 | 27.4547 | 27.4547 | 27.4547 | 27.4547
1765 | 27.4562 | 27.4562 | 27.4562 | 27.4562 | 27.4562 | 27.4562 | 27.4562 | 27.4562 | 27.4562 | 27.4562 | 27.4562 | 27.4562 | 27.4562 | 27.4562 | 27.4562 | 27.4562 | 27.4562 | 27.4562 | 27.4562 | 27.4562 | 27.4562 | 27.4562 | 27.4562 | 27.4562 | 27.4562 | 27.4562 | 27.4562 | 27.4562 | 27.4562 | 27.4562 | 27.4562 | 27.4562 | 27.4562 | 27.4562 | 27.4562 | 27.4562 | 27.4562 | 27.4562 | 27.4562 | 27.4562 | 27.4562 | 27.4562 | 27.4562 | 27.4562 | 27.4562 | 27.4562 | 27.4562 | 27.4562 | 27.4562 | 27.4562 | 27.4562 | 27.4562 | 27.4562 | 27.4562 | 27.4562 | 27.4562 | 27.4562 | 27.4562 | 27.4562 | 27.4562
1766 | 27.4576 | 27.4576 | 27.4576 | 27.4576 | 27.4576 | 27.4576 | 27.4576 | 27.4576 | 27.4576 | 27.4576 | 27.4576 | 27.4576 | 27.4576 | 27.4576 | 27.4576 | 27.4576 | 27.4576 | 27.4576 | 27.4576 | 27.4576 | 27.4576 | 27.4576 | 27.4576 | 27.4576 | 27.4576 | 27.4576 | 27.4576 | 27.4576 | 27.4576 | 27.4576 | 27.4576 | 27.4576 | 27.4576 | 27.4576 | 27.4576 | 27.4576 | 27.4576 | 27.4576 | 27.4576 | 27.4576 | 27.4576 | 27.4576 | 27.4576 | 27.4576 | 27.4576 | 27.4576 | 27.4576 | 27.4576 | 27.4576 | 27.4576 | 27.4576 | 27.4576 | 27.4576 | 27.4576 | 27.4576 | 27.4576 | 27.4576 | 27.4576 | 27.4576 | 27.4576
1767 | 27.459 | 27.459 | 27.459 | 27.459 | 27.459 | 27.459 | 27.459 | 27.459 | 27.459 | 27.459 | 27.459 | 27.459 | 27.459 | 27.459 | 27.459 | 27.459 | 27.459 | 27.459 | 27.459 | 27.459 | 27.459 | 27.459 | 27.459 | 27.459 | 27.459 | 27.459 | 27.459 | 27.459 | 27.459 | 27.459 | 27.459 | 27.459 | 27.459 | 27.459 | 27.459 | 27.459 | 27.459 | 27.459 | 27.459 | 27.459 | 27.459 | 27.459 | 27.459 | 27.459 | 27.459 | 27.459 | 27.459 | 27.459 | 27.459 | 27.459 | 27.459 | 27.459 | 27.459 | 27.459 | 27.459 | 27.459 | 27.459 | 27.459 | 27.459 | 27.459
1768 | 27.4604 | 27.4604 | 27.4604 | 27.4604 | 27.4604 | 27.4604 | 27.4604 | 27.4604 | 27.4604 | 27.4604 | 27.4604 | 27.4604 | 27.4604 | 27.4604 | 27.4604 | 27.4604 | 27.4604 | 27.4604 | 27.4604 | 27.4604 | 27.4604 | 27.4604 | 27.4604 | 27.4604 | 27.4604 | 27.4604 | 27.4604 | 27.4604 | 27.4604 | 27.4604 | 27.4604 | 27.4604 | 27.4604 | 27.4604 | 27.4604 | 27.4604 | 27.4604 | 27.4604 | 27.4604 | 27.4604 | 27.4604 | 27.4604 | 27.4604 | 27.4604 | 27.4604 | 27.4604 | 27.4604 | 27.4604 | 27.4604 | 27.4604 | 27.4604 | 27.4604 | 27.4604 | 27.4604 | 27.4604 | 27.4604 | 27.4604 | 27.4604 | 27.4604 | 27.4604
1769 | 27.4618 | 27.4618 | 27.4618 | 27.4618 | 27.4618 | 27.4618 | 27.4618 | 27.4618 | 27.4618 | 27.4618 | 27.4618 | 27.4618 | 27.4618 | 27.4618 | 27.4618 | 27.4618 | 27.4618 | 27.4618 | 27.4618 | 27.4618 | 27.4618 | 27.4618 | 27.4618 | 27.4618 | 27.4618 | 27.4618 | 27.4618 | 27.4618 | 27.4618 | 27.4618 | 27.4618 | 27.4618 | 27.4618 | 27.4618 | 27.4618 | 27.4618 | 27.4618 | 27.4618 | 27.4618 | 27.4618 | 27.4618 | 27.4618 | 27.4618 | 27.4618 | 27.4618 | 27.4618 | 27.4618 | 27.4618 | 27.4618 | 27.4618 | 27.4618 | 27.4618 | 27.4618 | 27.4618 | 27.4618 | 27.4618 | 27.4618 | 27.4618 | 27.4618 | 27.4618
1770 | 27.4632 | 27.4632 | 27.4632 | 27.4632 | 27.4632 | 27.4632 | 27.4632 | 27.4632 | 27.4632 | 27.4632 | 27.4632 | 27.4632 | 27.4632 | 27.4632 | 27.4632 | 27.4632 | 27.4632 | 27.4632 | 27.4632 | 27.4632 | 27.4632 | 27.4632 | 27.4632 | 27.4632 | 27.4632 | 27.4632 | 27.4632 | 27.4632 | 27.4632 | 27.4632 | 27.4632 | 27.4632 | 27.4632 | 27.4632 | 27.4632 | 27.4632 | 27.4632 | 27.4632 | 27.4632 | 27.4632 | 27.4632 | 27.4632 | 27.4632 | 27.4632 | 27.4632 | 27.4632 | 27.4632 | 27.4632 | 27.4632 | 27.4632 | 27.4632 | 27.4632 | 27.4632 | 27.4632 | 27.4632 | 27.4632 | 27.4632 | 27.4632 | 27.4632 | 27.4632
1771 | 27.4646 | 27.4646 | 27.4646 | 27.4646 | 27.4646 | 27.4646 | 27.4646 | 27.4646 | 27.4646 | 27.4646 | 27.4646 | 27.4646 | 27.4646 | 27.4646 | 27.4646 | 27.4646 | 27.4646 | 27.4646 | 27.4646 | 27.4646 | 27.4646 | 27.4646 | 27.4646 | 27.4646 | 27.4646 | 27.4646 | 27.4646 | 27.4646 | 27.4646 | 27.4646 | 27.4646 | 27.4646 | 27.4646 | 27.4646 | 27.4646 | 27.4646 | 27.4646 | 27.4646 | 27.4646 | 27.4646 | 27.4646 | 27.4646 | 27.4646 | 27.4646 | 27.4646 | 27.4646 | 27.4646 | 27.4646 | 27.4646 | 27.4646 | 27.4646 | 27.4646 | 27.4646 | 27.4646 | 27.4646 | 27.4646 | 27.4646 | 27.4646 | 27.4646 | 27.4646
1772 | 27.4661 | 27.4661 | 27.4661 | 27.4661 | 27.4661 | 27.4661 | 27.4661 | 27.4661 | 27.4661 | 27.4661 | 27.4661 | 27.4661 | 27.4661 | 27.4661 | 27.4661 | 27.4661 | 27.4661 | 27.4661 | 27.4661 | 27.4661 | 27.4661 | 27.4661 | 27.4661 | 27.4661 | 27.4661 | 27.4661 | 27.4661 | 27.4661 | 27.4661 | 27.4661 | 27.4661 | 27.4661 | 27.4661 | 27.4661 | 27.4661 | 27.4661 | 27.4661 | 27.4661 | 27.4661 | 27.4661 | 27.4661 | 27.4661 | 27.4661 | 27.4661 | 27.4661 | 27.4661 | 27.4661 | 27.4661 | 27.4661 | 27.4661 | 27.4661 | 27.4661 | 27.4661 | 27.4661 | 27.4661 | 27.4661 | 27.4661 | 27.4661 | 27.4661 | 27.4661
1773 | 27.4675 | 27.4675 | 27.4675 | 27.4675 | 27.4675 | 27.4675 | 27.4675 | 27.4675 | 27.4675 | 27.4675 | 27.4675 | 27.4675 | 27.4675 | 27.4675 | 27.4675 | 27.4675 | 27.4675 | 27.4675 | 27.4675 | 27.4675 | 27.4675 | 27.4675 | 27.4675 | 27.4675 | 27.4675 | 27.4675 | 27.4675 | 27.4675 | 27.4675 | 27.4675 | 27.4675 | 27.4675 | 27.4675 | 27.4675 | 27.4675 | 27.4675 | 27.4675 | 27.4675 | 27.4675 | 27.4675 | 27.4675 | 27.4675 | 27.4675 | 27.4675 | 27.4675 | 27.4675 | 27.4675 | 27.4675 | 27.4675 | 27.4675 | 27.4675 | 27.4675 | 27.4675 | 27.4675 | 27.4675 | 27.4675 | 27.4675 | 27.4675 | 27.4675 | 27.4675
1774 | 27.4689 | 27.4689 | 27.4689 | 27.4689 | 27.4689 | 27.4689 | 27.4689 | 27.4689 | 27.4689 | 27.4689 | 27.4689 | 27.4689 | 27.4689 | 27.4689 | 27.4689 | 27.4689 | 27.4689 | 27.4689 | 27.4689 | 27.4689 | 27.4689 | 27.4689 | 27.4689 | 27.4689 | 27.4689 | 27.4689 | 27.4689 | 27.4689 | 27.4689 | 27.4689 | 27.4689 | 27.4689 | 27.4689 | 27.4689 | 27.4689 | 27.4689 | 27.4689 | 27.4689 | 27.4689 | 27.4689 | 27.4689 | 27.4689 | 27.4689 | 27.4689 | 27.4689 | 27.4689 | 27.4689 | 27.4689 | 27.4689 | 27.4689 | 27.4689 | 27.4689 | 27.4689 | 27.4689 | 27.4689 | 27.4689 | 27.4689 | 27.4689 | 27.4689 | 27.4689
1775 | 27.4703 | 27.4703 | 27.4703 | 27.4703 | 27.4703 | 27.4703 | 27.4703 | 27.4703 | 27.4703 | 27.4703 | 27.4703 | 27.4703 | 27.4703 | 27.4703 | 27.4703 | 27.4703 | 27.4703 | 27.4703 | 27.4703 | 27.4703 | 27.4703 | 27.4703 | 27.4703 | 27.4703 | 27.4703 | 27.4703 | 27.4703 | 27.4703 | 27.4703 | 27.4703 | 27.4703 | 27.4703 | 27.4703 | 27.4703 | 27.4703 | 27.4703 | 27.4703 | 27.4703 | 27.4703 | 27.4703 | 27.4703 | 27.4703 | 27.4703 | 27.4703 | 27.4703 | 27.4703 | 27.4703 | 27.4703 | 27.4703 | 27.4703 | 27.4703 | 27.4703 | 27.4703 | 27.4703 | 27.4703 | 27.4703 | 27.4703 | 27.4703 | 27.4703 | 27.4703
1776 | 27.4717 | 27.4717 | 27.4717 | 27.4717 | 27.4717 | 27.4717 | 27.4717 | 27.4717 | 27.4717 | 27.4717 | 27.4717 | 27.4717 | 27.4717 | 27.4717 | 27.4717 | 27.4717 | 27.4717 | 27.4717 | 27.4717 | 27.4717 | 27.4717 | 27.4717 | 27.4717 | 27.4717 | 27.4717 | 27.4717 | 27.4717 | 27.4717 | 27.4717 | 27.4717 | 27.4717 | 27.4717 | 27.4717 | 27.4717 | 27.4717 | 27.4717 | 27.4717 | 27.4717 | 27.4717 | 27.4717 | 27.4717 | 27.4717 | 27.4717 | 27.4717 | 27.4717 | 27.4717 | 27.4717 | 27.4717 | 27.4717 | 27.4717 | 27.4717 | 27.4717 | 27.4717 | 27.4717 | 27.4717 | 27.4717 | 27.4717 | 27.4717 | 27.4717 | 27.4717
1777 | 27.4731 | 27.4731 | 27.4731 | 27.4731 | 27.4731 | 27.4731 | 27.4731 | 27.4731 | 27.4731 | 27.4731 | 27.4731 | 27.4731 | 27.4731 | 27.4731 | 27.4731 | 27.4731 | 27.4731 | 27.4731 | 27.4731 | 27.4731 | 27.4731 | 27.4731 | 27.4731 | 27.4731 | 27.4731 | 27.4731 | 27.4731 | 27.4731 | 27.4731 | 27.4731 | 27.4731 | 27.4731 | 27.4731 | 27.4731 | 27.4731 | 27.4731 | 27.4731 | 27.4731 | 27.4731 | 27.4731 | 27.4731 | 27.4731 | 27.4731 | 27.4731 | 27.4731 | 27.4731 | 27.4731 | 27.4731 | 27.4731 | 27.4731 | 27.4731 | 27.4731 | 27.4731 | 27.4731 | 27.4731 | 27.4731 | 27.4731 | 27.4731 | 27.4731 | 27.4731
1778 | 27.4745 | 27.4745 | 27.4745 | 27.4745 | 27.4745 | 27.4745 | 27.4745 | 27.4745 | 27.4745 | 27.4745 | 27.4745 | 27.4745 | 27.4745 | 27.4745 | 27.4745 | 27.4745 | 27.4745 | 27.4745 | 27.4745 | 27.4745 | 27.4745 | 27.4745 | 27.4745 | 27.4745 | 27.4745 | 27.4745 | 27.4745 | 27.4745 | 27.4745 | 27.4745 | 27.4745 | 27.4745 | 27.4745 | 27.4745 | 27.4745 | 27.4745 | 27.4745 | 27.4745 | 27.4745 | 27.4745 | 27.4745 | 27.4745 | 27.4745 | 27.4745 | 27.4745 | 27.4745 | 27.4745 | 27.4745 | 27.4745 | 27.4745 | 27.4745 | 27.4745 | 27.4745 | 27.4745 | 27.4745 | 27.4745 | 27.4745 | 27.4745 | 27.4745 | 27.4745
1779 | 27.4759 | 27.4759 | 27.4759 | 27.4759 | 27.4759 | 27.4759 | 27.4759 | 27.4759 | 27.4759 | 27.4759 | 27.4759 | 27.4759 | 27.4759 | 27.4759 | 27.4759 | 27.4759 | 27.4759 | 27.4759 | 27.4759 | 27.4759 | 27.4759 | 27.4759 | 27.4759 | 27.4759 | 27.4759 | 27.4759 | 27.4759 | 27.4759 | 27.4759 | 27.4759 | 27.4759 | 27.4759 | 27.4759 | 27.4759 | 27.4759 | 27.4759 | 27.4759 | 27.4759 | 27.4759 | 27.4759 | 27.4759 | 27.4759 | 27.4759 | 27.4759 | 27.4759 | 27.4759 | 27.4759 | 27.4759 | 27.4759 | 27.4759 | 27.4759 | 27.4759 | 27.4759 | 27.4759 | 27.4759 | 27.4759 | 27.4759 | 27.4759 | 27.4759 | 27.4759
1780 | 27.4773 | 27.4773 | 27.4773 | 27.4773 | 27.4773 | 27.4773 | 27.4773 | 27.4773 | 27.4773 | 27.4773 | 27.4773 | 27.4773 | 27.4773 | 27.4773 | 27.4773 | 27.4773 | 27.4773 | 27.4773 | 27.4773 | 27.4773 | 27.4773 | 27.4773 | 27.4773 | 27.4773 | 27.4773 | 27.4773 | 27.4773 | 27.4773 | 27.4773 | 27.4773 | 27.4773 | 27.4773 | 27.4773 | 27.4773 | 27.4773 | 27.4773 | 27.4773 | 27.4773 | 27.4773 | 27.4773 | 27.4773 | 27.4773 | 27.4773 | 27.4773 | 27.4773 | 27.4773 | 27.4773 | 27.4773 | 27.4773 | 27.4773 | 27.4773 | 27.4773 | 27.4773 | 27.4773 | 27.4773 | 27.4773 | 27.4773 | 27.4773 | 27.4773 | 27.4773
1781 | 27.4787 | 27.4787 | 27.4787 | 27.4787 | 27.4787 | 27.4787 | 27.4787 | 27.4787 | 27.4787 | 27.4787 | 27.4787 | 27.4787 | 27.4787 | 27.4787 | 27.4787 | 27.4787 | 27.4787 | 27.4787 | 27.4787 | 27.4787 | 27.4787 | 27.4787 | 27.4787 | 27.4787 | 27.4787 | 27.4787 | 27.4787 | 27.4787 | 27.4787 | 27.4787 | 27.4787 | 27.4787 | 27.4787 | 27.4787 | 27.4787 | 27.4787 | 27.4787 | 27.4787 | 27.4787 | 27.4787 | 27.4787 | 27.4787 | 27.4787 | 27.4787 | 27.4787 | 27.4787 | 27.4787 | 27.4787 | 27.4787 | 27.4787 | 27.4787 | 27.4787 | 27.4787 | 27.4787 | 27.4787 | 27.4787 | 27.4787 | 27.4787 | 27.4787 | 27.4787
1782 | 27.4801 | 27.4801 | 27.4801 | 27.4801 | 27.4801 | 27.4801 | 27.4801 | 27.4801 | 27.4801 | 27.4801 | 27.4801 | 27.4801 | 27.4801 | 27.4801 | 27.4801 | 27.4801 | 27.4801 | 27.4801 | 27.4801 | 27.4801 | 27.4801 | 27.4801 | 27.4801 | 27.4801 | 27.4801 | 27.4801 | 27.4801 | 27.4801 | 27.4801 | 27.4801 | 27.4801 | 27.4801 | 27.4801 | 27.4801 | 27.4801 | 27.4801 | 27.4801 | 27.4801 | 27.4801 | 27.4801 | 27.4801 | 27.4801 | 27.4801 | 27.4801 | 27.4801 | 27.4801 | 27.4801 | 27.4801 | 27.4801 | 27.4801 | 27.4801 | 27.4801 | 27.4801 | 27.4801 | 27.4801 | 27.4801 | 27.4801 | 27.4801 | 27.4801 | 27.4801
1783 | 27.4815 | 27.4815 | 27.4815 | 27.4815 | 27.4815 | 27.4815 | 27.4815 | 27.4815 | 27.4815 | 27.4815 | 27.4815 | 27.4815 | 27.4815 | 27.4815 | 27.4815 | 27.4815 | 27.4815 | 27.4815 | 27.4815 | 27.4815 | 27.4815 | 27.4815 | 27.4815 | 27.4815 | 27.4815 | 27.4815 | 27.4815 | 27.4815 | 27.4815 | 27.4815 | 27.4815 | 27.4815 | 27.4815 | 27.4815 | 27.4815 | 27.4815 | 27.4815 | 27.4815 | 27.4815 | 27.4815 | 27.4815 | 27.4815 | 27.4815 | 27.4815 | 27.4815 | 27.4815 | 27.4815 | 27.4815 | 27.4815 | 27.4815 | 27.4815 | 27.4815 | 27.4815 | 27.4815 | 27.4815 | 27.4815 | 27.4815 | 27.4815 | 27.4815 | 27.4815
1784 | 27.4829 | 27.4829 | 27.4829 | 27.4829 | 27.4829 | 27.4829 | 27.4829 | 27.4829 | 27.4829 | 27.4829 | 27.4829 | 27.4829 | 27.4829 | 27.4829 | 27.4829 | 27.4829 | 27.4829 | 27.4829 | 27.4829 | 27.4829 | 27.4829 | 27.4829 | 27.4829 | 27.4829 | 27.4829 | 27.4829 | 27.4829 | 27.4829 | 27.4829 | 27.4829 | 27.4829 | 27.4829 | 27.4829 | 27.4829 | 27.4829 | 27.4829 | 27.4829 | 27.4829 | 27.4829 | 27.4829 | 27.4829 | 27.4829 | 27.4829 | 27.4829 | 27.4829 | 27.4829 | 27.4829 | 27.4829 | 27.4829 | 27.4829 | 27.4829 | 27.4829 | 27.4829 | 27.4829 | 27.4829 | 27.4829 | 27.4829 | 27.4829 | 27.4829 | 27.4829
1785 | 27.4843 | 27.4843 | 27.4843 | 27.4843 | 27.4843 | 27.4843 | 27.4843 | 27.4843 | 27.4843 | 27.4843 | 27.4843 | 27.4843 | 27.4843 | 27.4843 | 27.4843 | 27.4843 | 27.4843 | 27.4843 | 27.4843 | 27.4843 | 27.4843 | 27.4843 | 27.4843 | 27.4843 | 27.4843 | 27.4843 | 27.4843 | 27.4843 | 27.4843 | 27.4843 | 27.4843 | 27.4843 | 27.4843 | 27.4843 | 27.4843 | 27.4843 | 27.4843 | 27.4843 | 27.4843 | 27.4843 | 27.4843 | 27.4843 | 27.4843 | 27.4843 | 27.4843 | 27.4843 | 27.4843 | 27.4843 | 27.4843 | 27.4843 | 27.4843 | 27.4843 | 27.4843 | 27.4843 | 27.4843 | 27.4843 | 27.4843 | 27.4843 | 27.4843 | 27.4843
1786 | 27.4857 | 27.4857 | 27.4857 | 27.4857 | 27.4857 | 27.4857 | 27.4857 | 27.4857 | 27.4857 | 27.4857 | 27.4857 | 27.4857 | 27.4857 | 27.4857 | 27.4857 | 27.4857 | 27.4857 | 27.4857 | 27.4857 | 27.4857 | 27.4857 | 27.4857 | 27.4857 | 27.4857 | 27.4857 | 27.4857 | 27.4857 | 27.4857 | 27.4857 | 27.4857 | 27.4857 | 27.4857 | 27.4857 | 27.4857 | 27.4857 | 27.4857 | 27.4857 | 27.4857 | 27.4857 | 27.4857 | 27.4857 | 27.4857 | 27.4857 | 27.4857 | 27.4857 | 27.4857 | 27.4857 | 27.4857 | 27.4857 | 27.4857 | 27.4857 | 27.4857 | 27.4857 | 27.4857 | 27.4857 | 27.4857 | 27.4857 | 27.4857 | 27.4857 | 27.4857
1787 | 27.4871 | 27.4871 | 27.4871 | 27.4871 | 27.4871 | 27.4871 | 27.4871 | 27.4871 | 27.4871 | 27.4871 | 27.4871 | 27.4871 | 27.4871 | 27.4871 | 27.4871 | 27.4871 | 27.4871 | 27.4871 | 27.4871 | 27.4871 | 27.4871 | 27.4871 | 27.4871 | 27.4871 | 27.4871 | 27.4871 | 27.4871 | 27.4871 | 27.4871 | 27.4871 | 27.4871 | 27.4871 | 27.4871 | 27.4871 | 27.4871 | 27.4871 | 27.4871 | 27.4871 | 27.4871 | 27.4871 | 27.4871 | 27.4871 | 27.4871 | 27.4871 | 27.4871 | 27.4871 | 27.4871 | 27.4871 | 27.4871 | 27.4871 | 27.4871 | 27.4871 | 27.4871 | 27.4871 | 27.4871 | 27.4871 | 27.4871 | 27.4871 | 27.4871 | 27.4871
1788 | 27.4885 | 27.4885 | 27.4885 | 27.4885 | 27.4885 | 27.4885 | 27.4885 | 27.4885 | 27.4885 | 27.4885 | 27.4885 | 27.4885 | 27.4885 | 27.4885 | 27.4885 | 27.4885 | 27.4885 | 27.4885 | 27.4885 | 27.4885 | 27.4885 | 27.4885 | 27.4885 | 27.4885 | 27.4885 | 27.4885 | 27.4885 | 27.4885 | 27.4885 | 27.4885 | 27.4885 | 27.4885 | 27.4885 | 27.4885 | 27.4885 | 27.4885 | 27.4885 | 27.4885 | 27.4885 | 27.4885 | 27.4885 | 27.4885 | 27.4885 | 27.4885 | 27.4885 | 27.4885 | 27.4885 | 27.4885 | 27.4885 | 27.4885 | 27.4885 | 27.4885 | 27.4885 | 27.4885 | 27.4885 | 27.4885 | 27.4885 | 27.4885 | 27.4885 | 27.4885
1789 | 27.4899 | 27.4899 | 27.4899 | 27.4899 | 27.4899 | 27.4899 | 27.4899 | 27.4899 | 27.4899 | 27.4899 | 27.4899 | 27.4899 | 27.4899 | 27.4899 | 27.4899 | 27.4899 | 27.4899 | 27.4899 | 27.4899 | 27.4899 | 27.4899 | 27.4899 | 27.4899 | 27.4899 | 27.4899 | 27.4899 | 27.4899 | 27.4899 | 27.4899 | 27.4899 | 27.4899 | 27.4899 | 27.4899 | 27.4899 | 27.4899 | 27.4899 | 27.4899 | 27.4899 | 27.4899 | 27.4899 | 27.4899 | 27.4899 | 27.4899 | 27.4899 | 27.4899 | 27.4899 | 27.4899 | 27.4899 | 27.4899 | 27.4899 | 27.4899 | 27.4899 | 27.4899 | 27.4899 | 27.4899 | 27.4899 | 27.4899 | 27.4899 | 27.4899 | 27.4899
1790 | 27.4913 | 27.4913 | 27.4913 | 27.4913 | 27.4913 | 27.4913 | 27.4913 | 27.4913 | 27.4913 | 27.4913 | 27.4913 | 27.4913 | 27.4913 | 27.4913 | 27.4913 | 27.4913 | 27.4913 | 27.4913 | 27.4913 | 27.4913 | 27.4913 | 27.4913 | 27.4913 | 27.4913 | 27.4913 | 27.4913 | 27.4913 | 27.4913 | 27.4913 | 27.4913 | 27.4913 | 27.4913 | 27.4913 | 27.4913 | 27.4913 | 27.4913 | 27.4913 | 27.4913 | 27.4913 | 27.4913 | 27.4913 | 27.4913 | 27.4913 | 27.4913 | 27.4913 | 27.4913 | 27.4913 | 27.4913 | 27.4913 | 27.4913 | 27.4913 | 27.4913 | 27.4913 | 27.4913 | 27.4913 | 27.4913 | 27.4913 | 27.4913 | 27.4913 | 27.4913
1791 | 27.4927 | 27.4927 | 27.4927 | 27.4927 | 27.4927 | 27.4927 | 27.4927 | 27.4927 | 27.4927 | 27.4927 | 27.4927 | 27.4927 | 27.4927 | 27.4927 | 27.4927 | 27.4927 | 27.4927 | 27.4927 | 27.4927 | 27.4927 | 27.4927 | 27.4927 | 27.4927 | 27.4927 | 27.4927 | 27.4927 | 27.4927 | 27.4927 | 27.4927 | 27.4927 | 27.4927 | 27.4927 | 27.4927 | 27.4927 | 27.4927 | 27.4927 | 27.4927 | 27.4927 | 27.4927 | 27.4927 | 27.4927 | 27.4927 | 27.4927 | 27.4927 | 27.4927 | 27.4927 | 27.4927 | 27.4927 | 27.4927 | 27.4927 | 27.4927 | 27.4927 | 27.4927 | 27.4927 | 27.4927 | 27.4927 | 27.4927 | 27.4927 | 27.4927 | 27.4927
1792 | 27.4941 | 27.4941 | 27.4941 | 27.4941 | 27.4941 | 27.4941 | 27.4941 | 27.4941 | 27.4941 | 27.4941 | 27.4941 | 27.4941 | 27.4941 | 27.4941 | 27.4941 | 27.4941 | 27.4941 | 27.4941 | 27.4941 | 27.4941 | 27.4941 | 27.4941 | 27.4941 | 27.4941 | 27.4941 | 27.4941 | 27.4941 | 27.4941 | 27.4941 | 27.4941 | 27.4941 | 27.4941 | 27.4941 | 27.4941 | 27.4941 | 27.4941 | 27.4941 | 27.4941 | 27.4941 | 27.4941 | 27.4941 | 27.4941 | 27.4941 | 27.4941 | 27.4941 | 27.4941 | 27.4941 | 27.4941 | 27.4941 | 27.4941 | 27.4941 | 27.4941 | 27.4941 | 27.4941 | 27.4941 | 27.4941 | 27.4941 | 27.4941 | 27.4941 | 27.4941
1793 | 27.4955 | 27.4955 | 27.4955 | 27.4955 | 27.4955 | 27.4955 | 27.4955 | 27.4955 | 27.4955 | 27.4955 | 27.4955 | 27.4955 | 27.4955 | 27.4955 | 27.4955 | 27.4955 | 27.4955 | 27.4955 | 27.4955 | 27.4955 | 27.4955 | 27.4955 | 27.4955 | 27.4955 | 27.4955 | 27.4955 | 27.4955 | 27.4955 | 27.4955 | 27.4955 | 27.4955 | 27.4955 | 27.4955 | 27.4955 | 27.4955 | 27.4955 | 27.4955 | 27.4955 | 27.4955 | 27.4955 | 27.4955 | 27.4955 | 27.4955 | 27.4955 | 27.4955 | 27.4955 | 27.4955 | 27.4955 | 27.4955 | 27.4955 | 27.4955 | 27.4955 | 27.4955 | 27.4955 | 27.4955 | 27.4955 | 27.4955 | 27.4955 | 27.4955 | 27.4955
1794 | 27.4969 | 27.4969 | 27.4969 | 27.4969 | 27.4969 | 27.4969 | 27.4969 | 27.4969 | 27.4969 | 27.4969 | 27.4969 | 27.4969 | 27.4969 | 27.4969 | 27.4969 | 27.4969 | 27.4969 | 27.4969 | 27.4969 | 27.4969 | 27.4969 | 27.4969 | 27.4969 | 27.4969 | 27.4969 | 27.4969 | 27.4969 | 27.4969 | 27.4969 | 27.4969 | 27.4969 | 27.4969 | 27.4969 | 27.4969 | 27.4969 | 27.4969 | 27.4969 | 27.4969 | 27.4969 | 27.4969 | 27.4969 | 27.4969 | 27.4969 | 27.4969 | 27.4969 | 27.4969 | 27.4969 | 27.4969 | 27.4969 | 27.4969 | 27.4969 | 27.4969 | 27.4969 | 27.4969 | 27.4969 | 27.4969 | 27.4969 | 27.4969 | 27.4969 | 27.4969
1795 | 27.4983 | 27.4983 | 27.4983 | 27.4983 | 27.4983 | 27.4983 | 27.4983 | 27.4983 | 27.4983 | 27.4983 | 27.4983 | 27.4983 | 27.4983 | 27.4983 | 27.4983 | 27.4983 | 27.4983 | 27.4983 | 27.4983 | 27.4983 | 27.4983 | 27.4983 | 27.4983 | 27.4983 | 27.4983 | 27.4983 | 27.4983 | 27.4983 | 27.4983 | 27.4983 | 27.4983 | 27.4983 | 27.4983 | 27.4983 | 27.4983 | 27.4983 | 27.4983 | 27.4983 | 27.4983 | 27.4983 | 27.4983 | 27.4983 | 27.4983 | 27.4983 | 27.4983 | 27.4983 | 27.4983 | 27.4983 | 27.4983 | 27.4983 | 27.4983 | 27.4983 | 27.4983 | 27.4983 | 27.4983 | 27.4983 | 27.4983 | 27.4983 | 27.4983 | 27.4983
1796 | 27.4997 | 27.4997 | 27.4997 | 27.4997 | 27.4997 | 27.4997 | 27.4997 | 27.4997 | 27.4997 | 27.4997 | 27.4997 | 27.4997 | 27.4997 | 27.4997 | 27.4997 | 27.4997 | 27.4997 | 27.4997 | 27.4997 | 27.4997 | 27.4997 | 27.4997 | 27.4997 | 27.4997 | 27.4997 | 27.4997 | 27.4997 | 27.4997 | 27.4997 | 27.4997 | 27.4997 | 27.4997 | 27.4997 | 27.4997 | 27.4997 | 27.4997 | 27.4997 | 27.4997 | 27.4997 | 27.4997 | 27.4997 | 27.4997 | 27.4997 | 27.4997 | 27.4997 | 27.4997 | 27.4997 | 27.4997 | 27.4997 | 27.4997 | 27.4997 | 27.4997 | 27.4997 | 27.4997 | 27.4997 | 27.4997 | 27.4997 | 27.4997 | 27.4997 | 27.4997
1797 | 27.5011 | 27.5011 | 27.5011 | 27.5011 | 27.5011 | 27.5011 | 27.5011 | 27.5011 | 27.5011 | 27.5011 | 27.5011 | 27.5011 | 27.5011 | 27.5011 | 27.5011 | 27.5011 | 27.5011 | 27.5011 | 27.5011 | 27.5011 | 27.5011 | 27.5011 | 27.5011 | 27.5011 | 27.5011 | 27.5011 | 27.5011 | 27.5011 | 27.5011 | 27.5011 | 27.5011 | 27.5011 | 27.5011 | 27.5011 | 27.5011 | 27.5011 | 27.5011 | 27.5011 | 27.5011 | 27.5011 | 27.5011 | 27.5011 | 27.5011 | 27.5011 | 27.5011 | 27.5011 | 27.5011 | 27.5011 | 27.5011 | 27.5011 | 27.5011 | 27.5011 | 27.5011 | 27.5011 | 27.5011 | 27.5011 | 27.5011 | 27.5011 | 27.5011 | 27.5011
1798 | 27.5025 | 27.5025 | 27.5025 | 27.5025 | 27.5025 | 27.5025 | 27.5025 | 27.5025 | 27.5025 | 27.5025 | 27.5025 | 27.5025 | 27.5025 | 27.5025 | 27.5025 | 27.5025 | 27.5025 | 27.5025 | 27.5025 | 27.5025 | 27.5025 | 27.5025 | 27.5025 | 27.5025 | 27.5025 | 27.5025 | 27.5025 | 27.5025 | 27.5025 | 27.5025 | 27.5025 | 27.5025 | 27.5025 | 27.5025 | 27.5025 | 27.5025 | 27.5025 | 27.5025 | 27.5025 | 27.5025 | 27.5025 | 27.5025 | 27.5025 | 27.5025 | 27.5025 | 27.5025 | 27.5025 | 27.5025 | 27.5025 | 27.5025 | 27.5025 | 27.5025 | 27.5025 | 27.5025 | 27.5025 | 27.5025 | 27.5025 | 27.5025 | 27.5025 | 27.5025
1799 | 27.5039 | 27.5039 | 27.5039 | 27.5039 | 27.5039 | 27.5039 | 27.5039 | 27.5039 | 27.5039 | 27.5039 | 27.5039 | 27.5039 | 27.5039 | 27.5039 | 27.5039 | 27.5039 | 27.5039 | 27.5039 | 27.5039 | 27.5039 | 27.5039 | 27.5039 | 27.5039 | 27.5039 | 27.5039 | 27.5039 | 27.5039 | 27.5039 | 27.5039 | 27.5039 | 27.5039 | 27.5039 | 27.5039 | 27.5039 | 27.5039 | 27.5039 | 27.5039 | 27.5039 | 27.5039 | 27.5039 | 27.5039 | 27.5039 | 27.5039 | 27.5039 | 27.5039 | 27.5039 | 27.5039 | 27.5039 | 27.5039 | 27.5039 | 27.5039 | 27.5039 | 27.5039 | 27.5039 | 27.5039 | 27.5039 | 27.5039 | 27.5039 | 27.5039 | 27.5039
1800 | 27.5052 | 27.5052 | 27.5052 | 27.5052 | 27.5052 | 27.5052 | 27.5052 | 27.5052 | 27.5052 | 27.5052 | 27.5052 | 27.5052 | 27.5052 | 27.5052 | 27.5052 | 27.5052 | 27.5052 | 27.5052 | 27.5052 | 27.5052 | 27.5052 | 27.5052 | 27.5052 | 27.5052 | 27.5052 | 27.5052 | 27.5052 | 27.5052 | 27.5052 | 27.5052 | 27.5052 | 27.5052 | 27.5052 | 27.5052 | 27.5052 | 27.5052 | 27.5052 | 27.5052 | 27.5052 | 27.5052 | 27.5052 | 27.5052 | 27.5052 | 27.5052 | 27.5052 | 27.5052 | 27.5052 | 27.5052 | 27.5052 | 27.5052 | 27.5052 | 27.5052 | 27.5052 | 27.5052 | 27.5052 | 27.5052 | 27.5052 | 27.5052 | 27.5052 | 27.5052
1801 | 27.5066 | 27.5066 | 27.5066 | 27.5066 | 27.5066 | 27.5066 | 27.5066 | 27.5066 | 27.5066 | 27.5066 | 27.5066 | 27.5066 | 27.5066 | 27.5066 | 27.5066 | 27.5066 | 27.5066 | 27.5066 | 27.5066 | 27.5066 | 27.5066 | 27.5066 | 27.5066 | 27.5066 | 27.5066 | 27.5066 | 27.5066 | 27.5066 | 27.5066 | 27.5066 | 27.5066 | 27.5066 | 27.5066 | 27.5066 | 27.5066 | 27.5066 | 27.5066 | 27.5066 | 27.5066 | 27.5066 | 27.5066 | 27.5066 | 27.5066 | 27.5066 | 27.5066 | 27.5066 | 27.5066 | 27.5066 | 27.5066 | 27.5066 | 27.5066 | 27.5066 | 27.5066 | 27.5066 | 27.5066 | 27.5066 | 27.5066 | 27.5066 | 27.5066 | 27.5066
1802 | 27.508 | 27.508 | 27.508 | 27.508 | 27.508 | 27.508 | 27.508 | 27.508 | 27.508 | 27.508 | 27.508 | 27.508 | 27.508 | 27.508 | 27.508 | 27.508 | 27.508 | 27.508 | 27.508 | 27.508 | 27.508 | 27.508 | 27.508 | 27.508 | 27.508 | 27.508 | 27.508 | 27.508 | 27.508 | 27.508 | 27.508 | 27.508 | 27.508 | 27.508 | 27.508 | 27.508 | 27.508 | 27.508 | 27.508 | 27.508 | 27.508 | 27.508 | 27.508 | 27.508 | 27.508 | 27.508 | 27.508 | 27.508 | 27.508 | 27.508 | 27.508 | 27.508 | 27.508 | 27.508 | 27.508 | 27.508 | 27.508 | 27.508 | 27.508 | 27.508
1803 | 27.5094 | 27.5094 | 27.5094 | 27.5094 | 27.5094 | 27.5094 | 27.5094 | 27.5094 | 27.5094 | 27.5094 | 27.5094 | 27.5094 | 27.5094 | 27.5094 | 27.5094 | 27.5094 | 27.5094 | 27.5094 | 27.5094 | 27.5094 | 27.5094 | 27.5094 | 27.5094 | 27.5094 | 27.5094 | 27.5094 | 27.5094 | 27.5094 | 27.5094 | 27.5094 | 27.5094 | 27.5094 | 27.5094 | 27.5094 | 27.5094 | 27.5094 | 27.5094 | 27.5094 | 27.5094 | 27.5094 | 27.5094 | 27.5094 | 27.5094 | 27.5094 | 27.5094 | 27.5094 | 27.5094 | 27.5094 | 27.5094 | 27.5094 | 27.5094 | 27.5094 | 27.5094 | 27.5094 | 27.5094 | 27.5094 | 27.5094 | 27.5094 | 27.5094 | 27.5094
1804 | 27.5108 | 27.5108 | 27.5108 | 27.5108 | 27.5108 | 27.5108 | 27.5108 | 27.5108 | 27.5108 | 27.5108 | 27.5108 | 27.5108 | 27.5108 | 27.5108 | 27.5108 | 27.5108 | 27.5108 | 27.5108 | 27.5108 | 27.5108 | 27.5108 | 27.5108 | 27.5108 | 27.5108 | 27.5108 | 27.5108 | 27.5108 | 27.5108 | 27.5108 | 27.5108 | 27.5108 | 27.5108 | 27.5108 | 27.5108 | 27.5108 | 27.5108 | 27.5108 | 27.5108 | 27.5108 | 27.5108 | 27.5108 | 27.5108 | 27.5108 | 27.5108 | 27.5108 | 27.5108 | 27.5108 | 27.5108 | 27.5108 | 27.5108 | 27.5108 | 27.5108 | 27.5108 | 27.5108 | 27.5108 | 27.5108 | 27.5108 | 27.5108 | 27.5108 | 27.5108
1805 | 27.5122 | 27.5122 | 27.5122 | 27.5122 | 27.5122 | 27.5122 | 27.5122 | 27.5122 | 27.5122 | 27.5122 | 27.5122 | 27.5122 | 27.5122 | 27.5122 | 27.5122 | 27.5122 | 27.5122 | 27.5122 | 27.5122 | 27.5122 | 27.5122 | 27.5122 | 27.5122 | 27.5122 | 27.5122 | 27.5122 | 27.5122 | 27.5122 | 27.5122 | 27.5122 | 27.5122 | 27.5122 | 27.5122 | 27.5122 | 27.5122 | 27.5122 | 27.5122 | 27.5122 | 27.5122 | 27.5122 | 27.5122 | 27.5122 | 27.5122 | 27.5122 | 27.5122 | 27.5122 | 27.5122 | 27.5122 | 27.5122 | 27.5122 | 27.5122 | 27.5122 | 27.5122 | 27.5122 | 27.5122 | 27.5122 | 27.5122 | 27.5122 | 27.5122 | 27.5122
1806 | 27.5136 | 27.5136 | 27.5136 | 27.5136 | 27.5136 | 27.5136 | 27.5136 | 27.5136 | 27.5136 | 27.5136 | 27.5136 | 27.5136 | 27.5136 | 27.5136 | 27.5136 | 27.5136 | 27.5136 | 27.5136 | 27.5136 | 27.5136 | 27.5136 | 27.5136 | 27.5136 | 27.5136 | 27.5136 | 27.5136 | 27.5136 | 27.5136 | 27.5136 | 27.5136 | 27.5136 | 27.5136 | 27.5136 | 27.5136 | 27.5136 | 27.5136 | 27.5136 | 27.5136 | 27.5136 | 27.5136 | 27.5136 | 27.5136 | 27.5136 | 27.5136 | 27.5136 | 27.5136 | 27.5136 | 27.5136 | 27.5136 | 27.5136 | 27.5136 | 27.5136 | 27.5136 | 27.5136 | 27.5136 | 27.5136 | 27.5136 | 27.5136 | 27.5136 | 27.5136
1807 | 27.515 | 27.515 | 27.515 | 27.515 | 27.515 | 27.515 | 27.515 | 27.515 | 27.515 | 27.515 | 27.515 | 27.515 | 27.515 | 27.515 | 27.515 | 27.515 | 27.515 | 27.515 | 27.515 | 27.515 | 27.515 | 27.515 | 27.515 | 27.515 | 27.515 | 27.515 | 27.515 | 27.515 | 27.515 | 27.515 | 27.515 | 27.515 | 27.515 | 27.515 | 27.515 | 27.515 | 27.515 | 27.515 | 27.515 | 27.515 | 27.515 | 27.515 | 27.515 | 27.515 | 27.515 | 27.515 | 27.515 | 27.515 | 27.515 | 27.515 | 27.515 | 27.515 | 27.515 | 27.515 | 27.515 | 27.515 | 27.515 | 27.515 | 27.515 | 27.515
1808 | 27.5163 | 27.5163 | 27.5163 | 27.5163 | 27.5163 | 27.5163 | 27.5163 | 27.5163 | 27.5163 | 27.5163 | 27.5163 | 27.5163 | 27.5163 | 27.5163 | 27.5163 | 27.5163 | 27.5163 | 27.5163 | 27.5163 | 27.5163 | 27.5163 | 27.5163 | 27.5163 | 27.5163 | 27.5163 | 27.5163 | 27.5163 | 27.5163 | 27.5163 | 27.5163 | 27.5163 | 27.5163 | 27.5163 | 27.5163 | 27.5163 | 27.5163 | 27.5163 | 27.5163 | 27.5163 | 27.5163 | 27.5163 | 27.5163 | 27.5163 | 27.5163 | 27.5163 | 27.5163 | 27.5163 | 27.5163 | 27.5163 | 27.5163 | 27.5163 | 27.5163 | 27.5163 | 27.5163 | 27.5163 | 27.5163 | 27.5163 | 27.5163 | 27.5163 | 27.5163
1809 | 27.5177 | 27.5177 | 27.5177 | 27.5177 | 27.5177 | 27.5177 | 27.5177 | 27.5177 | 27.5177 | 27.5177 | 27.5177 | 27.5177 | 27.5177 | 27.5177 | 27.5177 | 27.5177 | 27.5177 | 27.5177 | 27.5177 | 27.5177 | 27.5177 | 27.5177 | 27.5177 | 27.5177 | 27.5177 | 27.5177 | 27.5177 | 27.5177 | 27.5177 | 27.5177 | 27.5177 | 27.5177 | 27.5177 | 27.5177 | 27.5177 | 27.5177 | 27.5177 | 27.5177 | 27.5177 | 27.5177 | 27.5177 | 27.5177 | 27.5177 | 27.5177 | 27.5177 | 27.5177 | 27.5177 | 27.5177 | 27.5177 | 27.5177 | 27.5177 | 27.5177 | 27.5177 | 27.5177 | 27.5177 | 27.5177 | 27.5177 | 27.5177 | 27.5177 | 27.5177
1810 | 27.5191 | 27.5191 | 27.5191 | 27.5191 | 27.5191 | 27.5191 | 27.5191 | 27.5191 | 27.5191 | 27.5191 | 27.5191 | 27.5191 | 27.5191 | 27.5191 | 27.5191 | 27.5191 | 27.5191 | 27.5191 | 27.5191 | 27.5191 | 27.5191 | 27.5191 | 27.5191 | 27.5191 | 27.5191 | 27.5191 | 27.5191 | 27.5191 | 27.5191 | 27.5191 | 27.5191 | 27.5191 | 27.5191 | 27.5191 | 27.5191 | 27.5191 | 27.5191 | 27.5191 | 27.5191 | 27.5191 | 27.5191 | 27.5191 | 27.5191 | 27.5191 | 27.5191 | 27.5191 | 27.5191 | 27.5191 | 27.5191 | 27.5191 | 27.5191 | 27.5191 | 27.5191 | 27.5191 | 27.5191 | 27.5191 | 27.5191 | 27.5191 | 27.5191 | 27.5191
1811 | 27.5205 | 27.5205 | 27.5205 | 27.5205 | 27.5205 | 27.5205 | 27.5205 | 27.5205 | 27.5205 | 27.5205 | 27.5205 | 27.5205 | 27.5205 | 27.5205 | 27.5205 | 27.5205 | 27.5205 | 27.5205 | 27.5205 | 27.5205 | 27.5205 | 27.5205 | 27.5205 | 27.5205 | 27.5205 | 27.5205 | 27.5205 | 27.5205 | 27.5205 | 27.5205 | 27.5205 | 27.5205 | 27.5205 | 27.5205 | 27.5205 | 27.5205 | 27.5205 | 27.5205 | 27.5205 | 27.5205 | 27.5205 | 27.5205 | 27.5205 | 27.5205 | 27.5205 | 27.5205 | 27.5205 | 27.5205 | 27.5205 | 27.5205 | 27.5205 | 27.5205 | 27.5205 | 27.5205 | 27.5205 | 27.5205 | 27.5205 | 27.5205 | 27.5205 | 27.5205
1812 | 27.5219 | 27.5219 | 27.5219 | 27.5219 | 27.5219 | 27.5219 | 27.5219 | 27.5219 | 27.5219 | 27.5219 | 27.5219 | 27.5219 | 27.5219 | 27.5219 | 27.5219 | 27.5219 | 27.5219 | 27.5219 | 27.5219 | 27.5219 | 27.5219 | 27.5219 | 27.5219 | 27.5219 | 27.5219 | 27.5219 | 27.5219 | 27.5219 | 27.5219 | 27.5219 | 27.5219 | 27.5219 | 27.5219 | 27.5219 | 27.5219 | 27.5219 | 27.5219 | 27.5219 | 27.5219 | 27.5219 | 27.5219 | 27.5219 | 27.5219 | 27.5219 | 27.5219 | 27.5219 | 27.5219 | 27.5219 | 27.5219 | 27.5219 | 27.5219 | 27.5219 | 27.5219 | 27.5219 | 27.5219 | 27.5219 | 27.5219 | 27.5219 | 27.5219 | 27.5219
1813 | 27.5232 | 27.5232 | 27.5232 | 27.5232 | 27.5232 | 27.5232 | 27.5232 | 27.5232 | 27.5232 | 27.5232 | 27.5232 | 27.5232 | 27.5232 | 27.5232 | 27.5232 | 27.5232 | 27.5232 | 27.5232 | 27.5232 | 27.5232 | 27.5232 | 27.5232 | 27.5232 | 27.5232 | 27.5232 | 27.5232 | 27.5232 | 27.5232 | 27.5232 | 27.5232 | 27.5232 | 27.5232 | 27.5232 | 27.5232 | 27.5232 | 27.5232 | 27.5232 | 27.5232 | 27.5232 | 27.5232 | 27.5232 | 27.5232 | 27.5232 | 27.5232 | 27.5232 | 27.5232 | 27.5232 | 27.5232 | 27.5232 | 27.5232 | 27.5232 | 27.5232 | 27.5232 | 27.5232 | 27.5232 | 27.5232 | 27.5232 | 27.5232 | 27.5232 | 27.5232
1814 | 27.5246 | 27.5246 | 27.5246 | 27.5246 | 27.5246 | 27.5246 | 27.5246 | 27.5246 | 27.5246 | 27.5246 | 27.5246 | 27.5246 | 27.5246 | 27.5246 | 27.5246 | 27.5246 | 27.5246 | 27.5246 | 27.5246 | 27.5246 | 27.5246 | 27.5246 | 27.5246 | 27.5246 | 27.5246 | 27.5246 | 27.5246 | 27.5246 | 27.5246 | 27.5246 | 27.5246 | 27.5246 | 27.5246 | 27.5246 | 27.5246 | 27.5246 | 27.5246 | 27.5246 | 27.5246 | 27.5246 | 27.5246 | 27.5246 | 27.5246 | 27.5246 | 27.5246 | 27.5246 | 27.5246 | 27.5246 | 27.5246 | 27.5246 | 27.5246 | 27.5246 | 27.5246 | 27.5246 | 27.5246 | 27.5246 | 27.5246 | 27.5246 | 27.5246 | 27.5246
1815 | 27.526 | 27.526 | 27.526 | 27.526 | 27.526 | 27.526 | 27.526 | 27.526 | 27.526 | 27.526 | 27.526 | 27.526 | 27.526 | 27.526 | 27.526 | 27.526 | 27.526 | 27.526 | 27.526 | 27.526 | 27.526 | 27.526 | 27.526 | 27.526 | 27.526 | 27.526 | 27.526 | 27.526 | 27.526 | 27.526 | 27.526 | 27.526 | 27.526 | 27.526 | 27.526 | 27.526 | 27.526 | 27.526 | 27.526 | 27.526 | 27.526 | 27.526 | 27.526 | 27.526 | 27.526 | 27.526 | 27.526 | 27.526 | 27.526 | 27.526 | 27.526 | 27.526 | 27.526 | 27.526 | 27.526 | 27.526 | 27.526 | 27.526 | 27.526 | 27.526
1816 | 27.5274 | 27.5274 | 27.5274 | 27.5274 | 27.5274 | 27.5274 | 27.5274 | 27.5274 | 27.5274 | 27.5274 | 27.5274 | 27.5274 | 27.5274 | 27.5274 | 27.5274 | 27.5274 | 27.5274 | 27.5274 | 27.5274 | 27.5274 | 27.5274 | 27.5274 | 27.5274 | 27.5274 | 27.5274 | 27.5274 | 27.5274 | 27.5274 | 27.5274 | 27.5274 | 27.5274 | 27.5274 | 27.5274 | 27.5274 | 27.5274 | 27.5274 | 27.5274 | 27.5274 | 27.5274 | 27.5274 | 27.5274 | 27.5274 | 27.5274 | 27.5274 | 27.5274 | 27.5274 | 27.5274 | 27.5274 | 27.5274 | 27.5274 | 27.5274 | 27.5274 | 27.5274 | 27.5274 | 27.5274 | 27.5274 | 27.5274 | 27.5274 | 27.5274 | 27.5274
1817 | 27.5287 | 27.5287 | 27.5287 | 27.5287 | 27.5287 | 27.5287 | 27.5287 | 27.5287 | 27.5287 | 27.5287 | 27.5287 | 27.5287 | 27.5287 | 27.5287 | 27.5287 | 27.5287 | 27.5287 | 27.5287 | 27.5287 | 27.5287 | 27.5287 | 27.5287 | 27.5287 | 27.5287 | 27.5287 | 27.5287 | 27.5287 | 27.5287 | 27.5287 | 27.5287 | 27.5287 | 27.5287 | 27.5287 | 27.5287 | 27.5287 | 27.5287 | 27.5287 | 27.5287 | 27.5287 | 27.5287 | 27.5287 | 27.5287 | 27.5287 | 27.5287 | 27.5287 | 27.5287 | 27.5287 | 27.5287 | 27.5287 | 27.5287 | 27.5287 | 27.5287 | 27.5287 | 27.5287 | 27.5287 | 27.5287 | 27.5287 | 27.5287 | 27.5287 | 27.5287
1818 | 27.5301 | 27.5301 | 27.5301 | 27.5301 | 27.5301 | 27.5301 | 27.5301 | 27.5301 | 27.5301 | 27.5301 | 27.5301 | 27.5301 | 27.5301 | 27.5301 | 27.5301 | 27.5301 | 27.5301 | 27.5301 | 27.5301 | 27.5301 | 27.5301 | 27.5301 | 27.5301 | 27.5301 | 27.5301 | 27.5301 | 27.5301 | 27.5301 | 27.5301 | 27.5301 | 27.5301 | 27.5301 | 27.5301 | 27.5301 | 27.5301 | 27.5301 | 27.5301 | 27.5301 | 27.5301 | 27.5301 | 27.5301 | 27.5301 | 27.5301 | 27.5301 | 27.5301 | 27.5301 | 27.5301 | 27.5301 | 27.5301 | 27.5301 | 27.5301 | 27.5301 | 27.5301 | 27.5301 | 27.5301 | 27.5301 | 27.5301 | 27.5301 | 27.5301 | 27.5301
1819 | 27.5315 | 27.5315 | 27.5315 | 27.5315 | 27.5315 | 27.5315 | 27.5315 | 27.5315 | 27.5315 | 27.5315 | 27.5315 | 27.5315 | 27.5315 | 27.5315 | 27.5315 | 27.5315 | 27.5315 | 27.5315 | 27.5315 | 27.5315 | 27.5315 | 27.5315 | 27.5315 | 27.5315 | 27.5315 | 27.5315 | 27.5315 | 27.5315 | 27.5315 | 27.5315 | 27.5315 | 27.5315 | 27.5315 | 27.5315 | 27.5315 | 27.5315 | 27.5315 | 27.5315 | 27.5315 | 27.5315 | 27.5315 | 27.5315 | 27.5315 | 27.5315 | 27.5315 | 27.5315 | 27.5315 | 27.5315 | 27.5315 | 27.5315 | 27.5315 | 27.5315 | 27.5315 | 27.5315 | 27.5315 | 27.5315 | 27.5315 | 27.5315 | 27.5315 | 27.5315
1820 | 27.5329 | 27.5329 | 27.5329 | 27.5329 | 27.5329 | 27.5329 | 27.5329 | 27.5329 | 27.5329 | 27.5329 | 27.5329 | 27.5329 | 27.5329 | 27.5329 | 27.5329 | 27.5329 | 27.5329 | 27.5329 | 27.5329 | 27.5329 | 27.5329 | 27.5329 | 27.5329 | 27.5329 | 27.5329 | 27.5329 | 27.5329 | 27.5329 | 27.5329 | 27.5329 | 27.5329 | 27.5329 | 27.5329 | 27.5329 | 27.5329 | 27.5329 | 27.5329 | 27.5329 | 27.5329 | 27.5329 | 27.5329 | 27.5329 | 27.5329 | 27.5329 | 27.5329 | 27.5329 | 27.5329 | 27.5329 | 27.5329 | 27.5329 | 27.5329 | 27.5329 | 27.5329 | 27.5329 | 27.5329 | 27.5329 | 27.5329 | 27.5329 | 27.5329 | 27.5329
1821 | 27.5342 | 27.5342 | 27.5342 | 27.5342 | 27.5342 | 27.5342 | 27.5342 | 27.5342 | 27.5342 | 27.5342 | 27.5342 | 27.5342 | 27.5342 | 27.5342 | 27.5342 | 27.5342 | 27.5342 | 27.5342 | 27.5342 | 27.5342 | 27.5342 | 27.5342 | 27.5342 | 27.5342 | 27.5342 | 27.5342 | 27.5342 | 27.5342 | 27.5342 | 27.5342 | 27.5342 | 27.5342 | 27.5342 | 27.5342 | 27.5342 | 27.5342 | 27.5342 | 27.5342 | 27.5342 | 27.5342 | 27.5342 | 27.5342 | 27.5342 | 27.5342 | 27.5342 | 27.5342 | 27.5342 | 27.5342 | 27.5342 | 27.5342 | 27.5342 | 27.5342 | 27.5342 | 27.5342 | 27.5342 | 27.5342 | 27.5342 | 27.5342 | 27.5342 | 27.5342
1822 | 27.5356 | 27.5356 | 27.5356 | 27.5356 | 27.5356 | 27.5356 | 27.5356 | 27.5356 | 27.5356 | 27.5356 | 27.5356 | 27.5356 | 27.5356 | 27.5356 | 27.5356 | 27.5356 | 27.5356 | 27.5356 | 27.5356 | 27.5356 | 27.5356 | 27.5356 | 27.5356 | 27.5356 | 27.5356 | 27.5356 | 27.5356 | 27.5356 | 27.5356 | 27.5356 | 27.5356 | 27.5356 | 27.5356 | 27.5356 | 27.5356 | 27.5356 | 27.5356 | 27.5356 | 27.5356 | 27.5356 | 27.5356 | 27.5356 | 27.5356 | 27.5356 | 27.5356 | 27.5356 | 27.5356 | 27.5356 | 27.5356 | 27.5356 | 27.5356 | 27.5356 | 27.5356 | 27.5356 | 27.5356 | 27.5356 | 27.5356 | 27.5356 | 27.5356 | 27.5356
1823 | 27.537 | 27.537 | 27.537 | 27.537 | 27.537 | 27.537 | 27.537 | 27.537 | 27.537 | 27.537 | 27.537 | 27.537 | 27.537 | 27.537 | 27.537 | 27.537 | 27.537 | 27.537 | 27.537 | 27.537 | 27.537 | 27.537 | 27.537 | 27.537 | 27.537 | 27.537 | 27.537 | 27.537 | 27.537 | 27.537 | 27.537 | 27.537 | 27.537 | 27.537 | 27.537 | 27.537 | 27.537 | 27.537 | 27.537 | 27.537 | 27.537 | 27.537 | 27.537 | 27.537 | 27.537 | 27.537 | 27.537 | 27.537 | 27.537 | 27.537 | 27.537 | 27.537 | 27.537 | 27.537 | 27.537 | 27.537 | 27.537 | 27.537 | 27.537 | 27.537
1824 | 27.5384 | 27.5384 | 27.5384 | 27.5384 | 27.5384 | 27.5384 | 27.5384 | 27.5384 | 27.5384 | 27.5384 | 27.5384 | 27.5384 | 27.5384 | 27.5384 | 27.5384 | 27.5384 | 27.5384 | 27.5384 | 27.5384 | 27.5384 | 27.5384 | 27.5384 | 27.5384 | 27.5384 | 27.5384 | 27.5384 | 27.5384 | 27.5384 | 27.5384 | 27.5384 | 27.5384 | 27.5384 | 27.5384 | 27.5384 | 27.5384 | 27.5384 | 27.5384 | 27.5384 | 27.5384 | 27.5384 | 27.5384 | 27.5384 | 27.5384 | 27.5384 | 27.5384 | 27.5384 | 27.5384 | 27.5384 | 27.5384 | 27.5384 | 27.5384 | 27.5384 | 27.5384 | 27.5384 | 27.5384 | 27.5384 | 27.5384 | 27.5384 | 27.5384 | 27.5384
1825 | 27.5397 | 27.5397 | 27.5397 | 27.5397 | 27.5397 | 27.5397 | 27.5397 | 27.5397 | 27.5397 | 27.5397 | 27.5397 | 27.5397 | 27.5397 | 27.5397 | 27.5397 | 27.5397 | 27.5397 | 27.5397 | 27.5397 | 27.5397 | 27.5397 | 27.5397 | 27.5397 | 27.5397 | 27.5397 | 27.5397 | 27.5397 | 27.5397 | 27.5397 | 27.5397 | 27.5397 | 27.5397 | 27.5397 | 27.5397 | 27.5397 | 27.5397 | 27.5397 | 27.5397 | 27.5397 | 27.5397 | 27.5397 | 27.5397 | 27.5397 | 27.5397 | 27.5397 | 27.5397 | 27.5397 | 27.5397 | 27.5397 | 27.5397 | 27.5397 | 27.5397 | 27.5397 | 27.5397 | 27.5397 | 27.5397 | 27.5397 | 27.5397 | 27.5397 | 27.5397
1826 | 27.5411 | 27.5411 | 27.5411 | 27.5411 | 27.5411 | 27.5411 | 27.5411 | 27.5411 | 27.5411 | 27.5411 | 27.5411 | 27.5411 | 27.5411 | 27.5411 | 27.5411 | 27.5411 | 27.5411 | 27.5411 | 27.5411 | 27.5411 | 27.5411 | 27.5411 | 27.5411 | 27.5411 | 27.5411 | 27.5411 | 27.5411 | 27.5411 | 27.5411 | 27.5411 | 27.5411 | 27.5411 | 27.5411 | 27.5411 | 27.5411 | 27.5411 | 27.5411 | 27.5411 | 27.5411 | 27.5411 | 27.5411 | 27.5411 | 27.5411 | 27.5411 | 27.5411 | 27.5411 | 27.5411 | 27.5411 | 27.5411 | 27.5411 | 27.5411 | 27.5411 | 27.5411 | 27.5411 | 27.5411 | 27.5411 | 27.5411 | 27.5411 | 27.5411 | 27.5411
1827 | 27.5425 | 27.5425 | 27.5425 | 27.5425 | 27.5425 | 27.5425 | 27.5425 | 27.5425 | 27.5425 | 27.5425 | 27.5425 | 27.5425 | 27.5425 | 27.5425 | 27.5425 | 27.5425 | 27.5425 | 27.5425 | 27.5425 | 27.5425 | 27.5425 | 27.5425 | 27.5425 | 27.5425 | 27.5425 | 27.5425 | 27.5425 | 27.5425 | 27.5425 | 27.5425 | 27.5425 | 27.5425 | 27.5425 | 27.5425 | 27.5425 | 27.5425 | 27.5425 | 27.5425 | 27.5425 | 27.5425 | 27.5425 | 27.5425 | 27.5425 | 27.5425 | 27.5425 | 27.5425 | 27.5425 | 27.5425 | 27.5425 | 27.5425 | 27.5425 | 27.5425 | 27.5425 | 27.5425 | 27.5425 | 27.5425 | 27.5425 | 27.5425 | 27.5425 | 27.5425
1828 | 27.5438 | 27.5438 | 27.5438 | 27.5438 | 27.5438 | 27.5438 | 27.5438 | 27.5438 | 27.5438 | 27.5438 | 27.5438 | 27.5438 | 27.5438 | 27.5438 | 27.5438 | 27.5438 | 27.5438 | 27.5438 | 27.5438 | 27.5438 | 27.5438 | 27.5438 | 27.5438 | 27.5438 | 27.5438 | 27.5438 | 27.5438 | 27.5438 | 27.5438 | 27.5438 | 27.5438 | 27.5438 | 27.5438 | 27.5438 | 27.5438 | 27.5438 | 27.5438 | 27.5438 | 27.5438 | 27.5438 | 27.5438 | 27.5438 | 27.5438 | 27.5438 | 27.5438 | 27.5438 | 27.5438 | 27.5438 | 27.5438 | 27.5438 | 27.5438 | 27.5438 | 27.5438 | 27.5438 | 27.5438 | 27.5438 | 27.5438 | 27.5438 | 27.5438 | 27.5438
1829 | 27.5452 | 27.5452 | 27.5452 | 27.5452 | 27.5452 | 27.5452 | 27.5452 | 27.5452 | 27.5452 | 27.5452 | 27.5452 | 27.5452 | 27.5452 | 27.5452 | 27.5452 | 27.5452 | 27.5452 | 27.5452 | 27.5452 | 27.5452 | 27.5452 | 27.5452 | 27.5452 | 27.5452 | 27.5452 | 27.5452 | 27.5452 | 27.5452 | 27.5452 | 27.5452 | 27.5452 | 27.5452 | 27.5452 | 27.5452 | 27.5452 | 27.5452 | 27.5452 | 27.5452 | 27.5452 | 27.5452 | 27.5452 | 27.5452 | 27.5452 | 27.5452 | 27.5452 | 27.5452 | 27.5452 | 27.5452 | 27.5452 | 27.5452 | 27.5452 | 27.5452 | 27.5452 | 27.5452 | 27.5452 | 27.5452 | 27.5452 | 27.5452 | 27.5452 | 27.5452
1830 | 27.5466 | 27.5466 | 27.5466 | 27.5466 | 27.5466 | 27.5466 | 27.5466 | 27.5466 | 27.5466 | 27.5466 | 27.5466 | 27.5466 | 27.5466 | 27.5466 | 27.5466 | 27.5466 | 27.5466 | 27.5466 | 27.5466 | 27.5466 | 27.5466 | 27.5466 | 27.5466 | 27.5466 | 27.5466 | 27.5466 | 27.5466 | 27.5466 | 27.5466 | 27.5466 | 27.5466 | 27.5466 | 27.5466 | 27.5466 | 27.5466 | 27.5466 | 27.5466 | 27.5466 | 27.5466 | 27.5466 | 27.5466 | 27.5466 | 27.5466 | 27.5466 | 27.5466 | 27.5466 | 27.5466 | 27.5466 | 27.5466 | 27.5466 | 27.5466 | 27.5466 | 27.5466 | 27.5466 | 27.5466 | 27.5466 | 27.5466 | 27.5466 | 27.5466 | 27.5466
1831 | 27.5479 | 27.5479 | 27.5479 | 27.5479 | 27.5479 | 27.5479 | 27.5479 | 27.5479 | 27.5479 | 27.5479 | 27.5479 | 27.5479 | 27.5479 | 27.5479 | 27.5479 | 27.5479 | 27.5479 | 27.5479 | 27.5479 | 27.5479 | 27.5479 | 27.5479 | 27.5479 | 27.5479 | 27.5479 | 27.5479 | 27.5479 | 27.5479 | 27.5479 | 27.5479 | 27.5479 | 27.5479 | 27.5479 | 27.5479 | 27.5479 | 27.5479 | 27.5479 | 27.5479 | 27.5479 | 27.5479 | 27.5479 | 27.5479 | 27.5479 | 27.5479 | 27.5479 | 27.5479 | 27.5479 | 27.5479 | 27.5479 | 27.5479 | 27.5479 | 27.5479 | 27.5479 | 27.5479 | 27.5479 | 27.5479 | 27.5479 | 27.5479 | 27.5479 | 27.5479
1832 | 27.5493 | 27.5493 | 27.5493 | 27.5493 | 27.5493 | 27.5493 | 27.5493 | 27.5493 | 27.5493 | 27.5493 | 27.5493 | 27.5493 | 27.5493 | 27.5493 | 27.5493 | 27.5493 | 27.5493 | 27.5493 | 27.5493 | 27.5493 | 27.5493 | 27.5493 | 27.5493 | 27.5493 | 27.5493 | 27.5493 | 27.5493 | 27.5493 | 27.5493 | 27.5493 | 27.5493 | 27.5493 | 27.5493 | 27.5493 | 27.5493 | 27.5493 | 27.5493 | 27.5493 | 27.5493 | 27.5493 | 27.5493 | 27.5493 | 27.5493 | 27.5493 | 27.5493 | 27.5493 | 27.5493 | 27.5493 | 27.5493 | 27.5493 | 27.5493 | 27.5493 | 27.5493 | 27.5493 | 27.5493 | 27.5493 | 27.5493 | 27.5493 | 27.5493 | 27.5493
1833 | 27.5507 | 27.5507 | 27.5507 | 27.5507 | 27.5507 | 27.5507 | 27.5507 | 27.5507 | 27.5507 | 27.5507 | 27.5507 | 27.5507 | 27.5507 | 27.5507 | 27.5507 | 27.5507 | 27.5507 | 27.5507 | 27.5507 | 27.5507 | 27.5507 | 27.5507 | 27.5507 | 27.5507 | 27.5507 | 27.5507 | 27.5507 | 27.5507 | 27.5507 | 27.5507 | 27.5507 | 27.5507 | 27.5507 | 27.5507 | 27.5507 | 27.5507 | 27.5507 | 27.5507 | 27.5507 | 27.5507 | 27.5507 | 27.5507 | 27.5507 | 27.5507 | 27.5507 | 27.5507 | 27.5507 | 27.5507 | 27.5507 | 27.5507 | 27.5507 | 27.5507 | 27.5507 | 27.5507 | 27.5507 | 27.5507 | 27.5507 | 27.5507 | 27.5507 | 27.5507
1834 | 27.552 | 27.552 | 27.552 | 27.552 | 27.552 | 27.552 | 27.552 | 27.552 | 27.552 | 27.552 | 27.552 | 27.552 | 27.552 | 27.552 | 27.552 | 27.552 | 27.552 | 27.552 | 27.552 | 27.552 | 27.552 | 27.552 | 27.552 | 27.552 | 27.552 | 27.552 | 27.552 | 27.552 | 27.552 | 27.552 | 27.552 | 27.552 | 27.552 | 27.552 | 27.552 | 27.552 | 27.552 | 27.552 | 27.552 | 27.552 | 27.552 | 27.552 | 27.552 | 27.552 | 27.552 | 27.552 | 27.552 | 27.552 | 27.552 | 27.552 | 27.552 | 27.552 | 27.552 | 27.552 | 27.552 | 27.552 | 27.552 | 27.552 | 27.552 | 27.552
1835 | 27.5534 | 27.5534 | 27.5534 | 27.5534 | 27.5534 | 27.5534 | 27.5534 | 27.5534 | 27.5534 | 27.5534 | 27.5534 | 27.5534 | 27.5534 | 27.5534 | 27.5534 | 27.5534 | 27.5534 | 27.5534 | 27.5534 | 27.5534 | 27.5534 | 27.5534 | 27.5534 | 27.5534 | 27.5534 | 27.5534 | 27.5534 | 27.5534 | 27.5534 | 27.5534 | 27.5534 | 27.5534 | 27.5534 | 27.5534 | 27.5534 | 27.5534 | 27.5534 | 27.5534 | 27.5534 | 27.5534 | 27.5534 | 27.5534 | 27.5534 | 27.5534 | 27.5534 | 27.5534 | 27.5534 | 27.5534 | 27.5534 | 27.5534 | 27.5534 | 27.5534 | 27.5534 | 27.5534 | 27.5534 | 27.5534 | 27.5534 | 27.5534 | 27.5534 | 27.5534
1836 | 27.5548 | 27.5548 | 27.5548 | 27.5548 | 27.5548 | 27.5548 | 27.5548 | 27.5548 | 27.5548 | 27.5548 | 27.5548 | 27.5548 | 27.5548 | 27.5548 | 27.5548 | 27.5548 | 27.5548 | 27.5548 | 27.5548 | 27.5548 | 27.5548 | 27.5548 | 27.5548 | 27.5548 | 27.5548 | 27.5548 | 27.5548 | 27.5548 | 27.5548 | 27.5548 | 27.5548 | 27.5548 | 27.5548 | 27.5548 | 27.5548 | 27.5548 | 27.5548 | 27.5548 | 27.5548 | 27.5548 | 27.5548 | 27.5548 | 27.5548 | 27.5548 | 27.5548 | 27.5548 | 27.5548 | 27.5548 | 27.5548 | 27.5548 | 27.5548 | 27.5548 | 27.5548 | 27.5548 | 27.5548 | 27.5548 | 27.5548 | 27.5548 | 27.5548 | 27.5548
1837 | 27.5561 | 27.5561 | 27.5561 | 27.5561 | 27.5561 | 27.5561 | 27.5561 | 27.5561 | 27.5561 | 27.5561 | 27.5561 | 27.5561 | 27.5561 | 27.5561 | 27.5561 | 27.5561 | 27.5561 | 27.5561 | 27.5561 | 27.5561 | 27.5561 | 27.5561 | 27.5561 | 27.5561 | 27.5561 | 27.5561 | 27.5561 | 27.5561 | 27.5561 | 27.5561 | 27.5561 | 27.5561 | 27.5561 | 27.5561 | 27.5561 | 27.5561 | 27.5561 | 27.5561 | 27.5561 | 27.5561 | 27.5561 | 27.5561 | 27.5561 | 27.5561 | 27.5561 | 27.5561 | 27.5561 | 27.5561 | 27.5561 | 27.5561 | 27.5561 | 27.5561 | 27.5561 | 27.5561 | 27.5561 | 27.5561 | 27.5561 | 27.5561 | 27.5561 | 27.5561
1838 | 27.5575 | 27.5575 | 27.5575 | 27.5575 | 27.5575 | 27.5575 | 27.5575 | 27.5575 | 27.5575 | 27.5575 | 27.5575 | 27.5575 | 27.5575 | 27.5575 | 27.5575 | 27.5575 | 27.5575 | 27.5575 | 27.5575 | 27.5575 | 27.5575 | 27.5575 | 27.5575 | 27.5575 | 27.5575 | 27.5575 | 27.5575 | 27.5575 | 27.5575 | 27.5575 | 27.5575 | 27.5575 | 27.5575 | 27.5575 | 27.5575 | 27.5575 | 27.5575 | 27.5575 | 27.5575 | 27.5575 | 27.5575 | 27.5575 | 27.5575 | 27.5575 | 27.5575 | 27.5575 | 27.5575 | 27.5575 | 27.5575 | 27.5575 | 27.5575 | 27.5575 | 27.5575 | 27.5575 | 27.5575 | 27.5575 | 27.5575 | 27.5575 | 27.5575 | 27.5575
1839 | 27.5588 | 27.5588 | 27.5588 | 27.5588 | 27.5588 | 27.5588 | 27.5588 | 27.5588 | 27.5588 | 27.5588 | 27.5588 | 27.5588 | 27.5588 | 27.5588 | 27.5588 | 27.5588 | 27.5588 | 27.5588 | 27.5588 | 27.5588 | 27.5588 | 27.5588 | 27.5588 | 27.5588 | 27.5588 | 27.5588 | 27.5588 | 27.5588 | 27.5588 | 27.5588 | 27.5588 | 27.5588 | 27.5588 | 27.5588 | 27.5588 | 27.5588 | 27.5588 | 27.5588 | 27.5588 | 27.5588 | 27.5588 | 27.5588 | 27.5588 | 27.5588 | 27.5588 | 27.5588 | 27.5588 | 27.5588 | 27.5588 | 27.5588 | 27.5588 | 27.5588 | 27.5588 | 27.5588 | 27.5588 | 27.5588 | 27.5588 | 27.5588 | 27.5588 | 27.5588
1840 | 27.5602 | 27.5602 | 27.5602 | 27.5602 | 27.5602 | 27.5602 | 27.5602 | 27.5602 | 27.5602 | 27.5602 | 27.5602 | 27.5602 | 27.5602 | 27.5602 | 27.5602 | 27.5602 | 27.5602 | 27.5602 | 27.5602 | 27.5602 | 27.5602 | 27.5602 | 27.5602 | 27.5602 | 27.5602 | 27.5602 | 27.5602 | 27.5602 | 27.5602 | 27.5602 | 27.5602 | 27.5602 | 27.5602 | 27.5602 | 27.5602 | 27.5602 | 27.5602 | 27.5602 | 27.5602 | 27.5602 | 27.5602 | 27.5602 | 27.5602 | 27.5602 | 27.5602 | 27.5602 | 27.5602 | 27.5602 | 27.5602 | 27.5602 | 27.5602 | 27.5602 | 27.5602 | 27.5602 | 27.5602 | 27.5602 | 27.5602 | 27.5602 | 27.5602 | 27.5602
1841 | 27.5616 | 27.5616 | 27.5616 | 27.5616 | 27.5616 | 27.5616 | 27.5616 | 27.5616 | 27.5616 | 27.5616 | 27.5616 | 27.5616 | 27.5616 | 27.5616 | 27.5616 | 27.5616 | 27.5616 | 27.5616 | 27.5616 | 27.5616 | 27.5616 | 27.5616 | 27.5616 | 27.5616 | 27.5616 | 27.5616 | 27.5616 | 27.5616 | 27.5616 | 27.5616 | 27.5616 | 27.5616 | 27.5616 | 27.5616 | 27.5616 | 27.5616 | 27.5616 | 27.5616 | 27.5616 | 27.5616 | 27.5616 | 27.5616 | 27.5616 | 27.5616 | 27.5616 | 27.5616 | 27.5616 | 27.5616 | 27.5616 | 27.5616 | 27.5616 | 27.5616 | 27.5616 | 27.5616 | 27.5616 | 27.5616 | 27.5616 | 27.5616 | 27.5616 | 27.5616
1842 | 27.5629 | 27.5629 | 27.5629 | 27.5629 | 27.5629 | 27.5629 | 27.5629 | 27.5629 | 27.5629 | 27.5629 | 27.5629 | 27.5629 | 27.5629 | 27.5629 | 27.5629 | 27.5629 | 27.5629 | 27.5629 | 27.5629 | 27.5629 | 27.5629 | 27.5629 | 27.5629 | 27.5629 | 27.5629 | 27.5629 | 27.5629 | 27.5629 | 27.5629 | 27.5629 | 27.5629 | 27.5629 | 27.5629 | 27.5629 | 27.5629 | 27.5629 | 27.5629 | 27.5629 | 27.5629 | 27.5629 | 27.5629 | 27.5629 | 27.5629 | 27.5629 | 27.5629 | 27.5629 | 27.5629 | 27.5629 | 27.5629 | 27.5629 | 27.5629 | 27.5629 | 27.5629 | 27.5629 | 27.5629 | 27.5629 | 27.5629 | 27.5629 | 27.5629 | 27.5629
1843 | 27.5643 | 27.5643 | 27.5643 | 27.5643 | 27.5643 | 27.5643 | 27.5643 | 27.5643 | 27.5643 | 27.5643 | 27.5643 | 27.5643 | 27.5643 | 27.5643 | 27.5643 | 27.5643 | 27.5643 | 27.5643 | 27.5643 | 27.5643 | 27.5643 | 27.5643 | 27.5643 | 27.5643 | 27.5643 | 27.5643 | 27.5643 | 27.5643 | 27.5643 | 27.5643 | 27.5643 | 27.5643 | 27.5643 | 27.5643 | 27.5643 | 27.5643 | 27.5643 | 27.5643 | 27.5643 | 27.5643 | 27.5643 | 27.5643 | 27.5643 | 27.5643 | 27.5643 | 27.5643 | 27.5643 | 27.5643 | 27.5643 | 27.5643 | 27.5643 | 27.5643 | 27.5643 | 27.5643 | 27.5643 | 27.5643 | 27.5643 | 27.5643 | 27.5643 | 27.5643
1844 | 27.5656 | 27.5656 | 27.5656 | 27.5656 | 27.5656 | 27.5656 | 27.5656 | 27.5656 | 27.5656 | 27.5656 | 27.5656 | 27.5656 | 27.5656 | 27.5656 | 27.5656 | 27.5656 | 27.5656 | 27.5656 | 27.5656 | 27.5656 | 27.5656 | 27.5656 | 27.5656 | 27.5656 | 27.5656 | 27.5656 | 27.5656 | 27.5656 | 27.5656 | 27.5656 | 27.5656 | 27.5656 | 27.5656 | 27.5656 | 27.5656 | 27.5656 | 27.5656 | 27.5656 | 27.5656 | 27.5656 | 27.5656 | 27.5656 | 27.5656 | 27.5656 | 27.5656 | 27.5656 | 27.5656 | 27.5656 | 27.5656 | 27.5656 | 27.5656 | 27.5656 | 27.5656 | 27.5656 | 27.5656 | 27.5656 | 27.5656 | 27.5656 | 27.5656 | 27.5656
1845 | 27.567 | 27.567 | 27.567 | 27.567 | 27.567 | 27.567 | 27.567 | 27.567 | 27.567 | 27.567 | 27.567 | 27.567 | 27.567 | 27.567 | 27.567 | 27.567 | 27.567 | 27.567 | 27.567 | 27.567 | 27.567 | 27.567 | 27.567 | 27.567 | 27.567 | 27.567 | 27.567 | 27.567 | 27.567 | 27.567 | 27.567 | 27.567 | 27.567 | 27.567 | 27.567 | 27.567 | 27.567 | 27.567 | 27.567 | 27.567 | 27.567 | 27.567 | 27.567 | 27.567 | 27.567 | 27.567 | 27.567 | 27.567 | 27.567 | 27.567 | 27.567 | 27.567 | 27.567 | 27.567 | 27.567 | 27.567 | 27.567 | 27.567 | 27.567 | 27.567
1846 | 27.5683 | 27.5683 | 27.5683 | 27.5683 | 27.5683 | 27.5683 | 27.5683 | 27.5683 | 27.5683 | 27.5683 | 27.5683 | 27.5683 | 27.5683 | 27.5683 | 27.5683 | 27.5683 | 27.5683 | 27.5683 | 27.5683 | 27.5683 | 27.5683 | 27.5683 | 27.5683 | 27.5683 | 27.5683 | 27.5683 | 27.5683 | 27.5683 | 27.5683 | 27.5683 | 27.5683 | 27.5683 | 27.5683 | 27.5683 | 27.5683 | 27.5683 | 27.5683 | 27.5683 | 27.5683 | 27.5683 | 27.5683 | 27.5683 | 27.5683 | 27.5683 | 27.5683 | 27.5683 | 27.5683 | 27.5683 | 27.5683 | 27.5683 | 27.5683 | 27.5683 | 27.5683 | 27.5683 | 27.5683 | 27.5683 | 27.5683 | 27.5683 | 27.5683 | 27.5683
1847 | 27.5697 | 27.5697 | 27.5697 | 27.5697 | 27.5697 | 27.5697 | 27.5697 | 27.5697 | 27.5697 | 27.5697 | 27.5697 | 27.5697 | 27.5697 | 27.5697 | 27.5697 | 27.5697 | 27.5697 | 27.5697 | 27.5697 | 27.5697 | 27.5697 | 27.5697 | 27.5697 | 27.5697 | 27.5697 | 27.5697 | 27.5697 | 27.5697 | 27.5697 | 27.5697 | 27.5697 | 27.5697 | 27.5697 | 27.5697 | 27.5697 | 27.5697 | 27.5697 | 27.5697 | 27.5697 | 27.5697 | 27.5697 | 27.5697 | 27.5697 | 27.5697 | 27.5697 | 27.5697 | 27.5697 | 27.5697 | 27.5697 | 27.5697 | 27.5697 | 27.5697 | 27.5697 | 27.5697 | 27.5697 | 27.5697 | 27.5697 | 27.5697 | 27.5697 | 27.5697
1848 | 27.571 | 27.571 | 27.571 | 27.571 | 27.571 | 27.571 | 27.571 | 27.571 | 27.571 | 27.571 | 27.571 | 27.571 | 27.571 | 27.571 | 27.571 | 27.571 | 27.571 | 27.571 | 27.571 | 27.571 | 27.571 | 27.571 | 27.571 | 27.571 | 27.571 | 27.571 | 27.571 | 27.571 | 27.571 | 27.571 | 27.571 | 27.571 | 27.571 | 27.571 | 27.571 | 27.571 | 27.571 | 27.571 | 27.571 | 27.571 | 27.571 | 27.571 | 27.571 | 27.571 | 27.571 | 27.571 | 27.571 | 27.571 | 27.571 | 27.571 | 27.571 | 27.571 | 27.571 | 27.571 | 27.571 | 27.571 | 27.571 | 27.571 | 27.571 | 27.571
1849 | 27.5724 | 27.5724 | 27.5724 | 27.5724 | 27.5724 | 27.5724 | 27.5724 | 27.5724 | 27.5724 | 27.5724 | 27.5724 | 27.5724 | 27.5724 | 27.5724 | 27.5724 | 27.5724 | 27.5724 | 27.5724 | 27.5724 | 27.5724 | 27.5724 | 27.5724 | 27.5724 | 27.5724 | 27.5724 | 27.5724 | 27.5724 | 27.5724 | 27.5724 | 27.5724 | 27.5724 | 27.5724 | 27.5724 | 27.5724 | 27.5724 | 27.5724 | 27.5724 | 27.5724 | 27.5724 | 27.5724 | 27.5724 | 27.5724 | 27.5724 | 27.5724 | 27.5724 | 27.5724 | 27.5724 | 27.5724 | 27.5724 | 27.5724 | 27.5724 | 27.5724 | 27.5724 | 27.5724 | 27.5724 | 27.5724 | 27.5724 | 27.5724 | 27.5724 | 27.5724
1850 | 27.5737 | 27.5737 | 27.5737 | 27.5737 | 27.5737 | 27.5737 | 27.5737 | 27.5737 | 27.5737 | 27.5737 | 27.5737 | 27.5737 | 27.5737 | 27.5737 | 27.5737 | 27.5737 | 27.5737 | 27.5737 | 27.5737 | 27.5737 | 27.5737 | 27.5737 | 27.5737 | 27.5737 | 27.5737 | 27.5737 | 27.5737 | 27.5737 | 27.5737 | 27.5737 | 27.5737 | 27.5737 | 27.5737 | 27.5737 | 27.5737 | 27.5737 | 27.5737 | 27.5737 | 27.5737 | 27.5737 | 27.5737 | 27.5737 | 27.5737 | 27.5737 | 27.5737 | 27.5737 | 27.5737 | 27.5737 | 27.5737 | 27.5737 | 27.5737 | 27.5737 | 27.5737 | 27.5737 | 27.5737 | 27.5737 | 27.5737 | 27.5737 | 27.5737 | 27.5737
1851 | 27.5751 | 27.5751 | 27.5751 | 27.5751 | 27.5751 | 27.5751 | 27.5751 | 27.5751 | 27.5751 | 27.5751 | 27.5751 | 27.5751 | 27.5751 | 27.5751 | 27.5751 | 27.5751 | 27.5751 | 27.5751 | 27.5751 | 27.5751 | 27.5751 | 27.5751 | 27.5751 | 27.5751 | 27.5751 | 27.5751 | 27.5751 | 27.5751 | 27.5751 | 27.5751 | 27.5751 | 27.5751 | 27.5751 | 27.5751 | 27.5751 | 27.5751 | 27.5751 | 27.5751 | 27.5751 | 27.5751 | 27.5751 | 27.5751 | 27.5751 | 27.5751 | 27.5751 | 27.5751 | 27.5751 | 27.5751 | 27.5751 | 27.5751 | 27.5751 | 27.5751 | 27.5751 | 27.5751 | 27.5751 | 27.5751 | 27.5751 | 27.5751 | 27.5751 | 27.5751
1852 | 27.5764 | 27.5764 | 27.5764 | 27.5764 | 27.5764 | 27.5764 | 27.5764 | 27.5764 | 27.5764 | 27.5764 | 27.5764 | 27.5764 | 27.5764 | 27.5764 | 27.5764 | 27.5764 | 27.5764 | 27.5764 | 27.5764 | 27.5764 | 27.5764 | 27.5764 | 27.5764 | 27.5764 | 27.5764 | 27.5764 | 27.5764 | 27.5764 | 27.5764 | 27.5764 | 27.5764 | 27.5764 | 27.5764 | 27.5764 | 27.5764 | 27.5764 | 27.5764 | 27.5764 | 27.5764 | 27.5764 | 27.5764 | 27.5764 | 27.5764 | 27.5764 | 27.5764 | 27.5764 | 27.5764 | 27.5764 | 27.5764 | 27.5764 | 27.5764 | 27.5764 | 27.5764 | 27.5764 | 27.5764 | 27.5764 | 27.5764 | 27.5764 | 27.5764 | 27.5764
1853 | 27.5778 | 27.5778 | 27.5778 | 27.5778 | 27.5778 | 27.5778 | 27.5778 | 27.5778 | 27.5778 | 27.5778 | 27.5778 | 27.5778 | 27.5778 | 27.5778 | 27.5778 | 27.5778 | 27.5778 | 27.5778 | 27.5778 | 27.5778 | 27.5778 | 27.5778 | 27.5778 | 27.5778 | 27.5778 | 27.5778 | 27.5778 | 27.5778 | 27.5778 | 27.5778 | 27.5778 | 27.5778 | 27.5778 | 27.5778 | 27.5778 | 27.5778 | 27.5778 | 27.5778 | 27.5778 | 27.5778 | 27.5778 | 27.5778 | 27.5778 | 27.5778 | 27.5778 | 27.5778 | 27.5778 | 27.5778 | 27.5778 | 27.5778 | 27.5778 | 27.5778 | 27.5778 | 27.5778 | 27.5778 | 27.5778 | 27.5778 | 27.5778 | 27.5778 | 27.5778
1854 | 27.5791 | 27.5791 | 27.5791 | 27.5791 | 27.5791 | 27.5791 | 27.5791 | 27.5791 | 27.5791 | 27.5791 | 27.5791 | 27.5791 | 27.5791 | 27.5791 | 27.5791 | 27.5791 | 27.5791 | 27.5791 | 27.5791 | 27.5791 | 27.5791 | 27.5791 | 27.5791 | 27.5791 | 27.5791 | 27.5791 | 27.5791 | 27.5791 | 27.5791 | 27.5791 | 27.5791 | 27.5791 | 27.5791 | 27.5791 | 27.5791 | 27.5791 | 27.5791 | 27.5791 | 27.5791 | 27.5791 | 27.5791 | 27.5791 | 27.5791 | 27.5791 | 27.5791 | 27.5791 | 27.5791 | 27.5791 | 27.5791 | 27.5791 | 27.5791 | 27.5791 | 27.5791 | 27.5791 | 27.5791 | 27.5791 | 27.5791 | 27.5791 | 27.5791 | 27.5791
1855 | 27.5805 | 27.5805 | 27.5805 | 27.5805 | 27.5805 | 27.5805 | 27.5805 | 27.5805 | 27.5805 | 27.5805 | 27.5805 | 27.5805 | 27.5805 | 27.5805 | 27.5805 | 27.5805 | 27.5805 | 27.5805 | 27.5805 | 27.5805 | 27.5805 | 27.5805 | 27.5805 | 27.5805 | 27.5805 | 27.5805 | 27.5805 | 27.5805 | 27.5805 | 27.5805 | 27.5805 | 27.5805 | 27.5805 | 27.5805 | 27.5805 | 27.5805 | 27.5805 | 27.5805 | 27.5805 | 27.5805 | 27.5805 | 27.5805 | 27.5805 | 27.5805 | 27.5805 | 27.5805 | 27.5805 | 27.5805 | 27.5805 | 27.5805 | 27.5805 | 27.5805 | 27.5805 | 27.5805 | 27.5805 | 27.5805 | 27.5805 | 27.5805 | 27.5805 | 27.5805
1856 | 27.5818 | 27.5818 | 27.5818 | 27.5818 | 27.5818 | 27.5818 | 27.5818 | 27.5818 | 27.5818 | 27.5818 | 27.5818 | 27.5818 | 27.5818 | 27.5818 | 27.5818 | 27.5818 | 27.5818 | 27.5818 | 27.5818 | 27.5818 | 27.5818 | 27.5818 | 27.5818 | 27.5818 | 27.5818 | 27.5818 | 27.5818 | 27.5818 | 27.5818 | 27.5818 | 27.5818 | 27.5818 | 27.5818 | 27.5818 | 27.5818 | 27.5818 | 27.5818 | 27.5818 | 27.5818 | 27.5818 | 27.5818 | 27.5818 | 27.5818 | 27.5818 | 27.5818 | 27.5818 | 27.5818 | 27.5818 | 27.5818 | 27.5818 | 27.5818 | 27.5818 | 27.5818 | 27.5818 | 27.5818 | 27.5818 | 27.5818 | 27.5818 | 27.5818 | 27.5818
1857 | 27.5832 | 27.5832 | 27.5832 | 27.5832 | 27.5832 | 27.5832 | 27.5832 | 27.5832 | 27.5832 | 27.5832 | 27.5832 | 27.5832 | 27.5832 | 27.5832 | 27.5832 | 27.5832 | 27.5832 | 27.5832 | 27.5832 | 27.5832 | 27.5832 | 27.5832 | 27.5832 | 27.5832 | 27.5832 | 27.5832 | 27.5832 | 27.5832 | 27.5832 | 27.5832 | 27.5832 | 27.5832 | 27.5832 | 27.5832 | 27.5832 | 27.5832 | 27.5832 | 27.5832 | 27.5832 | 27.5832 | 27.5832 | 27.5832 | 27.5832 | 27.5832 | 27.5832 | 27.5832 | 27.5832 | 27.5832 | 27.5832 | 27.5832 | 27.5832 | 27.5832 | 27.5832 | 27.5832 | 27.5832 | 27.5832 | 27.5832 | 27.5832 | 27.5832 | 27.5832
1858 | 27.5845 | 27.5845 | 27.5845 | 27.5845 | 27.5845 | 27.5845 | 27.5845 | 27.5845 | 27.5845 | 27.5845 | 27.5845 | 27.5845 | 27.5845 | 27.5845 | 27.5845 | 27.5845 | 27.5845 | 27.5845 | 27.5845 | 27.5845 | 27.5845 | 27.5845 | 27.5845 | 27.5845 | 27.5845 | 27.5845 | 27.5845 | 27.5845 | 27.5845 | 27.5845 | 27.5845 | 27.5845 | 27.5845 | 27.5845 | 27.5845 | 27.5845 | 27.5845 | 27.5845 | 27.5845 | 27.5845 | 27.5845 | 27.5845 | 27.5845 | 27.5845 | 27.5845 | 27.5845 | 27.5845 | 27.5845 | 27.5845 | 27.5845 | 27.5845 | 27.5845 | 27.5845 | 27.5845 | 27.5845 | 27.5845 | 27.5845 | 27.5845 | 27.5845 | 27.5845
1859 | 27.5859 | 27.5859 | 27.5859 | 27.5859 | 27.5859 | 27.5859 | 27.5859 | 27.5859 | 27.5859 | 27.5859 | 27.5859 | 27.5859 | 27.5859 | 27.5859 | 27.5859 | 27.5859 | 27.5859 | 27.5859 | 27.5859 | 27.5859 | 27.5859 | 27.5859 | 27.5859 | 27.5859 | 27.5859 | 27.5859 | 27.5859 | 27.5859 | 27.5859 | 27.5859 | 27.5859 | 27.5859 | 27.5859 | 27.5859 | 27.5859 | 27.5859 | 27.5859 | 27.5859 | 27.5859 | 27.5859 | 27.5859 | 27.5859 | 27.5859 | 27.5859 | 27.5859 | 27.5859 | 27.5859 | 27.5859 | 27.5859 | 27.5859 | 27.5859 | 27.5859 | 27.5859 | 27.5859 | 27.5859 | 27.5859 | 27.5859 | 27.5859 | 27.5859 | 27.5859
1860 | 27.5872 | 27.5872 | 27.5872 | 27.5872 | 27.5872 | 27.5872 | 27.5872 | 27.5872 | 27.5872 | 27.5872 | 27.5872 | 27.5872 | 27.5872 | 27.5872 | 27.5872 | 27.5872 | 27.5872 | 27.5872 | 27.5872 | 27.5872 | 27.5872 | 27.5872 | 27.5872 | 27.5872 | 27.5872 | 27.5872 | 27.5872 | 27.5872 | 27.5872 | 27.5872 | 27.5872 | 27.5872 | 27.5872 | 27.5872 | 27.5872 | 27.5872 | 27.5872 | 27.5872 | 27.5872 | 27.5872 | 27.5872 | 27.5872 | 27.5872 | 27.5872 | 27.5872 | 27.5872 | 27.5872 | 27.5872 | 27.5872 | 27.5872 | 27.5872 | 27.5872 | 27.5872 | 27.5872 | 27.5872 | 27.5872 | 27.5872 | 27.5872 | 27.5872 | 27.5872
1861 | 27.5886 | 27.5886 | 27.5886 | 27.5886 | 27.5886 | 27.5886 | 27.5886 | 27.5886 | 27.5886 | 27.5886 | 27.5886 | 27.5886 | 27.5886 | 27.5886 | 27.5886 | 27.5886 | 27.5886 | 27.5886 | 27.5886 | 27.5886 | 27.5886 | 27.5886 | 27.5886 | 27.5886 | 27.5886 | 27.5886 | 27.5886 | 27.5886 | 27.5886 | 27.5886 | 27.5886 | 27.5886 | 27.5886 | 27.5886 | 27.5886 | 27.5886 | 27.5886 | 27.5886 | 27.5886 | 27.5886 | 27.5886 | 27.5886 | 27.5886 | 27.5886 | 27.5886 | 27.5886 | 27.5886 | 27.5886 | 27.5886 | 27.5886 | 27.5886 | 27.5886 | 27.5886 | 27.5886 | 27.5886 | 27.5886 | 27.5886 | 27.5886 | 27.5886 | 27.5886
1862 | 27.5899 | 27.5899 | 27.5899 | 27.5899 | 27.5899 | 27.5899 | 27.5899 | 27.5899 | 27.5899 | 27.5899 | 27.5899 | 27.5899 | 27.5899 | 27.5899 | 27.5899 | 27.5899 | 27.5899 | 27.5899 | 27.5899 | 27.5899 | 27.5899 | 27.5899 | 27.5899 | 27.5899 | 27.5899 | 27.5899 | 27.5899 | 27.5899 | 27.5899 | 27.5899 | 27.5899 | 27.5899 | 27.5899 | 27.5899 | 27.5899 | 27.5899 | 27.5899 | 27.5899 | 27.5899 | 27.5899 | 27.5899 | 27.5899 | 27.5899 | 27.5899 | 27.5899 | 27.5899 | 27.5899 | 27.5899 | 27.5899 | 27.5899 | 27.5899 | 27.5899 | 27.5899 | 27.5899 | 27.5899 | 27.5899 | 27.5899 | 27.5899 | 27.5899 | 27.5899
1863 | 27.5913 | 27.5913 | 27.5913 | 27.5913 | 27.5913 | 27.5913 | 27.5913 | 27.5913 | 27.5913 | 27.5913 | 27.5913 | 27.5913 | 27.5913 | 27.5913 | 27.5913 | 27.5913 | 27.5913 | 27.5913 | 27.5913 | 27.5913 | 27.5913 | 27.5913 | 27.5913 | 27.5913 | 27.5913 | 27.5913 | 27.5913 | 27.5913 | 27.5913 | 27.5913 | 27.5913 | 27.5913 | 27.5913 | 27.5913 | 27.5913 | 27.5913 | 27.5913 | 27.5913 | 27.5913 | 27.5913 | 27.5913 | 27.5913 | 27.5913 | 27.5913 | 27.5913 | 27.5913 | 27.5913 | 27.5913 | 27.5913 | 27.5913 | 27.5913 | 27.5913 | 27.5913 | 27.5913 | 27.5913 | 27.5913 | 27.5913 | 27.5913 | 27.5913 | 27.5913
1864 | 27.5926 | 27.5926 | 27.5926 | 27.5926 | 27.5926 | 27.5926 | 27.5926 | 27.5926 | 27.5926 | 27.5926 | 27.5926 | 27.5926 | 27.5926 | 27.5926 | 27.5926 | 27.5926 | 27.5926 | 27.5926 | 27.5926 | 27.5926 | 27.5926 | 27.5926 | 27.5926 | 27.5926 | 27.5926 | 27.5926 | 27.5926 | 27.5926 | 27.5926 | 27.5926 | 27.5926 | 27.5926 | 27.5926 | 27.5926 | 27.5926 | 27.5926 | 27.5926 | 27.5926 | 27.5926 | 27.5926 | 27.5926 | 27.5926 | 27.5926 | 27.5926 | 27.5926 | 27.5926 | 27.5926 | 27.5926 | 27.5926 | 27.5926 | 27.5926 | 27.5926 | 27.5926 | 27.5926 | 27.5926 | 27.5926 | 27.5926 | 27.5926 | 27.5926 | 27.5926
1865 | 27.5939 | 27.5939 | 27.5939 | 27.5939 | 27.5939 | 27.5939 | 27.5939 | 27.5939 | 27.5939 | 27.5939 | 27.5939 | 27.5939 | 27.5939 | 27.5939 | 27.5939 | 27.5939 | 27.5939 | 27.5939 | 27.5939 | 27.5939 | 27.5939 | 27.5939 | 27.5939 | 27.5939 | 27.5939 | 27.5939 | 27.5939 | 27.5939 | 27.5939 | 27.5939 | 27.5939 | 27.5939 | 27.5939 | 27.5939 | 27.5939 | 27.5939 | 27.5939 | 27.5939 | 27.5939 | 27.5939 | 27.5939 | 27.5939 | 27.5939 | 27.5939 | 27.5939 | 27.5939 | 27.5939 | 27.5939 | 27.5939 | 27.5939 | 27.5939 | 27.5939 | 27.5939 | 27.5939 | 27.5939 | 27.5939 | 27.5939 | 27.5939 | 27.5939 | 27.5939
1866 | 27.5953 | 27.5953 | 27.5953 | 27.5953 | 27.5953 | 27.5953 | 27.5953 | 27.5953 | 27.5953 | 27.5953 | 27.5953 | 27.5953 | 27.5953 | 27.5953 | 27.5953 | 27.5953 | 27.5953 | 27.5953 | 27.5953 | 27.5953 | 27.5953 | 27.5953 | 27.5953 | 27.5953 | 27.5953 | 27.5953 | 27.5953 | 27.5953 | 27.5953 | 27.5953 | 27.5953 | 27.5953 | 27.5953 | 27.5953 | 27.5953 | 27.5953 | 27.5953 | 27.5953 | 27.5953 | 27.5953 | 27.5953 | 27.5953 | 27.5953 | 27.5953 | 27.5953 | 27.5953 | 27.5953 | 27.5953 | 27.5953 | 27.5953 | 27.5953 | 27.5953 | 27.5953 | 27.5953 | 27.5953 | 27.5953 | 27.5953 | 27.5953 | 27.5953 | 27.5953
1867 | 27.5966 | 27.5966 | 27.5966 | 27.5966 | 27.5966 | 27.5966 | 27.5966 | 27.5966 | 27.5966 | 27.5966 | 27.5966 | 27.5966 | 27.5966 | 27.5966 | 27.5966 | 27.5966 | 27.5966 | 27.5966 | 27.5966 | 27.5966 | 27.5966 | 27.5966 | 27.5966 | 27.5966 | 27.5966 | 27.5966 | 27.5966 | 27.5966 | 27.5966 | 27.5966 | 27.5966 | 27.5966 | 27.5966 | 27.5966 | 27.5966 | 27.5966 | 27.5966 | 27.5966 | 27.5966 | 27.5966 | 27.5966 | 27.5966 | 27.5966 | 27.5966 | 27.5966 | 27.5966 | 27.5966 | 27.5966 | 27.5966 | 27.5966 | 27.5966 | 27.5966 | 27.5966 | 27.5966 | 27.5966 | 27.5966 | 27.5966 | 27.5966 | 27.5966 | 27.5966
1868 | 27.598 | 27.598 | 27.598 | 27.598 | 27.598 | 27.598 | 27.598 | 27.598 | 27.598 | 27.598 | 27.598 | 27.598 | 27.598 | 27.598 | 27.598 | 27.598 | 27.598 | 27.598 | 27.598 | 27.598 | 27.598 | 27.598 | 27.598 | 27.598 | 27.598 | 27.598 | 27.598 | 27.598 | 27.598 | 27.598 | 27.598 | 27.598 | 27.598 | 27.598 | 27.598 | 27.598 | 27.598 | 27.598 | 27.598 | 27.598 | 27.598 | 27.598 | 27.598 | 27.598 | 27.598 | 27.598 | 27.598 | 27.598 | 27.598 | 27.598 | 27.598 | 27.598 | 27.598 | 27.598 | 27.598 | 27.598 | 27.598 | 27.598 | 27.598 | 27.598
1869 | 27.5993 | 27.5993 | 27.5993 | 27.5993 | 27.5993 | 27.5993 | 27.5993 | 27.5993 | 27.5993 | 27.5993 | 27.5993 | 27.5993 | 27.5993 | 27.5993 | 27.5993 | 27.5993 | 27.5993 | 27.5993 | 27.5993 | 27.5993 | 27.5993 | 27.5993 | 27.5993 | 27.5993 | 27.5993 | 27.5993 | 27.5993 | 27.5993 | 27.5993 | 27.5993 | 27.5993 | 27.5993 | 27.5993 | 27.5993 | 27.5993 | 27.5993 | 27.5993 | 27.5993 | 27.5993 | 27.5993 | 27.5993 | 27.5993 | 27.5993 | 27.5993 | 27.5993 | 27.5993 | 27.5993 | 27.5993 | 27.5993 | 27.5993 | 27.5993 | 27.5993 | 27.5993 | 27.5993 | 27.5993 | 27.5993 | 27.5993 | 27.5993 | 27.5993 | 27.5993
1870 | 27.6006 | 27.6006 | 27.6006 | 27.6006 | 27.6006 | 27.6006 | 27.6006 | 27.6006 | 27.6006 | 27.6006 | 27.6006 | 27.6006 | 27.6006 | 27.6006 | 27.6006 | 27.6006 | 27.6006 | 27.6006 | 27.6006 | 27.6006 | 27.6006 | 27.6006 | 27.6006 | 27.6006 | 27.6006 | 27.6006 | 27.6006 | 27.6006 | 27.6006 | 27.6006 | 27.6006 | 27.6006 | 27.6006 | 27.6006 | 27.6006 | 27.6006 | 27.6006 | 27.6006 | 27.6006 | 27.6006 | 27.6006 | 27.6006 | 27.6006 | 27.6006 | 27.6006 | 27.6006 | 27.6006 | 27.6006 | 27.6006 | 27.6006 | 27.6006 | 27.6006 | 27.6006 | 27.6006 | 27.6006 | 27.6006 | 27.6006 | 27.6006 | 27.6006 | 27.6006
1871 | 27.602 | 27.602 | 27.602 | 27.602 | 27.602 | 27.602 | 27.602 | 27.602 | 27.602 | 27.602 | 27.602 | 27.602 | 27.602 | 27.602 | 27.602 | 27.602 | 27.602 | 27.602 | 27.602 | 27.602 | 27.602 | 27.602 | 27.602 | 27.602 | 27.602 | 27.602 | 27.602 | 27.602 | 27.602 | 27.602 | 27.602 | 27.602 | 27.602 | 27.602 | 27.602 | 27.602 | 27.602 | 27.602 | 27.602 | 27.602 | 27.602 | 27.602 | 27.602 | 27.602 | 27.602 | 27.602 | 27.602 | 27.602 | 27.602 | 27.602 | 27.602 | 27.602 | 27.602 | 27.602 | 27.602 | 27.602 | 27.602 | 27.602 | 27.602 | 27.602
1872 | 27.6033 | 27.6033 | 27.6033 | 27.6033 | 27.6033 | 27.6033 | 27.6033 | 27.6033 | 27.6033 | 27.6033 | 27.6033 | 27.6033 | 27.6033 | 27.6033 | 27.6033 | 27.6033 | 27.6033 | 27.6033 | 27.6033 | 27.6033 | 27.6033 | 27.6033 | 27.6033 | 27.6033 | 27.6033 | 27.6033 | 27.6033 | 27.6033 | 27.6033 | 27.6033 | 27.6033 | 27.6033 | 27.6033 | 27.6033 | 27.6033 | 27.6033 | 27.6033 | 27.6033 | 27.6033 | 27.6033 | 27.6033 | 27.6033 | 27.6033 | 27.6033 | 27.6033 | 27.6033 | 27.6033 | 27.6033 | 27.6033 | 27.6033 | 27.6033 | 27.6033 | 27.6033 | 27.6033 | 27.6033 | 27.6033 | 27.6033 | 27.6033 | 27.6033 | 27.6033
1873 | 27.6046 | 27.6046 | 27.6046 | 27.6046 | 27.6046 | 27.6046 | 27.6046 | 27.6046 | 27.6046 | 27.6046 | 27.6046 | 27.6046 | 27.6046 | 27.6046 | 27.6046 | 27.6046 | 27.6046 | 27.6046 | 27.6046 | 27.6046 | 27.6046 | 27.6046 | 27.6046 | 27.6046 | 27.6046 | 27.6046 | 27.6046 | 27.6046 | 27.6046 | 27.6046 | 27.6046 | 27.6046 | 27.6046 | 27.6046 | 27.6046 | 27.6046 | 27.6046 | 27.6046 | 27.6046 | 27.6046 | 27.6046 | 27.6046 | 27.6046 | 27.6046 | 27.6046 | 27.6046 | 27.6046 | 27.6046 | 27.6046 | 27.6046 | 27.6046 | 27.6046 | 27.6046 | 27.6046 | 27.6046 | 27.6046 | 27.6046 | 27.6046 | 27.6046 | 27.6046
1874 | 27.606 | 27.606 | 27.606 | 27.606 | 27.606 | 27.606 | 27.606 | 27.606 | 27.606 | 27.606 | 27.606 | 27.606 | 27.606 | 27.606 | 27.606 | 27.606 | 27.606 | 27.606 | 27.606 | 27.606 | 27.606 | 27.606 | 27.606 | 27.606 | 27.606 | 27.606 | 27.606 | 27.606 | 27.606 | 27.606 | 27.606 | 27.606 | 27.606 | 27.606 | 27.606 | 27.606 | 27.606 | 27.606 | 27.606 | 27.606 | 27.606 | 27.606 | 27.606 | 27.606 | 27.606 | 27.606 | 27.606 | 27.606 | 27.606 | 27.606 | 27.606 | 27.606 | 27.606 | 27.606 | 27.606 | 27.606 | 27.606 | 27.606 | 27.606 | 27.606
1875 | 27.6073 | 27.6073 | 27.6073 | 27.6073 | 27.6073 | 27.6073 | 27.6073 | 27.6073 | 27.6073 | 27.6073 | 27.6073 | 27.6073 | 27.6073 | 27.6073 | 27.6073 | 27.6073 | 27.6073 | 27.6073 | 27.6073 | 27.6073 | 27.6073 | 27.6073 | 27.6073 | 27.6073 | 27.6073 | 27.6073 | 27.6073 | 27.6073 | 27.6073 | 27.6073 | 27.6073 | 27.6073 | 27.6073 | 27.6073 | 27.6073 | 27.6073 | 27.6073 | 27.6073 | 27.6073 | 27.6073 | 27.6073 | 27.6073 | 27.6073 | 27.6073 | 27.6073 | 27.6073 | 27.6073 | 27.6073 | 27.6073 | 27.6073 | 27.6073 | 27.6073 | 27.6073 | 27.6073 | 27.6073 | 27.6073 | 27.6073 | 27.6073 | 27.6073 | 27.6073
1876 | 27.6086 | 27.6086 | 27.6086 | 27.6086 | 27.6086 | 27.6086 | 27.6086 | 27.6086 | 27.6086 | 27.6086 | 27.6086 | 27.6086 | 27.6086 | 27.6086 | 27.6086 | 27.6086 | 27.6086 | 27.6086 | 27.6086 | 27.6086 | 27.6086 | 27.6086 | 27.6086 | 27.6086 | 27.6086 | 27.6086 | 27.6086 | 27.6086 | 27.6086 | 27.6086 | 27.6086 | 27.6086 | 27.6086 | 27.6086 | 27.6086 | 27.6086 | 27.6086 | 27.6086 | 27.6086 | 27.6086 | 27.6086 | 27.6086 | 27.6086 | 27.6086 | 27.6086 | 27.6086 | 27.6086 | 27.6086 | 27.6086 | 27.6086 | 27.6086 | 27.6086 | 27.6086 | 27.6086 | 27.6086 | 27.6086 | 27.6086 | 27.6086 | 27.6086 | 27.6086
1877 | 27.61 | 27.61 | 27.61 | 27.61 | 27.61 | 27.61 | 27.61 | 27.61 | 27.61 | 27.61 | 27.61 | 27.61 | 27.61 | 27.61 | 27.61 | 27.61 | 27.61 | 27.61 | 27.61 | 27.61 | 27.61 | 27.61 | 27.61 | 27.61 | 27.61 | 27.61 | 27.61 | 27.61 | 27.61 | 27.61 | 27.61 | 27.61 | 27.61 | 27.61 | 27.61 | 27.61 | 27.61 | 27.61 | 27.61 | 27.61 | 27.61 | 27.61 | 27.61 | 27.61 | 27.61 | 27.61 | 27.61 | 27.61 | 27.61 | 27.61 | 27.61 | 27.61 | 27.61 | 27.61 | 27.61 | 27.61 | 27.61 | 27.61 | 27.61 | 27.61
1878 | 27.6113 | 27.6113 | 27.6113 | 27.6113 | 27.6113 | 27.6113 | 27.6113 | 27.6113 | 27.6113 | 27.6113 | 27.6113 | 27.6113 | 27.6113 | 27.6113 | 27.6113 | 27.6113 | 27.6113 | 27.6113 | 27.6113 | 27.6113 | 27.6113 | 27.6113 | 27.6113 | 27.6113 | 27.6113 | 27.6113 | 27.6113 | 27.6113 | 27.6113 | 27.6113 | 27.6113 | 27.6113 | 27.6113 | 27.6113 | 27.6113 | 27.6113 | 27.6113 | 27.6113 | 27.6113 | 27.6113 | 27.6113 | 27.6113 | 27.6113 | 27.6113 | 27.6113 | 27.6113 | 27.6113 | 27.6113 | 27.6113 | 27.6113 | 27.6113 | 27.6113 | 27.6113 | 27.6113 | 27.6113 | 27.6113 | 27.6113 | 27.6113 | 27.6113 | 27.6113
1879 | 27.6126 | 27.6126 | 27.6126 | 27.6126 | 27.6126 | 27.6126 | 27.6126 | 27.6126 | 27.6126 | 27.6126 | 27.6126 | 27.6126 | 27.6126 | 27.6126 | 27.6126 | 27.6126 | 27.6126 | 27.6126 | 27.6126 | 27.6126 | 27.6126 | 27.6126 | 27.6126 | 27.6126 | 27.6126 | 27.6126 | 27.6126 | 27.6126 | 27.6126 | 27.6126 | 27.6126 | 27.6126 | 27.6126 | 27.6126 | 27.6126 | 27.6126 | 27.6126 | 27.6126 | 27.6126 | 27.6126 | 27.6126 | 27.6126 | 27.6126 | 27.6126 | 27.6126 | 27.6126 | 27.6126 | 27.6126 | 27.6126 | 27.6126 | 27.6126 | 27.6126 | 27.6126 | 27.6126 | 27.6126 | 27.6126 | 27.6126 | 27.6126 | 27.6126 | 27.6126
1880 | 27.614 | 27.614 | 27.614 | 27.614 | 27.614 | 27.614 | 27.614 | 27.614 | 27.614 | 27.614 | 27.614 | 27.614 | 27.614 | 27.614 | 27.614 | 27.614 | 27.614 | 27.614 | 27.614 | 27.614 | 27.614 | 27.614 | 27.614 | 27.614 | 27.614 | 27.614 | 27.614 | 27.614 | 27.614 | 27.614 | 27.614 | 27.614 | 27.614 | 27.614 | 27.614 | 27.614 | 27.614 | 27.614 | 27.614 | 27.614 | 27.614 | 27.614 | 27.614 | 27.614 | 27.614 | 27.614 | 27.614 | 27.614 | 27.614 | 27.614 | 27.614 | 27.614 | 27.614 | 27.614 | 27.614 | 27.614 | 27.614 | 27.614 | 27.614 | 27.614
1881 | 27.6153 | 27.6153 | 27.6153 | 27.6153 | 27.6153 | 27.6153 | 27.6153 | 27.6153 | 27.6153 | 27.6153 | 27.6153 | 27.6153 | 27.6153 | 27.6153 | 27.6153 | 27.6153 | 27.6153 | 27.6153 | 27.6153 | 27.6153 | 27.6153 | 27.6153 | 27.6153 | 27.6153 | 27.6153 | 27.6153 | 27.6153 | 27.6153 | 27.6153 | 27.6153 | 27.6153 | 27.6153 | 27.6153 | 27.6153 | 27.6153 | 27.6153 | 27.6153 | 27.6153 | 27.6153 | 27.6153 | 27.6153 | 27.6153 | 27.6153 | 27.6153 | 27.6153 | 27.6153 | 27.6153 | 27.6153 | 27.6153 | 27.6153 | 27.6153 | 27.6153 | 27.6153 | 27.6153 | 27.6153 | 27.6153 | 27.6153 | 27.6153 | 27.6153 | 27.6153
1882 | 27.6166 | 27.6166 | 27.6166 | 27.6166 | 27.6166 | 27.6166 | 27.6166 | 27.6166 | 27.6166 | 27.6166 | 27.6166 | 27.6166 | 27.6166 | 27.6166 | 27.6166 | 27.6166 | 27.6166 | 27.6166 | 27.6166 | 27.6166 | 27.6166 | 27.6166 | 27.6166 | 27.6166 | 27.6166 | 27.6166 | 27.6166 | 27.6166 | 27.6166 | 27.6166 | 27.6166 | 27.6166 | 27.6166 | 27.6166 | 27.6166 | 27.6166 | 27.6166 | 27.6166 | 27.6166 | 27.6166 | 27.6166 | 27.6166 | 27.6166 | 27.6166 | 27.6166 | 27.6166 | 27.6166 | 27.6166 | 27.6166 | 27.6166 | 27.6166 | 27.6166 | 27.6166 | 27.6166 | 27.6166 | 27.6166 | 27.6166 | 27.6166 | 27.6166 | 27.6166
1883 | 27.6179 | 27.6179 | 27.6179 | 27.6179 | 27.6179 | 27.6179 | 27.6179 | 27.6179 | 27.6179 | 27.6179 | 27.6179 | 27.6179 | 27.6179 | 27.6179 | 27.6179 | 27.6179 | 27.6179 | 27.6179 | 27.6179 | 27.6179 | 27.6179 | 27.6179 | 27.6179 | 27.6179 | 27.6179 | 27.6179 | 27.6179 | 27.6179 | 27.6179 | 27.6179 | 27.6179 | 27.6179 | 27.6179 | 27.6179 | 27.6179 | 27.6179 | 27.6179 | 27.6179 | 27.6179 | 27.6179 | 27.6179 | 27.6179 | 27.6179 | 27.6179 | 27.6179 | 27.6179 | 27.6179 | 27.6179 | 27.6179 | 27.6179 | 27.6179 | 27.6179 | 27.6179 | 27.6179 | 27.6179 | 27.6179 | 27.6179 | 27.6179 | 27.6179 | 27.6179
1884 | 27.6193 | 27.6193 | 27.6193 | 27.6193 | 27.6193 | 27.6193 | 27.6193 | 27.6193 | 27.6193 | 27.6193 | 27.6193 | 27.6193 | 27.6193 | 27.6193 | 27.6193 | 27.6193 | 27.6193 | 27.6193 | 27.6193 | 27.6193 | 27.6193 | 27.6193 | 27.6193 | 27.6193 | 27.6193 | 27.6193 | 27.6193 | 27.6193 | 27.6193 | 27.6193 | 27.6193 | 27.6193 | 27.6193 | 27.6193 | 27.6193 | 27.6193 | 27.6193 | 27.6193 | 27.6193 | 27.6193 | 27.6193 | 27.6193 | 27.6193 | 27.6193 | 27.6193 | 27.6193 | 27.6193 | 27.6193 | 27.6193 | 27.6193 | 27.6193 | 27.6193 | 27.6193 | 27.6193 | 27.6193 | 27.6193 | 27.6193 | 27.6193 | 27.6193 | 27.6193
1885 | 27.6206 | 27.6206 | 27.6206 | 27.6206 | 27.6206 | 27.6206 | 27.6206 | 27.6206 | 27.6206 | 27.6206 | 27.6206 | 27.6206 | 27.6206 | 27.6206 | 27.6206 | 27.6206 | 27.6206 | 27.6206 | 27.6206 | 27.6206 | 27.6206 | 27.6206 | 27.6206 | 27.6206 | 27.6206 | 27.6206 | 27.6206 | 27.6206 | 27.6206 | 27.6206 | 27.6206 | 27.6206 | 27.6206 | 27.6206 | 27.6206 | 27.6206 | 27.6206 | 27.6206 | 27.6206 | 27.6206 | 27.6206 | 27.6206 | 27.6206 | 27.6206 | 27.6206 | 27.6206 | 27.6206 | 27.6206 | 27.6206 | 27.6206 | 27.6206 | 27.6206 | 27.6206 | 27.6206 | 27.6206 | 27.6206 | 27.6206 | 27.6206 | 27.6206 | 27.6206
1886 | 27.6219 | 27.6219 | 27.6219 | 27.6219 | 27.6219 | 27.6219 | 27.6219 | 27.6219 | 27.6219 | 27.6219 | 27.6219 | 27.6219 | 27.6219 | 27.6219 | 27.6219 | 27.6219 | 27.6219 | 27.6219 | 27.6219 | 27.6219 | 27.6219 | 27.6219 | 27.6219 | 27.6219 | 27.6219 | 27.6219 | 27.6219 | 27.6219 | 27.6219 | 27.6219 | 27.6219 | 27.6219 | 27.6219 | 27.6219 | 27.6219 | 27.6219 | 27.6219 | 27.6219 | 27.6219 | 27.6219 | 27.6219 | 27.6219 | 27.6219 | 27.6219 | 27.6219 | 27.6219 | 27.6219 | 27.6219 | 27.6219 | 27.6219 | 27.6219 | 27.6219 | 27.6219 | 27.6219 | 27.6219 | 27.6219 | 27.6219 | 27.6219 | 27.6219 | 27.6219
1887 | 27.6233 | 27.6233 | 27.6233 | 27.6233 | 27.6233 | 27.6233 | 27.6233 | 27.6233 | 27.6233 | 27.6233 | 27.6233 | 27.6233 | 27.6233 | 27.6233 | 27.6233 | 27.6233 | 27.6233 | 27.6233 | 27.6233 | 27.6233 | 27.6233 | 27.6233 | 27.6233 | 27.6233 | 27.6233 | 27.6233 | 27.6233 | 27.6233 | 27.6233 | 27.6233 | 27.6233 | 27.6233 | 27.6233 | 27.6233 | 27.6233 | 27.6233 | 27.6233 | 27.6233 | 27.6233 | 27.6233 | 27.6233 | 27.6233 | 27.6233 | 27.6233 | 27.6233 | 27.6233 | 27.6233 | 27.6233 | 27.6233 | 27.6233 | 27.6233 | 27.6233 | 27.6233 | 27.6233 | 27.6233 | 27.6233 | 27.6233 | 27.6233 | 27.6233 | 27.6233
1888 | 27.6246 | 27.6246 | 27.6246 | 27.6246 | 27.6246 | 27.6246 | 27.6246 | 27.6246 | 27.6246 | 27.6246 | 27.6246 | 27.6246 | 27.6246 | 27.6246 | 27.6246 | 27.6246 | 27.6246 | 27.6246 | 27.6246 | 27.6246 | 27.6246 | 27.6246 | 27.6246 | 27.6246 | 27.6246 | 27.6246 | 27.6246 | 27.6246 | 27.6246 | 27.6246 | 27.6246 | 27.6246 | 27.6246 | 27.6246 | 27.6246 | 27.6246 | 27.6246 | 27.6246 | 27.6246 | 27.6246 | 27.6246 | 27.6246 | 27.6246 | 27.6246 | 27.6246 | 27.6246 | 27.6246 | 27.6246 | 27.6246 | 27.6246 | 27.6246 | 27.6246 | 27.6246 | 27.6246 | 27.6246 | 27.6246 | 27.6246 | 27.6246 | 27.6246 | 27.6246
1889 | 27.6259 | 27.6259 | 27.6259 | 27.6259 | 27.6259 | 27.6259 | 27.6259 | 27.6259 | 27.6259 | 27.6259 | 27.6259 | 27.6259 | 27.6259 | 27.6259 | 27.6259 | 27.6259 | 27.6259 | 27.6259 | 27.6259 | 27.6259 | 27.6259 | 27.6259 | 27.6259 | 27.6259 | 27.6259 | 27.6259 | 27.6259 | 27.6259 | 27.6259 | 27.6259 | 27.6259 | 27.6259 | 27.6259 | 27.6259 | 27.6259 | 27.6259 | 27.6259 | 27.6259 | 27.6259 | 27.6259 | 27.6259 | 27.6259 | 27.6259 | 27.6259 | 27.6259 | 27.6259 | 27.6259 | 27.6259 | 27.6259 | 27.6259 | 27.6259 | 27.6259 | 27.6259 | 27.6259 | 27.6259 | 27.6259 | 27.6259 | 27.6259 | 27.6259 | 27.6259
1890 | 27.6272 | 27.6272 | 27.6272 | 27.6272 | 27.6272 | 27.6272 | 27.6272 | 27.6272 | 27.6272 | 27.6272 | 27.6272 | 27.6272 | 27.6272 | 27.6272 | 27.6272 | 27.6272 | 27.6272 | 27.6272 | 27.6272 | 27.6272 | 27.6272 | 27.6272 | 27.6272 | 27.6272 | 27.6272 | 27.6272 | 27.6272 | 27.6272 | 27.6272 | 27.6272 | 27.6272 | 27.6272 | 27.6272 | 27.6272 | 27.6272 | 27.6272 | 27.6272 | 27.6272 | 27.6272 | 27.6272 | 27.6272 | 27.6272 | 27.6272 | 27.6272 | 27.6272 | 27.6272 | 27.6272 | 27.6272 | 27.6272 | 27.6272 | 27.6272 | 27.6272 | 27.6272 | 27.6272 | 27.6272 | 27.6272 | 27.6272 | 27.6272 | 27.6272 | 27.6272
1891 | 27.6285 | 27.6285 | 27.6285 | 27.6285 | 27.6285 | 27.6285 | 27.6285 | 27.6285 | 27.6285 | 27.6285 | 27.6285 | 27.6285 | 27.6285 | 27.6285 | 27.6285 | 27.6285 | 27.6285 | 27.6285 | 27.6285 | 27.6285 | 27.6285 | 27.6285 | 27.6285 | 27.6285 | 27.6285 | 27.6285 | 27.6285 | 27.6285 | 27.6285 | 27.6285 | 27.6285 | 27.6285 | 27.6285 | 27.6285 | 27.6285 | 27.6285 | 27.6285 | 27.6285 | 27.6285 | 27.6285 | 27.6285 | 27.6285 | 27.6285 | 27.6285 | 27.6285 | 27.6285 | 27.6285 | 27.6285 | 27.6285 | 27.6285 | 27.6285 | 27.6285 | 27.6285 | 27.6285 | 27.6285 | 27.6285 | 27.6285 | 27.6285 | 27.6285 | 27.6285
1892 | 27.6299 | 27.6299 | 27.6299 | 27.6299 | 27.6299 | 27.6299 | 27.6299 | 27.6299 | 27.6299 | 27.6299 | 27.6299 | 27.6299 | 27.6299 | 27.6299 | 27.6299 | 27.6299 | 27.6299 | 27.6299 | 27.6299 | 27.6299 | 27.6299 | 27.6299 | 27.6299 | 27.6299 | 27.6299 | 27.6299 | 27.6299 | 27.6299 | 27.6299 | 27.6299 | 27.6299 | 27.6299 | 27.6299 | 27.6299 | 27.6299 | 27.6299 | 27.6299 | 27.6299 | 27.6299 | 27.6299 | 27.6299 | 27.6299 | 27.6299 | 27.6299 | 27.6299 | 27.6299 | 27.6299 | 27.6299 | 27.6299 | 27.6299 | 27.6299 | 27.6299 | 27.6299 | 27.6299 | 27.6299 | 27.6299 | 27.6299 | 27.6299 | 27.6299 | 27.6299
1893 | 27.6312 | 27.6312 | 27.6312 | 27.6312 | 27.6312 | 27.6312 | 27.6312 | 27.6312 | 27.6312 | 27.6312 | 27.6312 | 27.6312 | 27.6312 | 27.6312 | 27.6312 | 27.6312 | 27.6312 | 27.6312 | 27.6312 | 27.6312 | 27.6312 | 27.6312 | 27.6312 | 27.6312 | 27.6312 | 27.6312 | 27.6312 | 27.6312 | 27.6312 | 27.6312 | 27.6312 | 27.6312 | 27.6312 | 27.6312 | 27.6312 | 27.6312 | 27.6312 | 27.6312 | 27.6312 | 27.6312 | 27.6312 | 27.6312 | 27.6312 | 27.6312 | 27.6312 | 27.6312 | 27.6312 | 27.6312 | 27.6312 | 27.6312 | 27.6312 | 27.6312 | 27.6312 | 27.6312 | 27.6312 | 27.6312 | 27.6312 | 27.6312 | 27.6312 | 27.6312
1894 | 27.6325 | 27.6325 | 27.6325 | 27.6325 | 27.6325 | 27.6325 | 27.6325 | 27.6325 | 27.6325 | 27.6325 | 27.6325 | 27.6325 | 27.6325 | 27.6325 | 27.6325 | 27.6325 | 27.6325 | 27.6325 | 27.6325 | 27.6325 | 27.6325 | 27.6325 | 27.6325 | 27.6325 | 27.6325 | 27.6325 | 27.6325 | 27.6325 | 27.6325 | 27.6325 | 27.6325 | 27.6325 | 27.6325 | 27.6325 | 27.6325 | 27.6325 | 27.6325 | 27.6325 | 27.6325 | 27.6325 | 27.6325 | 27.6325 | 27.6325 | 27.6325 | 27.6325 | 27.6325 | 27.6325 | 27.6325 | 27.6325 | 27.6325 | 27.6325 | 27.6325 | 27.6325 | 27.6325 | 27.6325 | 27.6325 | 27.6325 | 27.6325 | 27.6325 | 27.6325
1895 | 27.6338 | 27.6338 | 27.6338 | 27.6338 | 27.6338 | 27.6338 | 27.6338 | 27.6338 | 27.6338 | 27.6338 | 27.6338 | 27.6338 | 27.6338 | 27.6338 | 27.6338 | 27.6338 | 27.6338 | 27.6338 | 27.6338 | 27.6338 | 27.6338 | 27.6338 | 27.6338 | 27.6338 | 27.6338 | 27.6338 | 27.6338 | 27.6338 | 27.6338 | 27.6338 | 27.6338 | 27.6338 | 27.6338 | 27.6338 | 27.6338 | 27.6338 | 27.6338 | 27.6338 | 27.6338 | 27.6338 | 27.6338 | 27.6338 | 27.6338 | 27.6338 | 27.6338 | 27.6338 | 27.6338 | 27.6338 | 27.6338 | 27.6338 | 27.6338 | 27.6338 | 27.6338 | 27.6338 | 27.6338 | 27.6338 | 27.6338 | 27.6338 | 27.6338 | 27.6338
1896 | 27.6351 | 27.6351 | 27.6351 | 27.6351 | 27.6351 | 27.6351 | 27.6351 | 27.6351 | 27.6351 | 27.6351 | 27.6351 | 27.6351 | 27.6351 | 27.6351 | 27.6351 | 27.6351 | 27.6351 | 27.6351 | 27.6351 | 27.6351 | 27.6351 | 27.6351 | 27.6351 | 27.6351 | 27.6351 | 27.6351 | 27.6351 | 27.6351 | 27.6351 | 27.6351 | 27.6351 | 27.6351 | 27.6351 | 27.6351 | 27.6351 | 27.6351 | 27.6351 | 27.6351 | 27.6351 | 27.6351 | 27.6351 | 27.6351 | 27.6351 | 27.6351 | 27.6351 | 27.6351 | 27.6351 | 27.6351 | 27.6351 | 27.6351 | 27.6351 | 27.6351 | 27.6351 | 27.6351 | 27.6351 | 27.6351 | 27.6351 | 27.6351 | 27.6351 | 27.6351
1897 | 27.6365 | 27.6365 | 27.6365 | 27.6365 | 27.6365 | 27.6365 | 27.6365 | 27.6365 | 27.6365 | 27.6365 | 27.6365 | 27.6365 | 27.6365 | 27.6365 | 27.6365 | 27.6365 | 27.6365 | 27.6365 | 27.6365 | 27.6365 | 27.6365 | 27.6365 | 27.6365 | 27.6365 | 27.6365 | 27.6365 | 27.6365 | 27.6365 | 27.6365 | 27.6365 | 27.6365 | 27.6365 | 27.6365 | 27.6365 | 27.6365 | 27.6365 | 27.6365 | 27.6365 | 27.6365 | 27.6365 | 27.6365 | 27.6365 | 27.6365 | 27.6365 | 27.6365 | 27.6365 | 27.6365 | 27.6365 | 27.6365 | 27.6365 | 27.6365 | 27.6365 | 27.6365 | 27.6365 | 27.6365 | 27.6365 | 27.6365 | 27.6365 | 27.6365 | 27.6365
1898 | 27.6378 | 27.6378 | 27.6378 | 27.6378 | 27.6378 | 27.6378 | 27.6378 | 27.6378 | 27.6378 | 27.6378 | 27.6378 | 27.6378 | 27.6378 | 27.6378 | 27.6378 | 27.6378 | 27.6378 | 27.6378 | 27.6378 | 27.6378 | 27.6378 | 27.6378 | 27.6378 | 27.6378 | 27.6378 | 27.6378 | 27.6378 | 27.6378 | 27.6378 | 27.6378 | 27.6378 | 27.6378 | 27.6378 | 27.6378 | 27.6378 | 27.6378 | 27.6378 | 27.6378 | 27.6378 | 27.6378 | 27.6378 | 27.6378 | 27.6378 | 27.6378 | 27.6378 | 27.6378 | 27.6378 | 27.6378 | 27.6378 | 27.6378 | 27.6378 | 27.6378 | 27.6378 | 27.6378 | 27.6378 | 27.6378 | 27.6378 | 27.6378 | 27.6378 | 27.6378
1899 | 27.6391 | 27.6391 | 27.6391 | 27.6391 | 27.6391 | 27.6391 | 27.6391 | 27.6391 | 27.6391 | 27.6391 | 27.6391 | 27.6391 | 27.6391 | 27.6391 | 27.6391 | 27.6391 | 27.6391 | 27.6391 | 27.6391 | 27.6391 | 27.6391 | 27.6391 | 27.6391 | 27.6391 | 27.6391 | 27.6391 | 27.6391 | 27.6391 | 27.6391 | 27.6391 | 27.6391 | 27.6391 | 27.6391 | 27.6391 | 27.6391 | 27.6391 | 27.6391 | 27.6391 | 27.6391 | 27.6391 | 27.6391 | 27.6391 | 27.6391 | 27.6391 | 27.6391 | 27.6391 | 27.6391 | 27.6391 | 27.6391 | 27.6391 | 27.6391 | 27.6391 | 27.6391 | 27.6391 | 27.6391 | 27.6391 | 27.6391 | 27.6391 | 27.6391 | 27.6391
1900 | 27.6404 | 27.6404 | 27.6404 | 27.6404 | 27.6404 | 27.6404 | 27.6404 | 27.6404 | 27.6404 | 27.6404 | 27.6404 | 27.6404 | 27.6404 | 27.6404 | 27.6404 | 27.6404 | 27.6404 | 27.6404 | 27.6404 | 27.6404 | 27.6404 | 27.6404 | 27.6404 | 27.6404 | 27.6404 | 27.6404 | 27.6404 | 27.6404 | 27.6404 | 27.6404 | 27.6404 | 27.6404 | 27.6404 | 27.6404 | 27.6404 | 27.6404 | 27.6404 | 27.6404 | 27.6404 | 27.6404 | 27.6404 | 27.6404 | 27.6404 | 27.6404 | 27.6404 | 27.6404 | 27.6404 | 27.6404 | 27.6404 | 27.6404 | 27.6404 | 27.6404 | 27.6404 | 27.6404 | 27.6404 | 27.6404 | 27.6404 | 27.6404 | 27.6404 | 27.6404
1901 | 27.6417 | 27.6417 | 27.6417 | 27.6417 | 27.6417 | 27.6417 | 27.6417 | 27.6417 | 27.6417 | 27.6417 | 27.6417 | 27.6417 | 27.6417 | 27.6417 | 27.6417 | 27.6417 | 27.6417 | 27.6417 | 27.6417 | 27.6417 | 27.6417 | 27.6417 | 27.6417 | 27.6417 | 27.6417 | 27.6417 | 27.6417 | 27.6417 | 27.6417 | 27.6417 | 27.6417 | 27.6417 | 27.6417 | 27.6417 | 27.6417 | 27.6417 | 27.6417 | 27.6417 | 27.6417 | 27.6417 | 27.6417 | 27.6417 | 27.6417 | 27.6417 | 27.6417 | 27.6417 | 27.6417 | 27.6417 | 27.6417 | 27.6417 | 27.6417 | 27.6417 | 27.6417 | 27.6417 | 27.6417 | 27.6417 | 27.6417 | 27.6417 | 27.6417 | 27.6417
1902 | 27.643 | 27.643 | 27.643 | 27.643 | 27.643 | 27.643 | 27.643 | 27.643 | 27.643 | 27.643 | 27.643 | 27.643 | 27.643 | 27.643 | 27.643 | 27.643 | 27.643 | 27.643 | 27.643 | 27.643 | 27.643 | 27.643 | 27.643 | 27.643 | 27.643 | 27.643 | 27.643 | 27.643 | 27.643 | 27.643 | 27.643 | 27.643 | 27.643 | 27.643 | 27.643 | 27.643 | 27.643 | 27.643 | 27.643 | 27.643 | 27.643 | 27.643 | 27.643 | 27.643 | 27.643 | 27.643 | 27.643 | 27.643 | 27.643 | 27.643 | 27.643 | 27.643 | 27.643 | 27.643 | 27.643 | 27.643 | 27.643 | 27.643 | 27.643 | 27.643
1903 | 27.6444 | 27.6444 | 27.6444 | 27.6444 | 27.6444 | 27.6444 | 27.6444 | 27.6444 | 27.6444 | 27.6444 | 27.6444 | 27.6444 | 27.6444 | 27.6444 | 27.6444 | 27.6444 | 27.6444 | 27.6444 | 27.6444 | 27.6444 | 27.6444 | 27.6444 | 27.6444 | 27.6444 | 27.6444 | 27.6444 | 27.6444 | 27.6444 | 27.6444 | 27.6444 | 27.6444 | 27.6444 | 27.6444 | 27.6444 | 27.6444 | 27.6444 | 27.6444 | 27.6444 | 27.6444 | 27.6444 | 27.6444 | 27.6444 | 27.6444 | 27.6444 | 27.6444 | 27.6444 | 27.6444 | 27.6444 | 27.6444 | 27.6444 | 27.6444 | 27.6444 | 27.6444 | 27.6444 | 27.6444 | 27.6444 | 27.6444 | 27.6444 | 27.6444 | 27.6444
1904 | 27.6457 | 27.6457 | 27.6457 | 27.6457 | 27.6457 | 27.6457 | 27.6457 | 27.6457 | 27.6457 | 27.6457 | 27.6457 | 27.6457 | 27.6457 | 27.6457 | 27.6457 | 27.6457 | 27.6457 | 27.6457 | 27.6457 | 27.6457 | 27.6457 | 27.6457 | 27.6457 | 27.6457 | 27.6457 | 27.6457 | 27.6457 | 27.6457 | 27.6457 | 27.6457 | 27.6457 | 27.6457 | 27.6457 | 27.6457 | 27.6457 | 27.6457 | 27.6457 | 27.6457 | 27.6457 | 27.6457 | 27.6457 | 27.6457 | 27.6457 | 27.6457 | 27.6457 | 27.6457 | 27.6457 | 27.6457 | 27.6457 | 27.6457 | 27.6457 | 27.6457 | 27.6457 | 27.6457 | 27.6457 | 27.6457 | 27.6457 | 27.6457 | 27.6457 | 27.6457
1905 | 27.647 | 27.647 | 27.647 | 27.647 | 27.647 | 27.647 | 27.647 | 27.647 | 27.647 | 27.647 | 27.647 | 27.647 | 27.647 | 27.647 | 27.647 | 27.647 | 27.647 | 27.647 | 27.647 | 27.647 | 27.647 | 27.647 | 27.647 | 27.647 | 27.647 | 27.647 | 27.647 | 27.647 | 27.647 | 27.647 | 27.647 | 27.647 | 27.647 | 27.647 | 27.647 | 27.647 | 27.647 | 27.647 | 27.647 | 27.647 | 27.647 | 27.647 | 27.647 | 27.647 | 27.647 | 27.647 | 27.647 | 27.647 | 27.647 | 27.647 | 27.647 | 27.647 | 27.647 | 27.647 | 27.647 | 27.647 | 27.647 | 27.647 | 27.647 | 27.647
1906 | 27.6483 | 27.6483 | 27.6483 | 27.6483 | 27.6483 | 27.6483 | 27.6483 | 27.6483 | 27.6483 | 27.6483 | 27.6483 | 27.6483 | 27.6483 | 27.6483 | 27.6483 | 27.6483 | 27.6483 | 27.6483 | 27.6483 | 27.6483 | 27.6483 | 27.6483 | 27.6483 | 27.6483 | 27.6483 | 27.6483 | 27.6483 | 27.6483 | 27.6483 | 27.6483 | 27.6483 | 27.6483 | 27.6483 | 27.6483 | 27.6483 | 27.6483 | 27.6483 | 27.6483 | 27.6483 | 27.6483 | 27.6483 | 27.6483 | 27.6483 | 27.6483 | 27.6483 | 27.6483 | 27.6483 | 27.6483 | 27.6483 | 27.6483 | 27.6483 | 27.6483 | 27.6483 | 27.6483 | 27.6483 | 27.6483 | 27.6483 | 27.6483 | 27.6483 | 27.6483
1907 | 27.6496 | 27.6496 | 27.6496 | 27.6496 | 27.6496 | 27.6496 | 27.6496 | 27.6496 | 27.6496 | 27.6496 | 27.6496 | 27.6496 | 27.6496 | 27.6496 | 27.6496 | 27.6496 | 27.6496 | 27.6496 | 27.6496 | 27.6496 | 27.6496 | 27.6496 | 27.6496 | 27.6496 | 27.6496 | 27.6496 | 27.6496 | 27.6496 | 27.6496 | 27.6496 | 27.6496 | 27.6496 | 27.6496 | 27.6496 | 27.6496 | 27.6496 | 27.6496 | 27.6496 | 27.6496 | 27.6496 | 27.6496 | 27.6496 | 27.6496 | 27.6496 | 27.6496 | 27.6496 | 27.6496 | 27.6496 | 27.6496 | 27.6496 | 27.6496 | 27.6496 | 27.6496 | 27.6496 | 27.6496 | 27.6496 | 27.6496 | 27.6496 | 27.6496 | 27.6496
1908 | 27.6509 | 27.6509 | 27.6509 | 27.6509 | 27.6509 | 27.6509 | 27.6509 | 27.6509 | 27.6509 | 27.6509 | 27.6509 | 27.6509 | 27.6509 | 27.6509 | 27.6509 | 27.6509 | 27.6509 | 27.6509 | 27.6509 | 27.6509 | 27.6509 | 27.6509 | 27.6509 | 27.6509 | 27.6509 | 27.6509 | 27.6509 | 27.6509 | 27.6509 | 27.6509 | 27.6509 | 27.6509 | 27.6509 | 27.6509 | 27.6509 | 27.6509 | 27.6509 | 27.6509 | 27.6509 | 27.6509 | 27.6509 | 27.6509 | 27.6509 | 27.6509 | 27.6509 | 27.6509 | 27.6509 | 27.6509 | 27.6509 | 27.6509 | 27.6509 | 27.6509 | 27.6509 | 27.6509 | 27.6509 | 27.6509 | 27.6509 | 27.6509 | 27.6509 | 27.6509
1909 | 27.6522 | 27.6522 | 27.6522 | 27.6522 | 27.6522 | 27.6522 | 27.6522 | 27.6522 | 27.6522 | 27.6522 | 27.6522 | 27.6522 | 27.6522 | 27.6522 | 27.6522 | 27.6522 | 27.6522 | 27.6522 | 27.6522 | 27.6522 | 27.6522 | 27.6522 | 27.6522 | 27.6522 | 27.6522 | 27.6522 | 27.6522 | 27.6522 | 27.6522 | 27.6522 | 27.6522 | 27.6522 | 27.6522 | 27.6522 | 27.6522 | 27.6522 | 27.6522 | 27.6522 | 27.6522 | 27.6522 | 27.6522 | 27.6522 | 27.6522 | 27.6522 | 27.6522 | 27.6522 | 27.6522 | 27.6522 | 27.6522 | 27.6522 | 27.6522 | 27.6522 | 27.6522 | 27.6522 | 27.6522 | 27.6522 | 27.6522 | 27.6522 | 27.6522 | 27.6522
1910 | 27.6535 | 27.6535 | 27.6535 | 27.6535 | 27.6535 | 27.6535 | 27.6535 | 27.6535 | 27.6535 | 27.6535 | 27.6535 | 27.6535 | 27.6535 | 27.6535 | 27.6535 | 27.6535 | 27.6535 | 27.6535 | 27.6535 | 27.6535 | 27.6535 | 27.6535 | 27.6535 | 27.6535 | 27.6535 | 27.6535 | 27.6535 | 27.6535 | 27.6535 | 27.6535 | 27.6535 | 27.6535 | 27.6535 | 27.6535 | 27.6535 | 27.6535 | 27.6535 | 27.6535 | 27.6535 | 27.6535 | 27.6535 | 27.6535 | 27.6535 | 27.6535 | 27.6535 | 27.6535 | 27.6535 | 27.6535 | 27.6535 | 27.6535 | 27.6535 | 27.6535 | 27.6535 | 27.6535 | 27.6535 | 27.6535 | 27.6535 | 27.6535 | 27.6535 | 27.6535
1911 | 27.6548 | 27.6548 | 27.6548 | 27.6548 | 27.6548 | 27.6548 | 27.6548 | 27.6548 | 27.6548 | 27.6548 | 27.6548 | 27.6548 | 27.6548 | 27.6548 | 27.6548 | 27.6548 | 27.6548 | 27.6548 | 27.6548 | 27.6548 | 27.6548 | 27.6548 | 27.6548 | 27.6548 | 27.6548 | 27.6548 | 27.6548 | 27.6548 | 27.6548 | 27.6548 | 27.6548 | 27.6548 | 27.6548 | 27.6548 | 27.6548 | 27.6548 | 27.6548 | 27.6548 | 27.6548 | 27.6548 | 27.6548 | 27.6548 | 27.6548 | 27.6548 | 27.6548 | 27.6548 | 27.6548 | 27.6548 | 27.6548 | 27.6548 | 27.6548 | 27.6548 | 27.6548 | 27.6548 | 27.6548 | 27.6548 | 27.6548 | 27.6548 | 27.6548 | 27.6548
1912 | 27.6562 | 27.6562 | 27.6562 | 27.6562 | 27.6562 | 27.6562 | 27.6562 | 27.6562 | 27.6562 | 27.6562 | 27.6562 | 27.6562 | 27.6562 | 27.6562 | 27.6562 | 27.6562 | 27.6562 | 27.6562 | 27.6562 | 27.6562 | 27.6562 | 27.6562 | 27.6562 | 27.6562 | 27.6562 | 27.6562 | 27.6562 | 27.6562 | 27.6562 | 27.6562 | 27.6562 | 27.6562 | 27.6562 | 27.6562 | 27.6562 | 27.6562 | 27.6562 | 27.6562 | 27.6562 | 27.6562 | 27.6562 | 27.6562 | 27.6562 | 27.6562 | 27.6562 | 27.6562 | 27.6562 | 27.6562 | 27.6562 | 27.6562 | 27.6562 | 27.6562 | 27.6562 | 27.6562 | 27.6562 | 27.6562 | 27.6562 | 27.6562 | 27.6562 | 27.6562
1913 | 27.6575 | 27.6575 | 27.6575 | 27.6575 | 27.6575 | 27.6575 | 27.6575 | 27.6575 | 27.6575 | 27.6575 | 27.6575 | 27.6575 | 27.6575 | 27.6575 | 27.6575 | 27.6575 | 27.6575 | 27.6575 | 27.6575 | 27.6575 | 27.6575 | 27.6575 | 27.6575 | 27.6575 | 27.6575 | 27.6575 | 27.6575 | 27.6575 | 27.6575 | 27.6575 | 27.6575 | 27.6575 | 27.6575 | 27.6575 | 27.6575 | 27.6575 | 27.6575 | 27.6575 | 27.6575 | 27.6575 | 27.6575 | 27.6575 | 27.6575 | 27.6575 | 27.6575 | 27.6575 | 27.6575 | 27.6575 | 27.6575 | 27.6575 | 27.6575 | 27.6575 | 27.6575 | 27.6575 | 27.6575 | 27.6575 | 27.6575 | 27.6575 | 27.6575 | 27.6575
1914 | 27.6588 | 27.6588 | 27.6588 | 27.6588 | 27.6588 | 27.6588 | 27.6588 | 27.6588 | 27.6588 | 27.6588 | 27.6588 | 27.6588 | 27.6588 | 27.6588 | 27.6588 | 27.6588 | 27.6588 | 27.6588 | 27.6588 | 27.6588 | 27.6588 | 27.6588 | 27.6588 | 27.6588 | 27.6588 | 27.6588 | 27.6588 | 27.6588 | 27.6588 | 27.6588 | 27.6588 | 27.6588 | 27.6588 | 27.6588 | 27.6588 | 27.6588 | 27.6588 | 27.6588 | 27.6588 | 27.6588 | 27.6588 | 27.6588 | 27.6588 | 27.6588 | 27.6588 | 27.6588 | 27.6588 | 27.6588 | 27.6588 | 27.6588 | 27.6588 | 27.6588 | 27.6588 | 27.6588 | 27.6588 | 27.6588 | 27.6588 | 27.6588 | 27.6588 | 27.6588
1915 | 27.6601 | 27.6601 | 27.6601 | 27.6601 | 27.6601 | 27.6601 | 27.6601 | 27.6601 | 27.6601 | 27.6601 | 27.6601 | 27.6601 | 27.6601 | 27.6601 | 27.6601 | 27.6601 | 27.6601 | 27.6601 | 27.6601 | 27.6601 | 27.6601 | 27.6601 | 27.6601 | 27.6601 | 27.6601 | 27.6601 | 27.6601 | 27.6601 | 27.6601 | 27.6601 | 27.6601 | 27.6601 | 27.6601 | 27.6601 | 27.6601 | 27.6601 | 27.6601 | 27.6601 | 27.6601 | 27.6601 | 27.6601 | 27.6601 | 27.6601 | 27.6601 | 27.6601 | 27.6601 | 27.6601 | 27.6601 | 27.6601 | 27.6601 | 27.6601 | 27.6601 | 27.6601 | 27.6601 | 27.6601 | 27.6601 | 27.6601 | 27.6601 | 27.6601 | 27.6601
1916 | 27.6614 | 27.6614 | 27.6614 | 27.6614 | 27.6614 | 27.6614 | 27.6614 | 27.6614 | 27.6614 | 27.6614 | 27.6614 | 27.6614 | 27.6614 | 27.6614 | 27.6614 | 27.6614 | 27.6614 | 27.6614 | 27.6614 | 27.6614 | 27.6614 | 27.6614 | 27.6614 | 27.6614 | 27.6614 | 27.6614 | 27.6614 | 27.6614 | 27.6614 | 27.6614 | 27.6614 | 27.6614 | 27.6614 | 27.6614 | 27.6614 | 27.6614 | 27.6614 | 27.6614 | 27.6614 | 27.6614 | 27.6614 | 27.6614 | 27.6614 | 27.6614 | 27.6614 | 27.6614 | 27.6614 | 27.6614 | 27.6614 | 27.6614 | 27.6614 | 27.6614 | 27.6614 | 27.6614 | 27.6614 | 27.6614 | 27.6614 | 27.6614 | 27.6614 | 27.6614
1917 | 27.6627 | 27.6627 | 27.6627 | 27.6627 | 27.6627 | 27.6627 | 27.6627 | 27.6627 | 27.6627 | 27.6627 | 27.6627 | 27.6627 | 27.6627 | 27.6627 | 27.6627 | 27.6627 | 27.6627 | 27.6627 | 27.6627 | 27.6627 | 27.6627 | 27.6627 | 27.6627 | 27.6627 | 27.6627 | 27.6627 | 27.6627 | 27.6627 | 27.6627 | 27.6627 | 27.6627 | 27.6627 | 27.6627 | 27.6627 | 27.6627 | 27.6627 | 27.6627 | 27.6627 | 27.6627 | 27.6627 | 27.6627 | 27.6627 | 27.6627 | 27.6627 | 27.6627 | 27.6627 | 27.6627 | 27.6627 | 27.6627 | 27.6627 | 27.6627 | 27.6627 | 27.6627 | 27.6627 | 27.6627 | 27.6627 | 27.6627 | 27.6627 | 27.6627 | 27.6627
1918 | 27.664 | 27.664 | 27.664 | 27.664 | 27.664 | 27.664 | 27.664 | 27.664 | 27.664 | 27.664 | 27.664 | 27.664 | 27.664 | 27.664 | 27.664 | 27.664 | 27.664 | 27.664 | 27.664 | 27.664 | 27.664 | 27.664 | 27.664 | 27.664 | 27.664 | 27.664 | 27.664 | 27.664 | 27.664 | 27.664 | 27.664 | 27.664 | 27.664 | 27.664 | 27.664 | 27.664 | 27.664 | 27.664 | 27.664 | 27.664 | 27.664 | 27.664 | 27.664 | 27.664 | 27.664 | 27.664 | 27.664 | 27.664 | 27.664 | 27.664 | 27.664 | 27.664 | 27.664 | 27.664 | 27.664 | 27.664 | 27.664 | 27.664 | 27.664 | 27.664
1919 | 27.6653 | 27.6653 | 27.6653 | 27.6653 | 27.6653 | 27.6653 | 27.6653 | 27.6653 | 27.6653 | 27.6653 | 27.6653 | 27.6653 | 27.6653 | 27.6653 | 27.6653 | 27.6653 | 27.6653 | 27.6653 | 27.6653 | 27.6653 | 27.6653 | 27.6653 | 27.6653 | 27.6653 | 27.6653 | 27.6653 | 27.6653 | 27.6653 | 27.6653 | 27.6653 | 27.6653 | 27.6653 | 27.6653 | 27.6653 | 27.6653 | 27.6653 | 27.6653 | 27.6653 | 27.6653 | 27.6653 | 27.6653 | 27.6653 | 27.6653 | 27.6653 | 27.6653 | 27.6653 | 27.6653 | 27.6653 | 27.6653 | 27.6653 | 27.6653 | 27.6653 | 27.6653 | 27.6653 | 27.6653 | 27.6653 | 27.6653 | 27.6653 | 27.6653 | 27.6653
1920 | 27.6666 | 27.6666 | 27.6666 | 27.6666 | 27.6666 | 27.6666 | 27.6666 | 27.6666 | 27.6666 | 27.6666 | 27.6666 | 27.6666 | 27.6666 | 27.6666 | 27.6666 | 27.6666 | 27.6666 | 27.6666 | 27.6666 | 27.6666 | 27.6666 | 27.6666 | 27.6666 | 27.6666 | 27.6666 | 27.6666 | 27.6666 | 27.6666 | 27.6666 | 27.6666 | 27.6666 | 27.6666 | 27.6666 | 27.6666 | 27.6666 | 27.6666 | 27.6666 | 27.6666 | 27.6666 | 27.6666 | 27.6666 | 27.6666 | 27.6666 | 27.6666 | 27.6666 | 27.6666 | 27.6666 | 27.6666 | 27.6666 | 27.6666 | 27.6666 | 27.6666 | 27.6666 | 27.6666 | 27.6666 | 27.6666 | 27.6666 | 27.6666 | 27.6666 | 27.6666
1921 | 27.6679 | 27.6679 | 27.6679 | 27.6679 | 27.6679 | 27.6679 | 27.6679 | 27.6679 | 27.6679 | 27.6679 | 27.6679 | 27.6679 | 27.6679 | 27.6679 | 27.6679 | 27.6679 | 27.6679 | 27.6679 | 27.6679 | 27.6679 | 27.6679 | 27.6679 | 27.6679 | 27.6679 | 27.6679 | 27.6679 | 27.6679 | 27.6679 | 27.6679 | 27.6679 | 27.6679 | 27.6679 | 27.6679 | 27.6679 | 27.6679 | 27.6679 | 27.6679 | 27.6679 | 27.6679 | 27.6679 | 27.6679 | 27.6679 | 27.6679 | 27.6679 | 27.6679 | 27.6679 | 27.6679 | 27.6679 | 27.6679 | 27.6679 | 27.6679 | 27.6679 | 27.6679 | 27.6679 | 27.6679 | 27.6679 | 27.6679 | 27.6679 | 27.6679 | 27.6679
1922 | 27.6692 | 27.6692 | 27.6692 | 27.6692 | 27.6692 | 27.6692 | 27.6692 | 27.6692 | 27.6692 | 27.6692 | 27.6692 | 27.6692 | 27.6692 | 27.6692 | 27.6692 | 27.6692 | 27.6692 | 27.6692 | 27.6692 | 27.6692 | 27.6692 | 27.6692 | 27.6692 | 27.6692 | 27.6692 | 27.6692 | 27.6692 | 27.6692 | 27.6692 | 27.6692 | 27.6692 | 27.6692 | 27.6692 | 27.6692 | 27.6692 | 27.6692 | 27.6692 | 27.6692 | 27.6692 | 27.6692 | 27.6692 | 27.6692 | 27.6692 | 27.6692 | 27.6692 | 27.6692 | 27.6692 | 27.6692 | 27.6692 | 27.6692 | 27.6692 | 27.6692 | 27.6692 | 27.6692 | 27.6692 | 27.6692 | 27.6692 | 27.6692 | 27.6692 | 27.6692
1923 | 27.6705 | 27.6705 | 27.6705 | 27.6705 | 27.6705 | 27.6705 | 27.6705 | 27.6705 | 27.6705 | 27.6705 | 27.6705 | 27.6705 | 27.6705 | 27.6705 | 27.6705 | 27.6705 | 27.6705 | 27.6705 | 27.6705 | 27.6705 | 27.6705 | 27.6705 | 27.6705 | 27.6705 | 27.6705 | 27.6705 | 27.6705 | 27.6705 | 27.6705 | 27.6705 | 27.6705 | 27.6705 | 27.6705 | 27.6705 | 27.6705 | 27.6705 | 27.6705 | 27.6705 | 27.6705 | 27.6705 | 27.6705 | 27.6705 | 27.6705 | 27.6705 | 27.6705 | 27.6705 | 27.6705 | 27.6705 | 27.6705 | 27.6705 | 27.6705 | 27.6705 | 27.6705 | 27.6705 | 27.6705 | 27.6705 | 27.6705 | 27.6705 | 27.6705 | 27.6705
1924 | 27.6718 | 27.6718 | 27.6718 | 27.6718 | 27.6718 | 27.6718 | 27.6718 | 27.6718 | 27.6718 | 27.6718 | 27.6718 | 27.6718 | 27.6718 | 27.6718 | 27.6718 | 27.6718 | 27.6718 | 27.6718 | 27.6718 | 27.6718 | 27.6718 | 27.6718 | 27.6718 | 27.6718 | 27.6718 | 27.6718 | 27.6718 | 27.6718 | 27.6718 | 27.6718 | 27.6718 | 27.6718 | 27.6718 | 27.6718 | 27.6718 | 27.6718 | 27.6718 | 27.6718 | 27.6718 | 27.6718 | 27.6718 | 27.6718 | 27.6718 | 27.6718 | 27.6718 | 27.6718 | 27.6718 | 27.6718 | 27.6718 | 27.6718 | 27.6718 | 27.6718 | 27.6718 | 27.6718 | 27.6718 | 27.6718 | 27.6718 | 27.6718 | 27.6718 | 27.6718
1925 | 27.6731 | 27.6731 | 27.6731 | 27.6731 | 27.6731 | 27.6731 | 27.6731 | 27.6731 | 27.6731 | 27.6731 | 27.6731 | 27.6731 | 27.6731 | 27.6731 | 27.6731 | 27.6731 | 27.6731 | 27.6731 | 27.6731 | 27.6731 | 27.6731 | 27.6731 | 27.6731 | 27.6731 | 27.6731 | 27.6731 | 27.6731 | 27.6731 | 27.6731 | 27.6731 | 27.6731 | 27.6731 | 27.6731 | 27.6731 | 27.6731 | 27.6731 | 27.6731 | 27.6731 | 27.6731 | 27.6731 | 27.6731 | 27.6731 | 27.6731 | 27.6731 | 27.6731 | 27.6731 | 27.6731 | 27.6731 | 27.6731 | 27.6731 | 27.6731 | 27.6731 | 27.6731 | 27.6731 | 27.6731 | 27.6731 | 27.6731 | 27.6731 | 27.6731 | 27.6731
1926 | 27.6744 | 27.6744 | 27.6744 | 27.6744 | 27.6744 | 27.6744 | 27.6744 | 27.6744 | 27.6744 | 27.6744 | 27.6744 | 27.6744 | 27.6744 | 27.6744 | 27.6744 | 27.6744 | 27.6744 | 27.6744 | 27.6744 | 27.6744 | 27.6744 | 27.6744 | 27.6744 | 27.6744 | 27.6744 | 27.6744 | 27.6744 | 27.6744 | 27.6744 | 27.6744 | 27.6744 | 27.6744 | 27.6744 | 27.6744 | 27.6744 | 27.6744 | 27.6744 | 27.6744 | 27.6744 | 27.6744 | 27.6744 | 27.6744 | 27.6744 | 27.6744 | 27.6744 | 27.6744 | 27.6744 | 27.6744 | 27.6744 | 27.6744 | 27.6744 | 27.6744 | 27.6744 | 27.6744 | 27.6744 | 27.6744 | 27.6744 | 27.6744 | 27.6744 | 27.6744
1927 | 27.6757 | 27.6757 | 27.6757 | 27.6757 | 27.6757 | 27.6757 | 27.6757 | 27.6757 | 27.6757 | 27.6757 | 27.6757 | 27.6757 | 27.6757 | 27.6757 | 27.6757 | 27.6757 | 27.6757 | 27.6757 | 27.6757 | 27.6757 | 27.6757 | 27.6757 | 27.6757 | 27.6757 | 27.6757 | 27.6757 | 27.6757 | 27.6757 | 27.6757 | 27.6757 | 27.6757 | 27.6757 | 27.6757 | 27.6757 | 27.6757 | 27.6757 | 27.6757 | 27.6757 | 27.6757 | 27.6757 | 27.6757 | 27.6757 | 27.6757 | 27.6757 | 27.6757 | 27.6757 | 27.6757 | 27.6757 | 27.6757 | 27.6757 | 27.6757 | 27.6757 | 27.6757 | 27.6757 | 27.6757 | 27.6757 | 27.6757 | 27.6757 | 27.6757 | 27.6757
1928 | 27.677 | 27.677 | 27.677 | 27.677 | 27.677 | 27.677 | 27.677 | 27.677 | 27.677 | 27.677 | 27.677 | 27.677 | 27.677 | 27.677 | 27.677 | 27.677 | 27.677 | 27.677 | 27.677 | 27.677 | 27.677 | 27.677 | 27.677 | 27.677 | 27.677 | 27.677 | 27.677 | 27.677 | 27.677 | 27.677 | 27.677 | 27.677 | 27.677 | 27.677 | 27.677 | 27.677 | 27.677 | 27.677 | 27.677 | 27.677 | 27.677 | 27.677 | 27.677 | 27.677 | 27.677 | 27.677 | 27.677 | 27.677 | 27.677 | 27.677 | 27.677 | 27.677 | 27.677 | 27.677 | 27.677 | 27.677 | 27.677 | 27.677 | 27.677 | 27.677
1929 | 27.6783 | 27.6783 | 27.6783 | 27.6783 | 27.6783 | 27.6783 | 27.6783 | 27.6783 | 27.6783 | 27.6783 | 27.6783 | 27.6783 | 27.6783 | 27.6783 | 27.6783 | 27.6783 | 27.6783 | 27.6783 | 27.6783 | 27.6783 | 27.6783 | 27.6783 | 27.6783 | 27.6783 | 27.6783 | 27.6783 | 27.6783 | 27.6783 | 27.6783 | 27.6783 | 27.6783 | 27.6783 | 27.6783 | 27.6783 | 27.6783 | 27.6783 | 27.6783 | 27.6783 | 27.6783 | 27.6783 | 27.6783 | 27.6783 | 27.6783 | 27.6783 | 27.6783 | 27.6783 | 27.6783 | 27.6783 | 27.6783 | 27.6783 | 27.6783 | 27.6783 | 27.6783 | 27.6783 | 27.6783 | 27.6783 | 27.6783 | 27.6783 | 27.6783 | 27.6783
1930 | 27.6796 | 27.6796 | 27.6796 | 27.6796 | 27.6796 | 27.6796 | 27.6796 | 27.6796 | 27.6796 | 27.6796 | 27.6796 | 27.6796 | 27.6796 | 27.6796 | 27.6796 | 27.6796 | 27.6796 | 27.6796 | 27.6796 | 27.6796 | 27.6796 | 27.6796 | 27.6796 | 27.6796 | 27.6796 | 27.6796 | 27.6796 | 27.6796 | 27.6796 | 27.6796 | 27.6796 | 27.6796 | 27.6796 | 27.6796 | 27.6796 | 27.6796 | 27.6796 | 27.6796 | 27.6796 | 27.6796 | 27.6796 | 27.6796 | 27.6796 | 27.6796 | 27.6796 | 27.6796 | 27.6796 | 27.6796 | 27.6796 | 27.6796 | 27.6796 | 27.6796 | 27.6796 | 27.6796 | 27.6796 | 27.6796 | 27.6796 | 27.6796 | 27.6796 | 27.6796
1931 | 27.6809 | 27.6809 | 27.6809 | 27.6809 | 27.6809 | 27.6809 | 27.6809 | 27.6809 | 27.6809 | 27.6809 | 27.6809 | 27.6809 | 27.6809 | 27.6809 | 27.6809 | 27.6809 | 27.6809 | 27.6809 | 27.6809 | 27.6809 | 27.6809 | 27.6809 | 27.6809 | 27.6809 | 27.6809 | 27.6809 | 27.6809 | 27.6809 | 27.6809 | 27.6809 | 27.6809 | 27.6809 | 27.6809 | 27.6809 | 27.6809 | 27.6809 | 27.6809 | 27.6809 | 27.6809 | 27.6809 | 27.6809 | 27.6809 | 27.6809 | 27.6809 | 27.6809 | 27.6809 | 27.6809 | 27.6809 | 27.6809 | 27.6809 | 27.6809 | 27.6809 | 27.6809 | 27.6809 | 27.6809 | 27.6809 | 27.6809 | 27.6809 | 27.6809 | 27.6809
1932 | 27.6822 | 27.6822 | 27.6822 | 27.6822 | 27.6822 | 27.6822 | 27.6822 | 27.6822 | 27.6822 | 27.6822 | 27.6822 | 27.6822 | 27.6822 | 27.6822 | 27.6822 | 27.6822 | 27.6822 | 27.6822 | 27.6822 | 27.6822 | 27.6822 | 27.6822 | 27.6822 | 27.6822 | 27.6822 | 27.6822 | 27.6822 | 27.6822 | 27.6822 | 27.6822 | 27.6822 | 27.6822 | 27.6822 | 27.6822 | 27.6822 | 27.6822 | 27.6822 | 27.6822 | 27.6822 | 27.6822 | 27.6822 | 27.6822 | 27.6822 | 27.6822 | 27.6822 | 27.6822 | 27.6822 | 27.6822 | 27.6822 | 27.6822 | 27.6822 | 27.6822 | 27.6822 | 27.6822 | 27.6822 | 27.6822 | 27.6822 | 27.6822 | 27.6822 | 27.6822
1933 | 27.6835 | 27.6835 | 27.6835 | 27.6835 | 27.6835 | 27.6835 | 27.6835 | 27.6835 | 27.6835 | 27.6835 | 27.6835 | 27.6835 | 27.6835 | 27.6835 | 27.6835 | 27.6835 | 27.6835 | 27.6835 | 27.6835 | 27.6835 | 27.6835 | 27.6835 | 27.6835 | 27.6835 | 27.6835 | 27.6835 | 27.6835 | 27.6835 | 27.6835 | 27.6835 | 27.6835 | 27.6835 | 27.6835 | 27.6835 | 27.6835 | 27.6835 | 27.6835 | 27.6835 | 27.6835 | 27.6835 | 27.6835 | 27.6835 | 27.6835 | 27.6835 | 27.6835 | 27.6835 | 27.6835 | 27.6835 | 27.6835 | 27.6835 | 27.6835 | 27.6835 | 27.6835 | 27.6835 | 27.6835 | 27.6835 | 27.6835 | 27.6835 | 27.6835 | 27.6835
1934 | 27.6848 | 27.6848 | 27.6848 | 27.6848 | 27.6848 | 27.6848 | 27.6848 | 27.6848 | 27.6848 | 27.6848 | 27.6848 | 27.6848 | 27.6848 | 27.6848 | 27.6848 | 27.6848 | 27.6848 | 27.6848 | 27.6848 | 27.6848 | 27.6848 | 27.6848 | 27.6848 | 27.6848 | 27.6848 | 27.6848 | 27.6848 | 27.6848 | 27.6848 | 27.6848 | 27.6848 | 27.6848 | 27.6848 | 27.6848 | 27.6848 | 27.6848 | 27.6848 | 27.6848 | 27.6848 | 27.6848 | 27.6848 | 27.6848 | 27.6848 | 27.6848 | 27.6848 | 27.6848 | 27.6848 | 27.6848 | 27.6848 | 27.6848 | 27.6848 | 27.6848 | 27.6848 | 27.6848 | 27.6848 | 27.6848 | 27.6848 | 27.6848 | 27.6848 | 27.6848
1935 | 27.6861 | 27.6861 | 27.6861 | 27.6861 | 27.6861 | 27.6861 | 27.6861 | 27.6861 | 27.6861 | 27.6861 | 27.6861 | 27.6861 | 27.6861 | 27.6861 | 27.6861 | 27.6861 | 27.6861 | 27.6861 | 27.6861 | 27.6861 | 27.6861 | 27.6861 | 27.6861 | 27.6861 | 27.6861 | 27.6861 | 27.6861 | 27.6861 | 27.6861 | 27.6861 | 27.6861 | 27.6861 | 27.6861 | 27.6861 | 27.6861 | 27.6861 | 27.6861 | 27.6861 | 27.6861 | 27.6861 | 27.6861 | 27.6861 | 27.6861 | 27.6861 | 27.6861 | 27.6861 | 27.6861 | 27.6861 | 27.6861 | 27.6861 | 27.6861 | 27.6861 | 27.6861 | 27.6861 | 27.6861 | 27.6861 | 27.6861 | 27.6861 | 27.6861 | 27.6861
1936 | 27.6873 | 27.6873 | 27.6873 | 27.6873 | 27.6873 | 27.6873 | 27.6873 | 27.6873 | 27.6873 | 27.6873 | 27.6873 | 27.6873 | 27.6873 | 27.6873 | 27.6873 | 27.6873 | 27.6873 | 27.6873 | 27.6873 | 27.6873 | 27.6873 | 27.6873 | 27.6873 | 27.6873 | 27.6873 | 27.6873 | 27.6873 | 27.6873 | 27.6873 | 27.6873 | 27.6873 | 27.6873 | 27.6873 | 27.6873 | 27.6873 | 27.6873 | 27.6873 | 27.6873 | 27.6873 | 27.6873 | 27.6873 | 27.6873 | 27.6873 | 27.6873 | 27.6873 | 27.6873 | 27.6873 | 27.6873 | 27.6873 | 27.6873 | 27.6873 | 27.6873 | 27.6873 | 27.6873 | 27.6873 | 27.6873 | 27.6873 | 27.6873 | 27.6873 | 27.6873
1937 | 27.6886 | 27.6886 | 27.6886 | 27.6886 | 27.6886 | 27.6886 | 27.6886 | 27.6886 | 27.6886 | 27.6886 | 27.6886 | 27.6886 | 27.6886 | 27.6886 | 27.6886 | 27.6886 | 27.6886 | 27.6886 | 27.6886 | 27.6886 | 27.6886 | 27.6886 | 27.6886 | 27.6886 | 27.6886 | 27.6886 | 27.6886 | 27.6886 | 27.6886 | 27.6886 | 27.6886 | 27.6886 | 27.6886 | 27.6886 | 27.6886 | 27.6886 | 27.6886 | 27.6886 | 27.6886 | 27.6886 | 27.6886 | 27.6886 | 27.6886 | 27.6886 | 27.6886 | 27.6886 | 27.6886 | 27.6886 | 27.6886 | 27.6886 | 27.6886 | 27.6886 | 27.6886 | 27.6886 | 27.6886 | 27.6886 | 27.6886 | 27.6886 | 27.6886 | 27.6886
1938 | 27.6899 | 27.6899 | 27.6899 | 27.6899 | 27.6899 | 27.6899 | 27.6899 | 27.6899 | 27.6899 | 27.6899 | 27.6899 | 27.6899 | 27.6899 | 27.6899 | 27.6899 | 27.6899 | 27.6899 | 27.6899 | 27.6899 | 27.6899 | 27.6899 | 27.6899 | 27.6899 | 27.6899 | 27.6899 | 27.6899 | 27.6899 | 27.6899 | 27.6899 | 27.6899 | 27.6899 | 27.6899 | 27.6899 | 27.6899 | 27.6899 | 27.6899 | 27.6899 | 27.6899 | 27.6899 | 27.6899 | 27.6899 | 27.6899 | 27.6899 | 27.6899 | 27.6899 | 27.6899 | 27.6899 | 27.6899 | 27.6899 | 27.6899 | 27.6899 | 27.6899 | 27.6899 | 27.6899 | 27.6899 | 27.6899 | 27.6899 | 27.6899 | 27.6899 | 27.6899
1939 | 27.6912 | 27.6912 | 27.6912 | 27.6912 | 27.6912 | 27.6912 | 27.6912 | 27.6912 | 27.6912 | 27.6912 | 27.6912 | 27.6912 | 27.6912 | 27.6912 | 27.6912 | 27.6912 | 27.6912 | 27.6912 | 27.6912 | 27.6912 | 27.6912 | 27.6912 | 27.6912 | 27.6912 | 27.6912 | 27.6912 | 27.6912 | 27.6912 | 27.6912 | 27.6912 | 27.6912 | 27.6912 | 27.6912 | 27.6912 | 27.6912 | 27.6912 | 27.6912 | 27.6912 | 27.6912 | 27.6912 | 27.6912 | 27.6912 | 27.6912 | 27.6912 | 27.6912 | 27.6912 | 27.6912 | 27.6912 | 27.6912 | 27.6912 | 27.6912 | 27.6912 | 27.6912 | 27.6912 | 27.6912 | 27.6912 | 27.6912 | 27.6912 | 27.6912 | 27.6912
1940 | 27.6925 | 27.6925 | 27.6925 | 27.6925 | 27.6925 | 27.6925 | 27.6925 | 27.6925 | 27.6925 | 27.6925 | 27.6925 | 27.6925 | 27.6925 | 27.6925 | 27.6925 | 27.6925 | 27.6925 | 27.6925 | 27.6925 | 27.6925 | 27.6925 | 27.6925 | 27.6925 | 27.6925 | 27.6925 | 27.6925 | 27.6925 | 27.6925 | 27.6925 | 27.6925 | 27.6925 | 27.6925 | 27.6925 | 27.6925 | 27.6925 | 27.6925 | 27.6925 | 27.6925 | 27.6925 | 27.6925 | 27.6925 | 27.6925 | 27.6925 | 27.6925 | 27.6925 | 27.6925 | 27.6925 | 27.6925 | 27.6925 | 27.6925 | 27.6925 | 27.6925 | 27.6925 | 27.6925 | 27.6925 | 27.6925 | 27.6925 | 27.6925 | 27.6925 | 27.6925
1941 | 27.6938 | 27.6938 | 27.6938 | 27.6938 | 27.6938 | 27.6938 | 27.6938 | 27.6938 | 27.6938 | 27.6938 | 27.6938 | 27.6938 | 27.6938 | 27.6938 | 27.6938 | 27.6938 | 27.6938 | 27.6938 | 27.6938 | 27.6938 | 27.6938 | 27.6938 | 27.6938 | 27.6938 | 27.6938 | 27.6938 | 27.6938 | 27.6938 | 27.6938 | 27.6938 | 27.6938 | 27.6938 | 27.6938 | 27.6938 | 27.6938 | 27.6938 | 27.6938 | 27.6938 | 27.6938 | 27.6938 | 27.6938 | 27.6938 | 27.6938 | 27.6938 | 27.6938 | 27.6938 | 27.6938 | 27.6938 | 27.6938 | 27.6938 | 27.6938 | 27.6938 | 27.6938 | 27.6938 | 27.6938 | 27.6938 | 27.6938 | 27.6938 | 27.6938 | 27.6938
1942 | 27.6951 | 27.6951 | 27.6951 | 27.6951 | 27.6951 | 27.6951 | 27.6951 | 27.6951 | 27.6951 | 27.6951 | 27.6951 | 27.6951 | 27.6951 | 27.6951 | 27.6951 | 27.6951 | 27.6951 | 27.6951 | 27.6951 | 27.6951 | 27.6951 | 27.6951 | 27.6951 | 27.6951 | 27.6951 | 27.6951 | 27.6951 | 27.6951 | 27.6951 | 27.6951 | 27.6951 | 27.6951 | 27.6951 | 27.6951 | 27.6951 | 27.6951 | 27.6951 | 27.6951 | 27.6951 | 27.6951 | 27.6951 | 27.6951 | 27.6951 | 27.6951 | 27.6951 | 27.6951 | 27.6951 | 27.6951 | 27.6951 | 27.6951 | 27.6951 | 27.6951 | 27.6951 | 27.6951 | 27.6951 | 27.6951 | 27.6951 | 27.6951 | 27.6951 | 27.6951
1943 | 27.6964 | 27.6964 | 27.6964 | 27.6964 | 27.6964 | 27.6964 | 27.6964 | 27.6964 | 27.6964 | 27.6964 | 27.6964 | 27.6964 | 27.6964 | 27.6964 | 27.6964 | 27.6964 | 27.6964 | 27.6964 | 27.6964 | 27.6964 | 27.6964 | 27.6964 | 27.6964 | 27.6964 | 27.6964 | 27.6964 | 27.6964 | 27.6964 | 27.6964 | 27.6964 | 27.6964 | 27.6964 | 27.6964 | 27.6964 | 27.6964 | 27.6964 | 27.6964 | 27.6964 | 27.6964 | 27.6964 | 27.6964 | 27.6964 | 27.6964 | 27.6964 | 27.6964 | 27.6964 | 27.6964 | 27.6964 | 27.6964 | 27.6964 | 27.6964 | 27.6964 | 27.6964 | 27.6964 | 27.6964 | 27.6964 | 27.6964 | 27.6964 | 27.6964 | 27.6964
1944 | 27.6977 | 27.6977 | 27.6977 | 27.6977 | 27.6977 | 27.6977 | 27.6977 | 27.6977 | 27.6977 | 27.6977 | 27.6977 | 27.6977 | 27.6977 | 27.6977 | 27.6977 | 27.6977 | 27.6977 | 27.6977 | 27.6977 | 27.6977 | 27.6977 | 27.6977 | 27.6977 | 27.6977 | 27.6977 | 27.6977 | 27.6977 | 27.6977 | 27.6977 | 27.6977 | 27.6977 | 27.6977 | 27.6977 | 27.6977 | 27.6977 | 27.6977 | 27.6977 | 27.6977 | 27.6977 | 27.6977 | 27.6977 | 27.6977 | 27.6977 | 27.6977 | 27.6977 | 27.6977 | 27.6977 | 27.6977 | 27.6977 | 27.6977 | 27.6977 | 27.6977 | 27.6977 | 27.6977 | 27.6977 | 27.6977 | 27.6977 | 27.6977 | 27.6977 | 27.6977
1945 | 27.6989 | 27.6989 | 27.6989 | 27.6989 | 27.6989 | 27.6989 | 27.6989 | 27.6989 | 27.6989 | 27.6989 | 27.6989 | 27.6989 | 27.6989 | 27.6989 | 27.6989 | 27.6989 | 27.6989 | 27.6989 | 27.6989 | 27.6989 | 27.6989 | 27.6989 | 27.6989 | 27.6989 | 27.6989 | 27.6989 | 27.6989 | 27.6989 | 27.6989 | 27.6989 | 27.6989 | 27.6989 | 27.6989 | 27.6989 | 27.6989 | 27.6989 | 27.6989 | 27.6989 | 27.6989 | 27.6989 | 27.6989 | 27.6989 | 27.6989 | 27.6989 | 27.6989 | 27.6989 | 27.6989 | 27.6989 | 27.6989 | 27.6989 | 27.6989 | 27.6989 | 27.6989 | 27.6989 | 27.6989 | 27.6989 | 27.6989 | 27.6989 | 27.6989 | 27.6989
1946 | 27.7002 | 27.7002 | 27.7002 | 27.7002 | 27.7002 | 27.7002 | 27.7002 | 27.7002 | 27.7002 | 27.7002 | 27.7002 | 27.7002 | 27.7002 | 27.7002 | 27.7002 | 27.7002 | 27.7002 | 27.7002 | 27.7002 | 27.7002 | 27.7002 | 27.7002 | 27.7002 | 27.7002 | 27.7002 | 27.7002 | 27.7002 | 27.7002 | 27.7002 | 27.7002 | 27.7002 | 27.7002 | 27.7002 | 27.7002 | 27.7002 | 27.7002 | 27.7002 | 27.7002 | 27.7002 | 27.7002 | 27.7002 | 27.7002 | 27.7002 | 27.7002 | 27.7002 | 27.7002 | 27.7002 | 27.7002 | 27.7002 | 27.7002 | 27.7002 | 27.7002 | 27.7002 | 27.7002 | 27.7002 | 27.7002 | 27.7002 | 27.7002 | 27.7002 | 27.7002
1947 | 27.7015 | 27.7015 | 27.7015 | 27.7015 | 27.7015 | 27.7015 | 27.7015 | 27.7015 | 27.7015 | 27.7015 | 27.7015 | 27.7015 | 27.7015 | 27.7015 | 27.7015 | 27.7015 | 27.7015 | 27.7015 | 27.7015 | 27.7015 | 27.7015 | 27.7015 | 27.7015 | 27.7015 | 27.7015 | 27.7015 | 27.7015 | 27.7015 | 27.7015 | 27.7015 | 27.7015 | 27.7015 | 27.7015 | 27.7015 | 27.7015 | 27.7015 | 27.7015 | 27.7015 | 27.7015 | 27.7015 | 27.7015 | 27.7015 | 27.7015 | 27.7015 | 27.7015 | 27.7015 | 27.7015 | 27.7015 | 27.7015 | 27.7015 | 27.7015 | 27.7015 | 27.7015 | 27.7015 | 27.7015 | 27.7015 | 27.7015 | 27.7015 | 27.7015 | 27.7015
1948 | 27.7028 | 27.7028 | 27.7028 | 27.7028 | 27.7028 | 27.7028 | 27.7028 | 27.7028 | 27.7028 | 27.7028 | 27.7028 | 27.7028 | 27.7028 | 27.7028 | 27.7028 | 27.7028 | 27.7028 | 27.7028 | 27.7028 | 27.7028 | 27.7028 | 27.7028 | 27.7028 | 27.7028 | 27.7028 | 27.7028 | 27.7028 | 27.7028 | 27.7028 | 27.7028 | 27.7028 | 27.7028 | 27.7028 | 27.7028 | 27.7028 | 27.7028 | 27.7028 | 27.7028 | 27.7028 | 27.7028 | 27.7028 | 27.7028 | 27.7028 | 27.7028 | 27.7028 | 27.7028 | 27.7028 | 27.7028 | 27.7028 | 27.7028 | 27.7028 | 27.7028 | 27.7028 | 27.7028 | 27.7028 | 27.7028 | 27.7028 | 27.7028 | 27.7028 | 27.7028
1949 | 27.7041 | 27.7041 | 27.7041 | 27.7041 | 27.7041 | 27.7041 | 27.7041 | 27.7041 | 27.7041 | 27.7041 | 27.7041 | 27.7041 | 27.7041 | 27.7041 | 27.7041 | 27.7041 | 27.7041 | 27.7041 | 27.7041 | 27.7041 | 27.7041 | 27.7041 | 27.7041 | 27.7041 | 27.7041 | 27.7041 | 27.7041 | 27.7041 | 27.7041 | 27.7041 | 27.7041 | 27.7041 | 27.7041 | 27.7041 | 27.7041 | 27.7041 | 27.7041 | 27.7041 | 27.7041 | 27.7041 | 27.7041 | 27.7041 | 27.7041 | 27.7041 | 27.7041 | 27.7041 | 27.7041 | 27.7041 | 27.7041 | 27.7041 | 27.7041 | 27.7041 | 27.7041 | 27.7041 | 27.7041 | 27.7041 | 27.7041 | 27.7041 | 27.7041 | 27.7041
1950 | 27.7054 | 27.7054 | 27.7054 | 27.7054 | 27.7054 | 27.7054 | 27.7054 | 27.7054 | 27.7054 | 27.7054 | 27.7054 | 27.7054 | 27.7054 | 27.7054 | 27.7054 | 27.7054 | 27.7054 | 27.7054 | 27.7054 | 27.7054 | 27.7054 | 27.7054 | 27.7054 | 27.7054 | 27.7054 | 27.7054 | 27.7054 | 27.7054 | 27.7054 | 27.7054 | 27.7054 | 27.7054 | 27.7054 | 27.7054 | 27.7054 | 27.7054 | 27.7054 | 27.7054 | 27.7054 | 27.7054 | 27.7054 | 27.7054 | 27.7054 | 27.7054 | 27.7054 | 27.7054 | 27.7054 | 27.7054 | 27.7054 | 27.7054 | 27.7054 | 27.7054 | 27.7054 | 27.7054 | 27.7054 | 27.7054 | 27.7054 | 27.7054 | 27.7054 | 27.7054
1951 | 27.7066 | 27.7066 | 27.7066 | 27.7066 | 27.7066 | 27.7066 | 27.7066 | 27.7066 | 27.7066 | 27.7066 | 27.7066 | 27.7066 | 27.7066 | 27.7066 | 27.7066 | 27.7066 | 27.7066 | 27.7066 | 27.7066 | 27.7066 | 27.7066 | 27.7066 | 27.7066 | 27.7066 | 27.7066 | 27.7066 | 27.7066 | 27.7066 | 27.7066 | 27.7066 | 27.7066 | 27.7066 | 27.7066 | 27.7066 | 27.7066 | 27.7066 | 27.7066 | 27.7066 | 27.7066 | 27.7066 | 27.7066 | 27.7066 | 27.7066 | 27.7066 | 27.7066 | 27.7066 | 27.7066 | 27.7066 | 27.7066 | 27.7066 | 27.7066 | 27.7066 | 27.7066 | 27.7066 | 27.7066 | 27.7066 | 27.7066 | 27.7066 | 27.7066 | 27.7066
1952 | 27.7079 | 27.7079 | 27.7079 | 27.7079 | 27.7079 | 27.7079 | 27.7079 | 27.7079 | 27.7079 | 27.7079 | 27.7079 | 27.7079 | 27.7079 | 27.7079 | 27.7079 | 27.7079 | 27.7079 | 27.7079 | 27.7079 | 27.7079 | 27.7079 | 27.7079 | 27.7079 | 27.7079 | 27.7079 | 27.7079 | 27.7079 | 27.7079 | 27.7079 | 27.7079 | 27.7079 | 27.7079 | 27.7079 | 27.7079 | 27.7079 | 27.7079 | 27.7079 | 27.7079 | 27.7079 | 27.7079 | 27.7079 | 27.7079 | 27.7079 | 27.7079 | 27.7079 | 27.7079 | 27.7079 | 27.7079 | 27.7079 | 27.7079 | 27.7079 | 27.7079 | 27.7079 | 27.7079 | 27.7079 | 27.7079 | 27.7079 | 27.7079 | 27.7079 | 27.7079
1953 | 27.7092 | 27.7092 | 27.7092 | 27.7092 | 27.7092 | 27.7092 | 27.7092 | 27.7092 | 27.7092 | 27.7092 | 27.7092 | 27.7092 | 27.7092 | 27.7092 | 27.7092 | 27.7092 | 27.7092 | 27.7092 | 27.7092 | 27.7092 | 27.7092 | 27.7092 | 27.7092 | 27.7092 | 27.7092 | 27.7092 | 27.7092 | 27.7092 | 27.7092 | 27.7092 | 27.7092 | 27.7092 | 27.7092 | 27.7092 | 27.7092 | 27.7092 | 27.7092 | 27.7092 | 27.7092 | 27.7092 | 27.7092 | 27.7092 | 27.7092 | 27.7092 | 27.7092 | 27.7092 | 27.7092 | 27.7092 | 27.7092 | 27.7092 | 27.7092 | 27.7092 | 27.7092 | 27.7092 | 27.7092 | 27.7092 | 27.7092 | 27.7092 | 27.7092 | 27.7092
1954 | 27.7105 | 27.7105 | 27.7105 | 27.7105 | 27.7105 | 27.7105 | 27.7105 | 27.7105 | 27.7105 | 27.7105 | 27.7105 | 27.7105 | 27.7105 | 27.7105 | 27.7105 | 27.7105 | 27.7105 | 27.7105 | 27.7105 | 27.7105 | 27.7105 | 27.7105 | 27.7105 | 27.7105 | 27.7105 | 27.7105 | 27.7105 | 27.7105 | 27.7105 | 27.7105 | 27.7105 | 27.7105 | 27.7105 | 27.7105 | 27.7105 | 27.7105 | 27.7105 | 27.7105 | 27.7105 | 27.7105 | 27.7105 | 27.7105 | 27.7105 | 27.7105 | 27.7105 | 27.7105 | 27.7105 | 27.7105 | 27.7105 | 27.7105 | 27.7105 | 27.7105 | 27.7105 | 27.7105 | 27.7105 | 27.7105 | 27.7105 | 27.7105 | 27.7105 | 27.7105
1955 | 27.7118 | 27.7118 | 27.7118 | 27.7118 | 27.7118 | 27.7118 | 27.7118 | 27.7118 | 27.7118 | 27.7118 | 27.7118 | 27.7118 | 27.7118 | 27.7118 | 27.7118 | 27.7118 | 27.7118 | 27.7118 | 27.7118 | 27.7118 | 27.7118 | 27.7118 | 27.7118 | 27.7118 | 27.7118 | 27.7118 | 27.7118 | 27.7118 | 27.7118 | 27.7118 | 27.7118 | 27.7118 | 27.7118 | 27.7118 | 27.7118 | 27.7118 | 27.7118 | 27.7118 | 27.7118 | 27.7118 | 27.7118 | 27.7118 | 27.7118 | 27.7118 | 27.7118 | 27.7118 | 27.7118 | 27.7118 | 27.7118 | 27.7118 | 27.7118 | 27.7118 | 27.7118 | 27.7118 | 27.7118 | 27.7118 | 27.7118 | 27.7118 | 27.7118 | 27.7118
1956 | 27.713 | 27.713 | 27.713 | 27.713 | 27.713 | 27.713 | 27.713 | 27.713 | 27.713 | 27.713 | 27.713 | 27.713 | 27.713 | 27.713 | 27.713 | 27.713 | 27.713 | 27.713 | 27.713 | 27.713 | 27.713 | 27.713 | 27.713 | 27.713 | 27.713 | 27.713 | 27.713 | 27.713 | 27.713 | 27.713 | 27.713 | 27.713 | 27.713 | 27.713 | 27.713 | 27.713 | 27.713 | 27.713 | 27.713 | 27.713 | 27.713 | 27.713 | 27.713 | 27.713 | 27.713 | 27.713 | 27.713 | 27.713 | 27.713 | 27.713 | 27.713 | 27.713 | 27.713 | 27.713 | 27.713 | 27.713 | 27.713 | 27.713 | 27.713 | 27.713
1957 | 27.7143 | 27.7143 | 27.7143 | 27.7143 | 27.7143 | 27.7143 | 27.7143 | 27.7143 | 27.7143 | 27.7143 | 27.7143 | 27.7143 | 27.7143 | 27.7143 | 27.7143 | 27.7143 | 27.7143 | 27.7143 | 27.7143 | 27.7143 | 27.7143 | 27.7143 | 27.7143 | 27.7143 | 27.7143 | 27.7143 | 27.7143 | 27.7143 | 27.7143 | 27.7143 | 27.7143 | 27.7143 | 27.7143 | 27.7143 | 27.7143 | 27.7143 | 27.7143 | 27.7143 | 27.7143 | 27.7143 | 27.7143 | 27.7143 | 27.7143 | 27.7143 | 27.7143 | 27.7143 | 27.7143 | 27.7143 | 27.7143 | 27.7143 | 27.7143 | 27.7143 | 27.7143 | 27.7143 | 27.7143 | 27.7143 | 27.7143 | 27.7143 | 27.7143 | 27.7143
1958 | 27.7156 | 27.7156 | 27.7156 | 27.7156 | 27.7156 | 27.7156 | 27.7156 | 27.7156 | 27.7156 | 27.7156 | 27.7156 | 27.7156 | 27.7156 | 27.7156 | 27.7156 | 27.7156 | 27.7156 | 27.7156 | 27.7156 | 27.7156 | 27.7156 | 27.7156 | 27.7156 | 27.7156 | 27.7156 | 27.7156 | 27.7156 | 27.7156 | 27.7156 | 27.7156 | 27.7156 | 27.7156 | 27.7156 | 27.7156 | 27.7156 | 27.7156 | 27.7156 | 27.7156 | 27.7156 | 27.7156 | 27.7156 | 27.7156 | 27.7156 | 27.7156 | 27.7156 | 27.7156 | 27.7156 | 27.7156 | 27.7156 | 27.7156 | 27.7156 | 27.7156 | 27.7156 | 27.7156 | 27.7156 | 27.7156 | 27.7156 | 27.7156 | 27.7156 | 27.7156
1959 | 27.7169 | 27.7169 | 27.7169 | 27.7169 | 27.7169 | 27.7169 | 27.7169 | 27.7169 | 27.7169 | 27.7169 | 27.7169 | 27.7169 | 27.7169 | 27.7169 | 27.7169 | 27.7169 | 27.7169 | 27.7169 | 27.7169 | 27.7169 | 27.7169 | 27.7169 | 27.7169 | 27.7169 | 27.7169 | 27.7169 | 27.7169 | 27.7169 | 27.7169 | 27.7169 | 27.7169 | 27.7169 | 27.7169 | 27.7169 | 27.7169 | 27.7169 | 27.7169 | 27.7169 | 27.7169 | 27.7169 | 27.7169 | 27.7169 | 27.7169 | 27.7169 | 27.7169 | 27.7169 | 27.7169 | 27.7169 | 27.7169 | 27.7169 | 27.7169 | 27.7169 | 27.7169 | 27.7169 | 27.7169 | 27.7169 | 27.7169 | 27.7169 | 27.7169 | 27.7169
1960 | 27.7181 | 27.7181 | 27.7181 | 27.7181 | 27.7181 | 27.7181 | 27.7181 | 27.7181 | 27.7181 | 27.7181 | 27.7181 | 27.7181 | 27.7181 | 27.7181 | 27.7181 | 27.7181 | 27.7181 | 27.7181 | 27.7181 | 27.7181 | 27.7181 | 27.7181 | 27.7181 | 27.7181 | 27.7181 | 27.7181 | 27.7181 | 27.7181 | 27.7181 | 27.7181 | 27.7181 | 27.7181 | 27.7181 | 27.7181 | 27.7181 | 27.7181 | 27.7181 | 27.7181 | 27.7181 | 27.7181 | 27.7181 | 27.7181 | 27.7181 | 27.7181 | 27.7181 | 27.7181 | 27.7181 | 27.7181 | 27.7181 | 27.7181 | 27.7181 | 27.7181 | 27.7181 | 27.7181 | 27.7181 | 27.7181 | 27.7181 | 27.7181 | 27.7181 | 27.7181
1961 | 27.7194 | 27.7194 | 27.7194 | 27.7194 | 27.7194 | 27.7194 | 27.7194 | 27.7194 | 27.7194 | 27.7194 | 27.7194 | 27.7194 | 27.7194 | 27.7194 | 27.7194 | 27.7194 | 27.7194 | 27.7194 | 27.7194 | 27.7194 | 27.7194 | 27.7194 | 27.7194 | 27.7194 | 27.7194 | 27.7194 | 27.7194 | 27.7194 | 27.7194 | 27.7194 | 27.7194 | 27.7194 | 27.7194 | 27.7194 | 27.7194 | 27.7194 | 27.7194 | 27.7194 | 27.7194 | 27.7194 | 27.7194 | 27.7194 | 27.7194 | 27.7194 | 27.7194 | 27.7194 | 27.7194 | 27.7194 | 27.7194 | 27.7194 | 27.7194 | 27.7194 | 27.7194 | 27.7194 | 27.7194 | 27.7194 | 27.7194 | 27.7194 | 27.7194 | 27.7194
1962 | 27.7207 | 27.7207 | 27.7207 | 27.7207 | 27.7207 | 27.7207 | 27.7207 | 27.7207 | 27.7207 | 27.7207 | 27.7207 | 27.7207 | 27.7207 | 27.7207 | 27.7207 | 27.7207 | 27.7207 | 27.7207 | 27.7207 | 27.7207 | 27.7207 | 27.7207 | 27.7207 | 27.7207 | 27.7207 | 27.7207 | 27.7207 | 27.7207 | 27.7207 | 27.7207 | 27.7207 | 27.7207 | 27.7207 | 27.7207 | 27.7207 | 27.7207 | 27.7207 | 27.7207 | 27.7207 | 27.7207 | 27.7207 | 27.7207 | 27.7207 | 27.7207 | 27.7207 | 27.7207 | 27.7207 | 27.7207 | 27.7207 | 27.7207 | 27.7207 | 27.7207 | 27.7207 | 27.7207 | 27.7207 | 27.7207 | 27.7207 | 27.7207 | 27.7207 | 27.7207
1963 | 27.722 | 27.722 | 27.722 | 27.722 | 27.722 | 27.722 | 27.722 | 27.722 | 27.722 | 27.722 | 27.722 | 27.722 | 27.722 | 27.722 | 27.722 | 27.722 | 27.722 | 27.722 | 27.722 | 27.722 | 27.722 | 27.722 | 27.722 | 27.722 | 27.722 | 27.722 | 27.722 | 27.722 | 27.722 | 27.722 | 27.722 | 27.722 | 27.722 | 27.722 | 27.722 | 27.722 | 27.722 | 27.722 | 27.722 | 27.722 | 27.722 | 27.722 | 27.722 | 27.722 | 27.722 | 27.722 | 27.722 | 27.722 | 27.722 | 27.722 | 27.722 | 27.722 | 27.722 | 27.722 | 27.722 | 27.722 | 27.722 | 27.722 | 27.722 | 27.722
1964 | 27.7232 | 27.7232 | 27.7232 | 27.7232 | 27.7232 | 27.7232 | 27.7232 | 27.7232 | 27.7232 | 27.7232 | 27.7232 | 27.7232 | 27.7232 | 27.7232 | 27.7232 | 27.7232 | 27.7232 | 27.7232 | 27.7232 | 27.7232 | 27.7232 | 27.7232 | 27.7232 | 27.7232 | 27.7232 | 27.7232 | 27.7232 | 27.7232 | 27.7232 | 27.7232 | 27.7232 | 27.7232 | 27.7232 | 27.7232 | 27.7232 | 27.7232 | 27.7232 | 27.7232 | 27.7232 | 27.7232 | 27.7232 | 27.7232 | 27.7232 | 27.7232 | 27.7232 | 27.7232 | 27.7232 | 27.7232 | 27.7232 | 27.7232 | 27.7232 | 27.7232 | 27.7232 | 27.7232 | 27.7232 | 27.7232 | 27.7232 | 27.7232 | 27.7232 | 27.7232
1965 | 27.7245 | 27.7245 | 27.7245 | 27.7245 | 27.7245 | 27.7245 | 27.7245 | 27.7245 | 27.7245 | 27.7245 | 27.7245 | 27.7245 | 27.7245 | 27.7245 | 27.7245 | 27.7245 | 27.7245 | 27.7245 | 27.7245 | 27.7245 | 27.7245 | 27.7245 | 27.7245 | 27.7245 | 27.7245 | 27.7245 | 27.7245 | 27.7245 | 27.7245 | 27.7245 | 27.7245 | 27.7245 | 27.7245 | 27.7245 | 27.7245 | 27.7245 | 27.7245 | 27.7245 | 27.7245 | 27.7245 | 27.7245 | 27.7245 | 27.7245 | 27.7245 | 27.7245 | 27.7245 | 27.7245 | 27.7245 | 27.7245 | 27.7245 | 27.7245 | 27.7245 | 27.7245 | 27.7245 | 27.7245 | 27.7245 | 27.7245 | 27.7245 | 27.7245 | 27.7245
1966 | 27.7258 | 27.7258 | 27.7258 | 27.7258 | 27.7258 | 27.7258 | 27.7258 | 27.7258 | 27.7258 | 27.7258 | 27.7258 | 27.7258 | 27.7258 | 27.7258 | 27.7258 | 27.7258 | 27.7258 | 27.7258 | 27.7258 | 27.7258 | 27.7258 | 27.7258 | 27.7258 | 27.7258 | 27.7258 | 27.7258 | 27.7258 | 27.7258 | 27.7258 | 27.7258 | 27.7258 | 27.7258 | 27.7258 | 27.7258 | 27.7258 | 27.7258 | 27.7258 | 27.7258 | 27.7258 | 27.7258 | 27.7258 | 27.7258 | 27.7258 | 27.7258 | 27.7258 | 27.7258 | 27.7258 | 27.7258 | 27.7258 | 27.7258 | 27.7258 | 27.7258 | 27.7258 | 27.7258 | 27.7258 | 27.7258 | 27.7258 | 27.7258 | 27.7258 | 27.7258
1967 | 27.7271 | 27.7271 | 27.7271 | 27.7271 | 27.7271 | 27.7271 | 27.7271 | 27.7271 | 27.7271 | 27.7271 | 27.7271 | 27.7271 | 27.7271 | 27.7271 | 27.7271 | 27.7271 | 27.7271 | 27.7271 | 27.7271 | 27.7271 | 27.7271 | 27.7271 | 27.7271 | 27.7271 | 27.7271 | 27.7271 | 27.7271 | 27.7271 | 27.7271 | 27.7271 | 27.7271 | 27.7271 | 27.7271 | 27.7271 | 27.7271 | 27.7271 | 27.7271 | 27.7271 | 27.7271 | 27.7271 | 27.7271 | 27.7271 | 27.7271 | 27.7271 | 27.7271 | 27.7271 | 27.7271 | 27.7271 | 27.7271 | 27.7271 | 27.7271 | 27.7271 | 27.7271 | 27.7271 | 27.7271 | 27.7271 | 27.7271 | 27.7271 | 27.7271 | 27.7271
1968 | 27.7283 | 27.7283 | 27.7283 | 27.7283 | 27.7283 | 27.7283 | 27.7283 | 27.7283 | 27.7283 | 27.7283 | 27.7283 | 27.7283 | 27.7283 | 27.7283 | 27.7283 | 27.7283 | 27.7283 | 27.7283 | 27.7283 | 27.7283 | 27.7283 | 27.7283 | 27.7283 | 27.7283 | 27.7283 | 27.7283 | 27.7283 | 27.7283 | 27.7283 | 27.7283 | 27.7283 | 27.7283 | 27.7283 | 27.7283 | 27.7283 | 27.7283 | 27.7283 | 27.7283 | 27.7283 | 27.7283 | 27.7283 | 27.7283 | 27.7283 | 27.7283 | 27.7283 | 27.7283 | 27.7283 | 27.7283 | 27.7283 | 27.7283 | 27.7283 | 27.7283 | 27.7283 | 27.7283 | 27.7283 | 27.7283 | 27.7283 | 27.7283 | 27.7283 | 27.7283
1969 | 27.7296 | 27.7296 | 27.7296 | 27.7296 | 27.7296 | 27.7296 | 27.7296 | 27.7296 | 27.7296 | 27.7296 | 27.7296 | 27.7296 | 27.7296 | 27.7296 | 27.7296 | 27.7296 | 27.7296 | 27.7296 | 27.7296 | 27.7296 | 27.7296 | 27.7296 | 27.7296 | 27.7296 | 27.7296 | 27.7296 | 27.7296 | 27.7296 | 27.7296 | 27.7296 | 27.7296 | 27.7296 | 27.7296 | 27.7296 | 27.7296 | 27.7296 | 27.7296 | 27.7296 | 27.7296 | 27.7296 | 27.7296 | 27.7296 | 27.7296 | 27.7296 | 27.7296 | 27.7296 | 27.7296 | 27.7296 | 27.7296 | 27.7296 | 27.7296 | 27.7296 | 27.7296 | 27.7296 | 27.7296 | 27.7296 | 27.7296 | 27.7296 | 27.7296 | 27.7296
1970 | 27.7309 | 27.7309 | 27.7309 | 27.7309 | 27.7309 | 27.7309 | 27.7309 | 27.7309 | 27.7309 | 27.7309 | 27.7309 | 27.7309 | 27.7309 | 27.7309 | 27.7309 | 27.7309 | 27.7309 | 27.7309 | 27.7309 | 27.7309 | 27.7309 | 27.7309 | 27.7309 | 27.7309 | 27.7309 | 27.7309 | 27.7309 | 27.7309 | 27.7309 | 27.7309 | 27.7309 | 27.7309 | 27.7309 | 27.7309 | 27.7309 | 27.7309 | 27.7309 | 27.7309 | 27.7309 | 27.7309 | 27.7309 | 27.7309 | 27.7309 | 27.7309 | 27.7309 | 27.7309 | 27.7309 | 27.7309 | 27.7309 | 27.7309 | 27.7309 | 27.7309 | 27.7309 | 27.7309 | 27.7309 | 27.7309 | 27.7309 | 27.7309 | 27.7309 | 27.7309
1971 | 27.7321 | 27.7321 | 27.7321 | 27.7321 | 27.7321 | 27.7321 | 27.7321 | 27.7321 | 27.7321 | 27.7321 | 27.7321 | 27.7321 | 27.7321 | 27.7321 | 27.7321 | 27.7321 | 27.7321 | 27.7321 | 27.7321 | 27.7321 | 27.7321 | 27.7321 | 27.7321 | 27.7321 | 27.7321 | 27.7321 | 27.7321 | 27.7321 | 27.7321 | 27.7321 | 27.7321 | 27.7321 | 27.7321 | 27.7321 | 27.7321 | 27.7321 | 27.7321 | 27.7321 | 27.7321 | 27.7321 | 27.7321 | 27.7321 | 27.7321 | 27.7321 | 27.7321 | 27.7321 | 27.7321 | 27.7321 | 27.7321 | 27.7321 | 27.7321 | 27.7321 | 27.7321 | 27.7321 | 27.7321 | 27.7321 | 27.7321 | 27.7321 | 27.7321 | 27.7321
1972 | 27.7334 | 27.7334 | 27.7334 | 27.7334 | 27.7334 | 27.7334 | 27.7334 | 27.7334 | 27.7334 | 27.7334 | 27.7334 | 27.7334 | 27.7334 | 27.7334 | 27.7334 | 27.7334 | 27.7334 | 27.7334 | 27.7334 | 27.7334 | 27.7334 | 27.7334 | 27.7334 | 27.7334 | 27.7334 | 27.7334 | 27.7334 | 27.7334 | 27.7334 | 27.7334 | 27.7334 | 27.7334 | 27.7334 | 27.7334 | 27.7334 | 27.7334 | 27.7334 | 27.7334 | 27.7334 | 27.7334 | 27.7334 | 27.7334 | 27.7334 | 27.7334 | 27.7334 | 27.7334 | 27.7334 | 27.7334 | 27.7334 | 27.7334 | 27.7334 | 27.7334 | 27.7334 | 27.7334 | 27.7334 | 27.7334 | 27.7334 | 27.7334 | 27.7334 | 27.7334
1973 | 27.7347 | 27.7347 | 27.7347 | 27.7347 | 27.7347 | 27.7347 | 27.7347 | 27.7347 | 27.7347 | 27.7347 | 27.7347 | 27.7347 | 27.7347 | 27.7347 | 27.7347 | 27.7347 | 27.7347 | 27.7347 | 27.7347 | 27.7347 | 27.7347 | 27.7347 | 27.7347 | 27.7347 | 27.7347 | 27.7347 | 27.7347 | 27.7347 | 27.7347 | 27.7347 | 27.7347 | 27.7347 | 27.7347 | 27.7347 | 27.7347 | 27.7347 | 27.7347 | 27.7347 | 27.7347 | 27.7347 | 27.7347 | 27.7347 | 27.7347 | 27.7347 | 27.7347 | 27.7347 | 27.7347 | 27.7347 | 27.7347 | 27.7347 | 27.7347 | 27.7347 | 27.7347 | 27.7347 | 27.7347 | 27.7347 | 27.7347 | 27.7347 | 27.7347 | 27.7347
1974 | 27.7359 | 27.7359 | 27.7359 | 27.7359 | 27.7359 | 27.7359 | 27.7359 | 27.7359 | 27.7359 | 27.7359 | 27.7359 | 27.7359 | 27.7359 | 27.7359 | 27.7359 | 27.7359 | 27.7359 | 27.7359 | 27.7359 | 27.7359 | 27.7359 | 27.7359 | 27.7359 | 27.7359 | 27.7359 | 27.7359 | 27.7359 | 27.7359 | 27.7359 | 27.7359 | 27.7359 | 27.7359 | 27.7359 | 27.7359 | 27.7359 | 27.7359 | 27.7359 | 27.7359 | 27.7359 | 27.7359 | 27.7359 | 27.7359 | 27.7359 | 27.7359 | 27.7359 | 27.7359 | 27.7359 | 27.7359 | 27.7359 | 27.7359 | 27.7359 | 27.7359 | 27.7359 | 27.7359 | 27.7359 | 27.7359 | 27.7359 | 27.7359 | 27.7359 | 27.7359
1975 | 27.7372 | 27.7372 | 27.7372 | 27.7372 | 27.7372 | 27.7372 | 27.7372 | 27.7372 | 27.7372 | 27.7372 | 27.7372 | 27.7372 | 27.7372 | 27.7372 | 27.7372 | 27.7372 | 27.7372 | 27.7372 | 27.7372 | 27.7372 | 27.7372 | 27.7372 | 27.7372 | 27.7372 | 27.7372 | 27.7372 | 27.7372 | 27.7372 | 27.7372 | 27.7372 | 27.7372 | 27.7372 | 27.7372 | 27.7372 | 27.7372 | 27.7372 | 27.7372 | 27.7372 | 27.7372 | 27.7372 | 27.7372 | 27.7372 | 27.7372 | 27.7372 | 27.7372 | 27.7372 | 27.7372 | 27.7372 | 27.7372 | 27.7372 | 27.7372 | 27.7372 | 27.7372 | 27.7372 | 27.7372 | 27.7372 | 27.7372 | 27.7372 | 27.7372 | 27.7372
1976 | 27.7385 | 27.7385 | 27.7385 | 27.7385 | 27.7385 | 27.7385 | 27.7385 | 27.7385 | 27.7385 | 27.7385 | 27.7385 | 27.7385 | 27.7385 | 27.7385 | 27.7385 | 27.7385 | 27.7385 | 27.7385 | 27.7385 | 27.7385 | 27.7385 | 27.7385 | 27.7385 | 27.7385 | 27.7385 | 27.7385 | 27.7385 | 27.7385 | 27.7385 | 27.7385 | 27.7385 | 27.7385 | 27.7385 | 27.7385 | 27.7385 | 27.7385 | 27.7385 | 27.7385 | 27.7385 | 27.7385 | 27.7385 | 27.7385 | 27.7385 | 27.7385 | 27.7385 | 27.7385 | 27.7385 | 27.7385 | 27.7385 | 27.7385 | 27.7385 | 27.7385 | 27.7385 | 27.7385 | 27.7385 | 27.7385 | 27.7385 | 27.7385 | 27.7385 | 27.7385
1977 | 27.7397 | 27.7397 | 27.7397 | 27.7397 | 27.7397 | 27.7397 | 27.7397 | 27.7397 | 27.7397 | 27.7397 | 27.7397 | 27.7397 | 27.7397 | 27.7397 | 27.7397 | 27.7397 | 27.7397 | 27.7397 | 27.7397 | 27.7397 | 27.7397 | 27.7397 | 27.7397 | 27.7397 | 27.7397 | 27.7397 | 27.7397 | 27.7397 | 27.7397 | 27.7397 | 27.7397 | 27.7397 | 27.7397 | 27.7397 | 27.7397 | 27.7397 | 27.7397 | 27.7397 | 27.7397 | 27.7397 | 27.7397 | 27.7397 | 27.7397 | 27.7397 | 27.7397 | 27.7397 | 27.7397 | 27.7397 | 27.7397 | 27.7397 | 27.7397 | 27.7397 | 27.7397 | 27.7397 | 27.7397 | 27.7397 | 27.7397 | 27.7397 | 27.7397 | 27.7397
1978 | 27.741 | 27.741 | 27.741 | 27.741 | 27.741 | 27.741 | 27.741 | 27.741 | 27.741 | 27.741 | 27.741 | 27.741 | 27.741 | 27.741 | 27.741 | 27.741 | 27.741 | 27.741 | 27.741 | 27.741 | 27.741 | 27.741 | 27.741 | 27.741 | 27.741 | 27.741 | 27.741 | 27.741 | 27.741 | 27.741 | 27.741 | 27.741 | 27.741 | 27.741 | 27.741 | 27.741 | 27.741 | 27.741 | 27.741 | 27.741 | 27.741 | 27.741 | 27.741 | 27.741 | 27.741 | 27.741 | 27.741 | 27.741 | 27.741 | 27.741 | 27.741 | 27.741 | 27.741 | 27.741 | 27.741 | 27.741 | 27.741 | 27.741 | 27.741 | 27.741
1979 | 27.7423 | 27.7423 | 27.7423 | 27.7423 | 27.7423 | 27.7423 | 27.7423 | 27.7423 | 27.7423 | 27.7423 | 27.7423 | 27.7423 | 27.7423 | 27.7423 | 27.7423 | 27.7423 | 27.7423 | 27.7423 | 27.7423 | 27.7423 | 27.7423 | 27.7423 | 27.7423 | 27.7423 | 27.7423 | 27.7423 | 27.7423 | 27.7423 | 27.7423 | 27.7423 | 27.7423 | 27.7423 | 27.7423 | 27.7423 | 27.7423 | 27.7423 | 27.7423 | 27.7423 | 27.7423 | 27.7423 | 27.7423 | 27.7423 | 27.7423 | 27.7423 | 27.7423 | 27.7423 | 27.7423 | 27.7423 | 27.7423 | 27.7423 | 27.7423 | 27.7423 | 27.7423 | 27.7423 | 27.7423 | 27.7423 | 27.7423 | 27.7423 | 27.7423 | 27.7423
1980 | 27.7435 | 27.7435 | 27.7435 | 27.7435 | 27.7435 | 27.7435 | 27.7435 | 27.7435 | 27.7435 | 27.7435 | 27.7435 | 27.7435 | 27.7435 | 27.7435 | 27.7435 | 27.7435 | 27.7435 | 27.7435 | 27.7435 | 27.7435 | 27.7435 | 27.7435 | 27.7435 | 27.7435 | 27.7435 | 27.7435 | 27.7435 | 27.7435 | 27.7435 | 27.7435 | 27.7435 | 27.7435 | 27.7435 | 27.7435 | 27.7435 | 27.7435 | 27.7435 | 27.7435 | 27.7435 | 27.7435 | 27.7435 | 27.7435 | 27.7435 | 27.7435 | 27.7435 | 27.7435 | 27.7435 | 27.7435 | 27.7435 | 27.7435 | 27.7435 | 27.7435 | 27.7435 | 27.7435 | 27.7435 | 27.7435 | 27.7435 | 27.7435 | 27.7435 | 27.7435
1981 | 27.7448 | 27.7448 | 27.7448 | 27.7448 | 27.7448 | 27.7448 | 27.7448 | 27.7448 | 27.7448 | 27.7448 | 27.7448 | 27.7448 | 27.7448 | 27.7448 | 27.7448 | 27.7448 | 27.7448 | 27.7448 | 27.7448 | 27.7448 | 27.7448 | 27.7448 | 27.7448 | 27.7448 | 27.7448 | 27.7448 | 27.7448 | 27.7448 | 27.7448 | 27.7448 | 27.7448 | 27.7448 | 27.7448 | 27.7448 | 27.7448 | 27.7448 | 27.7448 | 27.7448 | 27.7448 | 27.7448 | 27.7448 | 27.7448 | 27.7448 | 27.7448 | 27.7448 | 27.7448 | 27.7448 | 27.7448 | 27.7448 | 27.7448 | 27.7448 | 27.7448 | 27.7448 | 27.7448 | 27.7448 | 27.7448 | 27.7448 | 27.7448 | 27.7448 | 27.7448
1982 | 27.746 | 27.746 | 27.746 | 27.746 | 27.746 | 27.746 | 27.746 | 27.746 | 27.746 | 27.746 | 27.746 | 27.746 | 27.746 | 27.746 | 27.746 | 27.746 | 27.746 | 27.746 | 27.746 | 27.746 | 27.746 | 27.746 | 27.746 | 27.746 | 27.746 | 27.746 | 27.746 | 27.746 | 27.746 | 27.746 | 27.746 | 27.746 | 27.746 | 27.746 | 27.746 | 27.746 | 27.746 | 27.746 | 27.746 | 27.746 | 27.746 | 27.746 | 27.746 | 27.746 | 27.746 | 27.746 | 27.746 | 27.746 | 27.746 | 27.746 | 27.746 | 27.746 | 27.746 | 27.746 | 27.746 | 27.746 | 27.746 | 27.746 | 27.746 | 27.746
1983 | 27.7473 | 27.7473 | 27.7473 | 27.7473 | 27.7473 | 27.7473 | 27.7473 | 27.7473 | 27.7473 | 27.7473 | 27.7473 | 27.7473 | 27.7473 | 27.7473 | 27.7473 | 27.7473 | 27.7473 | 27.7473 | 27.7473 | 27.7473 | 27.7473 | 27.7473 | 27.7473 | 27.7473 | 27.7473 | 27.7473 | 27.7473 | 27.7473 | 27.7473 | 27.7473 | 27.7473 | 27.7473 | 27.7473 | 27.7473 | 27.7473 | 27.7473 | 27.7473 | 27.7473 | 27.7473 | 27.7473 | 27.7473 | 27.7473 | 27.7473 | 27.7473 | 27.7473 | 27.7473 | 27.7473 | 27.7473 | 27.7473 | 27.7473 | 27.7473 | 27.7473 | 27.7473 | 27.7473 | 27.7473 | 27.7473 | 27.7473 | 27.7473 | 27.7473 | 27.7473
1984 | 27.7486 | 27.7486 | 27.7486 | 27.7486 | 27.7486 | 27.7486 | 27.7486 | 27.7486 | 27.7486 | 27.7486 | 27.7486 | 27.7486 | 27.7486 | 27.7486 | 27.7486 | 27.7486 | 27.7486 | 27.7486 | 27.7486 | 27.7486 | 27.7486 | 27.7486 | 27.7486 | 27.7486 | 27.7486 | 27.7486 | 27.7486 | 27.7486 | 27.7486 | 27.7486 | 27.7486 | 27.7486 | 27.7486 | 27.7486 | 27.7486 | 27.7486 | 27.7486 | 27.7486 | 27.7486 | 27.7486 | 27.7486 | 27.7486 | 27.7486 | 27.7486 | 27.7486 | 27.7486 | 27.7486 | 27.7486 | 27.7486 | 27.7486 | 27.7486 | 27.7486 | 27.7486 | 27.7486 | 27.7486 | 27.7486 | 27.7486 | 27.7486 | 27.7486 | 27.7486
1985 | 27.7498 | 27.7498 | 27.7498 | 27.7498 | 27.7498 | 27.7498 | 27.7498 | 27.7498 | 27.7498 | 27.7498 | 27.7498 | 27.7498 | 27.7498 | 27.7498 | 27.7498 | 27.7498 | 27.7498 | 27.7498 | 27.7498 | 27.7498 | 27.7498 | 27.7498 | 27.7498 | 27.7498 | 27.7498 | 27.7498 | 27.7498 | 27.7498 | 27.7498 | 27.7498 | 27.7498 | 27.7498 | 27.7498 | 27.7498 | 27.7498 | 27.7498 | 27.7498 | 27.7498 | 27.7498 | 27.7498 | 27.7498 | 27.7498 | 27.7498 | 27.7498 | 27.7498 | 27.7498 | 27.7498 | 27.7498 | 27.7498 | 27.7498 | 27.7498 | 27.7498 | 27.7498 | 27.7498 | 27.7498 | 27.7498 | 27.7498 | 27.7498 | 27.7498 | 27.7498
1986 | 27.7511 | 27.7511 | 27.7511 | 27.7511 | 27.7511 | 27.7511 | 27.7511 | 27.7511 | 27.7511 | 27.7511 | 27.7511 | 27.7511 | 27.7511 | 27.7511 | 27.7511 | 27.7511 | 27.7511 | 27.7511 | 27.7511 | 27.7511 | 27.7511 | 27.7511 | 27.7511 | 27.7511 | 27.7511 | 27.7511 | 27.7511 | 27.7511 | 27.7511 | 27.7511 | 27.7511 | 27.7511 | 27.7511 | 27.7511 | 27.7511 | 27.7511 | 27.7511 | 27.7511 | 27.7511 | 27.7511 | 27.7511 | 27.7511 | 27.7511 | 27.7511 | 27.7511 | 27.7511 | 27.7511 | 27.7511 | 27.7511 | 27.7511 | 27.7511 | 27.7511 | 27.7511 | 27.7511 | 27.7511 | 27.7511 | 27.7511 | 27.7511 | 27.7511 | 27.7511
1987 | 27.7523 | 27.7523 | 27.7523 | 27.7523 | 27.7523 | 27.7523 | 27.7523 | 27.7523 | 27.7523 | 27.7523 | 27.7523 | 27.7523 | 27.7523 | 27.7523 | 27.7523 | 27.7523 | 27.7523 | 27.7523 | 27.7523 | 27.7523 | 27.7523 | 27.7523 | 27.7523 | 27.7523 | 27.7523 | 27.7523 | 27.7523 | 27.7523 | 27.7523 | 27.7523 | 27.7523 | 27.7523 | 27.7523 | 27.7523 | 27.7523 | 27.7523 | 27.7523 | 27.7523 | 27.7523 | 27.7523 | 27.7523 | 27.7523 | 27.7523 | 27.7523 | 27.7523 | 27.7523 | 27.7523 | 27.7523 | 27.7523 | 27.7523 | 27.7523 | 27.7523 | 27.7523 | 27.7523 | 27.7523 | 27.7523 | 27.7523 | 27.7523 | 27.7523 | 27.7523
1988 | 27.7536 | 27.7536 | 27.7536 | 27.7536 | 27.7536 | 27.7536 | 27.7536 | 27.7536 | 27.7536 | 27.7536 | 27.7536 | 27.7536 | 27.7536 | 27.7536 | 27.7536 | 27.7536 | 27.7536 | 27.7536 | 27.7536 | 27.7536 | 27.7536 | 27.7536 | 27.7536 | 27.7536 | 27.7536 | 27.7536 | 27.7536 | 27.7536 | 27.7536 | 27.7536 | 27.7536 | 27.7536 | 27.7536 | 27.7536 | 27.7536 | 27.7536 | 27.7536 | 27.7536 | 27.7536 | 27.7536 | 27.7536 | 27.7536 | 27.7536 | 27.7536 | 27.7536 | 27.7536 | 27.7536 | 27.7536 | 27.7536 | 27.7536 | 27.7536 | 27.7536 | 27.7536 | 27.7536 | 27.7536 | 27.7536 | 27.7536 | 27.7536 | 27.7536 | 27.7536
1989 | 27.7549 | 27.7549 | 27.7549 | 27.7549 | 27.7549 | 27.7549 | 27.7549 | 27.7549 | 27.7549 | 27.7549 | 27.7549 | 27.7549 | 27.7549 | 27.7549 | 27.7549 | 27.7549 | 27.7549 | 27.7549 | 27.7549 | 27.7549 | 27.7549 | 27.7549 | 27.7549 | 27.7549 | 27.7549 | 27.7549 | 27.7549 | 27.7549 | 27.7549 | 27.7549 | 27.7549 | 27.7549 | 27.7549 | 27.7549 | 27.7549 | 27.7549 | 27.7549 | 27.7549 | 27.7549 | 27.7549 | 27.7549 | 27.7549 | 27.7549 | 27.7549 | 27.7549 | 27.7549 | 27.7549 | 27.7549 | 27.7549 | 27.7549 | 27.7549 | 27.7549 | 27.7549 | 27.7549 | 27.7549 | 27.7549 | 27.7549 | 27.7549 | 27.7549 | 27.7549
1990 | 27.7561 | 27.7561 | 27.7561 | 27.7561 | 27.7561 | 27.7561 | 27.7561 | 27.7561 | 27.7561 | 27.7561 | 27.7561 | 27.7561 | 27.7561 | 27.7561 | 27.7561 | 27.7561 | 27.7561 | 27.7561 | 27.7561 | 27.7561 | 27.7561 | 27.7561 | 27.7561 | 27.7561 | 27.7561 | 27.7561 | 27.7561 | 27.7561 | 27.7561 | 27.7561 | 27.7561 | 27.7561 | 27.7561 | 27.7561 | 27.7561 | 27.7561 | 27.7561 | 27.7561 | 27.7561 | 27.7561 | 27.7561 | 27.7561 | 27.7561 | 27.7561 | 27.7561 | 27.7561 | 27.7561 | 27.7561 | 27.7561 | 27.7561 | 27.7561 | 27.7561 | 27.7561 | 27.7561 | 27.7561 | 27.7561 | 27.7561 | 27.7561 | 27.7561 | 27.7561
1991 | 27.7574 | 27.7574 | 27.7574 | 27.7574 | 27.7574 | 27.7574 | 27.7574 | 27.7574 | 27.7574 | 27.7574 | 27.7574 | 27.7574 | 27.7574 | 27.7574 | 27.7574 | 27.7574 | 27.7574 | 27.7574 | 27.7574 | 27.7574 | 27.7574 | 27.7574 | 27.7574 | 27.7574 | 27.7574 | 27.7574 | 27.7574 | 27.7574 | 27.7574 | 27.7574 | 27.7574 | 27.7574 | 27.7574 | 27.7574 | 27.7574 | 27.7574 | 27.7574 | 27.7574 | 27.7574 | 27.7574 | 27.7574 | 27.7574 | 27.7574 | 27.7574 | 27.7574 | 27.7574 | 27.7574 | 27.7574 | 27.7574 | 27.7574 | 27.7574 | 27.7574 | 27.7574 | 27.7574 | 27.7574 | 27.7574 | 27.7574 | 27.7574 | 27.7574 | 27.7574
1992 | 27.7586 | 27.7586 | 27.7586 | 27.7586 | 27.7586 | 27.7586 | 27.7586 | 27.7586 | 27.7586 | 27.7586 | 27.7586 | 27.7586 | 27.7586 | 27.7586 | 27.7586 | 27.7586 | 27.7586 | 27.7586 | 27.7586 | 27.7586 | 27.7586 | 27.7586 | 27.7586 | 27.7586 | 27.7586 | 27.7586 | 27.7586 | 27.7586 | 27.7586 | 27.7586 | 27.7586 | 27.7586 | 27.7586 | 27.7586 | 27.7586 | 27.7586 | 27.7586 | 27.7586 | 27.7586 | 27.7586 | 27.7586 | 27.7586 | 27.7586 | 27.7586 | 27.7586 | 27.7586 | 27.7586 | 27.7586 | 27.7586 | 27.7586 | 27.7586 | 27.7586 | 27.7586 | 27.7586 | 27.7586 | 27.7586 | 27.7586 | 27.7586 | 27.7586 | 27.7586
1993 | 27.7599 | 27.7599 | 27.7599 | 27.7599 | 27.7599 | 27.7599 | 27.7599 | 27.7599 | 27.7599 | 27.7599 | 27.7599 | 27.7599 | 27.7599 | 27.7599 | 27.7599 | 27.7599 | 27.7599 | 27.7599 | 27.7599 | 27.7599 | 27.7599 | 27.7599 | 27.7599 | 27.7599 | 27.7599 | 27.7599 | 27.7599 | 27.7599 | 27.7599 | 27.7599 | 27.7599 | 27.7599 | 27.7599 | 27.7599 | 27.7599 | 27.7599 | 27.7599 | 27.7599 | 27.7599 | 27.7599 | 27.7599 | 27.7599 | 27.7599 | 27.7599 | 27.7599 | 27.7599 | 27.7599 | 27.7599 | 27.7599 | 27.7599 | 27.7599 | 27.7599 | 27.7599 | 27.7599 | 27.7599 | 27.7599 | 27.7599 | 27.7599 | 27.7599 | 27.7599
1994 | 27.7611 | 27.7611 | 27.7611 | 27.7611 | 27.7611 | 27.7611 | 27.7611 | 27.7611 | 27.7611 | 27.7611 | 27.7611 | 27.7611 | 27.7611 | 27.7611 | 27.7611 | 27.7611 | 27.7611 | 27.7611 | 27.7611 | 27.7611 | 27.7611 | 27.7611 | 27.7611 | 27.7611 | 27.7611 | 27.7611 | 27.7611 | 27.7611 | 27.7611 | 27.7611 | 27.7611 | 27.7611 | 27.7611 | 27.7611 | 27.7611 | 27.7611 | 27.7611 | 27.7611 | 27.7611 | 27.7611 | 27.7611 | 27.7611 | 27.7611 | 27.7611 | 27.7611 | 27.7611 | 27.7611 | 27.7611 | 27.7611 | 27.7611 | 27.7611 | 27.7611 | 27.7611 | 27.7611 | 27.7611 | 27.7611 | 27.7611 | 27.7611 | 27.7611 | 27.7611
1995 | 27.7624 | 27.7624 | 27.7624 | 27.7624 | 27.7624 | 27.7624 | 27.7624 | 27.7624 | 27.7624 | 27.7624 | 27.7624 | 27.7624 | 27.7624 | 27.7624 | 27.7624 | 27.7624 | 27.7624 | 27.7624 | 27.7624 | 27.7624 | 27.7624 | 27.7624 | 27.7624 | 27.7624 | 27.7624 | 27.7624 | 27.7624 | 27.7624 | 27.7624 | 27.7624 | 27.7624 | 27.7624 | 27.7624 | 27.7624 | 27.7624 | 27.7624 | 27.7624 | 27.7624 | 27.7624 | 27.7624 | 27.7624 | 27.7624 | 27.7624 | 27.7624 | 27.7624 | 27.7624 | 27.7624 | 27.7624 | 27.7624 | 27.7624 | 27.7624 | 27.7624 | 27.7624 | 27.7624 | 27.7624 | 27.7624 | 27.7624 | 27.7624 | 27.7624 | 27.7624
1996 | 27.7636 | 27.7636 | 27.7636 | 27.7636 | 27.7636 | 27.7636 | 27.7636 | 27.7636 | 27.7636 | 27.7636 | 27.7636 | 27.7636 | 27.7636 | 27.7636 | 27.7636 | 27.7636 | 27.7636 | 27.7636 | 27.7636 | 27.7636 | 27.7636 | 27.7636 | 27.7636 | 27.7636 | 27.7636 | 27.7636 | 27.7636 | 27.7636 | 27.7636 | 27.7636 | 27.7636 | 27.7636 | 27.7636 | 27.7636 | 27.7636 | 27.7636 | 27.7636 | 27.7636 | 27.7636 | 27.7636 | 27.7636 | 27.7636 | 27.7636 | 27.7636 | 27.7636 | 27.7636 | 27.7636 | 27.7636 | 27.7636 | 27.7636 | 27.7636 | 27.7636 | 27.7636 | 27.7636 | 27.7636 | 27.7636 | 27.7636 | 27.7636 | 27.7636 | 27.7636
1997 | 27.7649 | 27.7649 | 27.7649 | 27.7649 | 27.7649 | 27.7649 | 27.7649 | 27.7649 | 27.7649 | 27.7649 | 27.7649 | 27.7649 | 27.7649 | 27.7649 | 27.7649 | 27.7649 | 27.7649 | 27.7649 | 27.7649 | 27.7649 | 27.7649 | 27.7649 | 27.7649 | 27.7649 | 27.7649 | 27.7649 | 27.7649 | 27.7649 | 27.7649 | 27.7649 | 27.7649 | 27.7649 | 27.7649 | 27.7649 | 27.7649 | 27.7649 | 27.7649 | 27.7649 | 27.7649 | 27.7649 | 27.7649 | 27.7649 | 27.7649 | 27.7649 | 27.7649 | 27.7649 | 27.7649 | 27.7649 | 27.7649 | 27.7649 | 27.7649 | 27.7649 | 27.7649 | 27.7649 | 27.7649 | 27.7649 | 27.7649 | 27.7649 | 27.7649 | 27.7649
1998 | 27.7661 | 27.7661 | 27.7661 | 27.7661 | 27.7661 | 27.7661 | 27.7661 | 27.7661 | 27.7661 | 27.7661 | 27.7661 | 27.7661 | 27.7661 | 27.7661 | 27.7661 | 27.7661 | 27.7661 | 27.7661 | 27.7661 | 27.7661 | 27.7661 | 27.7661 | 27.7661 | 27.7661 | 27.7661 | 27.7661 | 27.7661 | 27.7661 | 27.7661 | 27.7661 | 27.7661 | 27.7661 | 27.7661 | 27.7661 | 27.7661 | 27.7661 | 27.7661 | 27.7661 | 27.7661 | 27.7661 | 27.7661 | 27.7661 | 27.7661 | 27.7661 | 27.7661 | 27.7661 | 27.7661 | 27.7661 | 27.7661 | 27.7661 | 27.7661 | 27.7661 | 27.7661 | 27.7661 | 27.7661 | 27.7661 | 27.7661 | 27.7661 | 27.7661 | 27.7661
1999 | 27.7674 | 27.7674 | 27.7674 | 27.7674 | 27.7674 | 27.7674 | 27.7674 | 27.7674 | 27.7674 | 27.7674 | 27.7674 | 27.7674 | 27.7674 | 27.7674 | 27.7674 | 27.7674 | 27.7674 | 27.7674 | 27.7674 | 27.7674 | 27.7674 | 27.7674 | 27.7674 | 27.7674 | 27.7674 | 27.7674 | 27.7674 | 27.7674 | 27.7674 | 27.7674 | 27.7674 | 27.7674 | 27.7674 | 27.7674 | 27.7674 | 27.7674 | 27.7674 | 27.7674 | 27.7674 | 27.7674 | 27.7674 | 27.7674 | 27.7674 | 27.7674 | 27.7674 | 27.7674 | 27.7674 | 27.7674 | 27.7674 | 27.7674 | 27.7674 | 27.7674 | 27.7674 | 27.7674 | 27.7674 | 27.7674 | 27.7674 | 27.7674 | 27.7674 | 27.7674
2000 | 27.7687 | 27.7687 | 27.7687 | 27.7687 | 27.7687 | 27.7687 | 27.7687 | 27.7687 | 27.7687 | 27.7687 | 27.7687 | 27.7687 | 27.7687 | 27.7687 | 27.7687 | 27.7687 | 27.7687 | 27.7687 | 27.7687 | 27.7687 | 27.7687 | 27.7687 | 27.7687 | 27.7687 | 27.7687 | 27.7687 | 27.7687 | 27.7687 | 27.7687 | 27.7687 | 27.7687 | 27.7687 | 27.7687 | 27.7687 | 27.7687 | 27.7687 | 27.7687 | 27.7687 | 27.7687 | 27.7687 | 27.7687 | 27.7687 | 27.7687 | 27.7687 | 27.7687 | 27.7687 | 27.7687 | 27.7687 | 27.7687 | 27.7687 | 27.7687 | 27.7687 | 27.7687 | 27.7687 | 27.7687 | 27.7687 | 27.7687 | 27.7687 | 27.7687 | 27.7687
2001 | 27.7699 | 27.7699 | 27.7699 | 27.7699 | 27.7699 | 27.7699 | 27.7699 | 27.7699 | 27.7699 | 27.7699 | 27.7699 | 27.7699 | 27.7699 | 27.7699 | 27.7699 | 27.7699 | 27.7699 | 27.7699 | 27.7699 | 27.7699 | 27.7699 | 27.7699 | 27.7699 | 27.7699 | 27.7699 | 27.7699 | 27.7699 | 27.7699 | 27.7699 | 27.7699 | 27.7699 | 27.7699 | 27.7699 | 27.7699 | 27.7699 | 27.7699 | 27.7699 | 27.7699 | 27.7699 | 27.7699 | 27.7699 | 27.7699 | 27.7699 | 27.7699 | 27.7699 | 27.7699 | 27.7699 | 27.7699 | 27.7699 | 27.7699 | 27.7699 | 27.7699 | 27.7699 | 27.7699 | 27.7699 | 27.7699 | 27.7699 | 27.7699 | 27.7699 | 27.7699
2002 | 27.7711 | 27.7711 | 27.7711 | 27.7711 | 27.7711 | 27.7711 | 27.7711 | 27.7711 | 27.7711 | 27.7711 | 27.7711 | 27.7711 | 27.7711 | 27.7711 | 27.7711 | 27.7711 | 27.7711 | 27.7711 | 27.7711 | 27.7711 | 27.7711 | 27.7711 | 27.7711 | 27.7711 | 27.7711 | 27.7711 | 27.7711 | 27.7711 | 27.7711 | 27.7711 | 27.7711 | 27.7711 | 27.7711 | 27.7711 | 27.7711 | 27.7711 | 27.7711 | 27.7711 | 27.7711 | 27.7711 | 27.7711 | 27.7711 | 27.7711 | 27.7711 | 27.7711 | 27.7711 | 27.7711 | 27.7711 | 27.7711 | 27.7711 | 27.7711 | 27.7711 | 27.7711 | 27.7711 | 27.7711 | 27.7711 | 27.7711 | 27.7711 | 27.7711 | 27.7711
2003 | 27.7724 | 27.7724 | 27.7724 | 27.7724 | 27.7724 | 27.7724 | 27.7724 | 27.7724 | 27.7724 | 27.7724 | 27.7724 | 27.7724 | 27.7724 | 27.7724 | 27.7724 | 27.7724 | 27.7724 | 27.7724 | 27.7724 | 27.7724 | 27.7724 | 27.7724 | 27.7724 | 27.7724 | 27.7724 | 27.7724 | 27.7724 | 27.7724 | 27.7724 | 27.7724 | 27.7724 | 27.7724 | 27.7724 | 27.7724 | 27.7724 | 27.7724 | 27.7724 | 27.7724 | 27.7724 | 27.7724 | 27.7724 | 27.7724 | 27.7724 | 27.7724 | 27.7724 | 27.7724 | 27.7724 | 27.7724 | 27.7724 | 27.7724 | 27.7724 | 27.7724 | 27.7724 | 27.7724 | 27.7724 | 27.7724 | 27.7724 | 27.7724 | 27.7724 | 27.7724
2004 | 27.7736 | 27.7736 | 27.7736 | 27.7736 | 27.7736 | 27.7736 | 27.7736 | 27.7736 | 27.7736 | 27.7736 | 27.7736 | 27.7736 | 27.7736 | 27.7736 | 27.7736 | 27.7736 | 27.7736 | 27.7736 | 27.7736 | 27.7736 | 27.7736 | 27.7736 | 27.7736 | 27.7736 | 27.7736 | 27.7736 | 27.7736 | 27.7736 | 27.7736 | 27.7736 | 27.7736 | 27.7736 | 27.7736 | 27.7736 | 27.7736 | 27.7736 | 27.7736 | 27.7736 | 27.7736 | 27.7736 | 27.7736 | 27.7736 | 27.7736 | 27.7736 | 27.7736 | 27.7736 | 27.7736 | 27.7736 | 27.7736 | 27.7736 | 27.7736 | 27.7736 | 27.7736 | 27.7736 | 27.7736 | 27.7736 | 27.7736 | 27.7736 | 27.7736 | 27.7736
2005 | 27.7749 | 27.7749 | 27.7749 | 27.7749 | 27.7749 | 27.7749 | 27.7749 | 27.7749 | 27.7749 | 27.7749 | 27.7749 | 27.7749 | 27.7749 | 27.7749 | 27.7749 | 27.7749 | 27.7749 | 27.7749 | 27.7749 | 27.7749 | 27.7749 | 27.7749 | 27.7749 | 27.7749 | 27.7749 | 27.7749 | 27.7749 | 27.7749 | 27.7749 | 27.7749 | 27.7749 | 27.7749 | 27.7749 | 27.7749 | 27.7749 | 27.7749 | 27.7749 | 27.7749 | 27.7749 | 27.7749 | 27.7749 | 27.7749 | 27.7749 | 27.7749 | 27.7749 | 27.7749 | 27.7749 | 27.7749 | 27.7749 | 27.7749 | 27.7749 | 27.7749 | 27.7749 | 27.7749 | 27.7749 | 27.7749 | 27.7749 | 27.7749 | 27.7749 | 27.7749
2006 | 27.7761 | 27.7761 | 27.7761 | 27.7761 | 27.7761 | 27.7761 | 27.7761 | 27.7761 | 27.7761 | 27.7761 | 27.7761 | 27.7761 | 27.7761 | 27.7761 | 27.7761 | 27.7761 | 27.7761 | 27.7761 | 27.7761 | 27.7761 | 27.7761 | 27.7761 | 27.7761 | 27.7761 | 27.7761 | 27.7761 | 27.7761 | 27.7761 | 27.7761 | 27.7761 | 27.7761 | 27.7761 | 27.7761 | 27.7761 | 27.7761 | 27.7761 | 27.7761 | 27.7761 | 27.7761 | 27.7761 | 27.7761 | 27.7761 | 27.7761 | 27.7761 | 27.7761 | 27.7761 | 27.7761 | 27.7761 | 27.7761 | 27.7761 | 27.7761 | 27.7761 | 27.7761 | 27.7761 | 27.7761 | 27.7761 | 27.7761 | 27.7761 | 27.7761 | 27.7761
2007 | 27.7774 | 27.7774 | 27.7774 | 27.7774 | 27.7774 | 27.7774 | 27.7774 | 27.7774 | 27.7774 | 27.7774 | 27.7774 | 27.7774 | 27.7774 | 27.7774 | 27.7774 | 27.7774 | 27.7774 | 27.7774 | 27.7774 | 27.7774 | 27.7774 | 27.7774 | 27.7774 | 27.7774 | 27.7774 | 27.7774 | 27.7774 | 27.7774 | 27.7774 | 27.7774 | 27.7774 | 27.7774 | 27.7774 | 27.7774 | 27.7774 | 27.7774 | 27.7774 | 27.7774 | 27.7774 | 27.7774 | 27.7774 | 27.7774 | 27.7774 | 27.7774 | 27.7774 | 27.7774 | 27.7774 | 27.7774 | 27.7774 | 27.7774 | 27.7774 | 27.7774 | 27.7774 | 27.7774 | 27.7774 | 27.7774 | 27.7774 | 27.7774 | 27.7774 | 27.7774
2008 | 27.7786 | 27.7786 | 27.7786 | 27.7786 | 27.7786 | 27.7786 | 27.7786 | 27.7786 | 27.7786 | 27.7786 | 27.7786 | 27.7786 | 27.7786 | 27.7786 | 27.7786 | 27.7786 | 27.7786 | 27.7786 | 27.7786 | 27.7786 | 27.7786 | 27.7786 | 27.7786 | 27.7786 | 27.7786 | 27.7786 | 27.7786 | 27.7786 | 27.7786 | 27.7786 | 27.7786 | 27.7786 | 27.7786 | 27.7786 | 27.7786 | 27.7786 | 27.7786 | 27.7786 | 27.7786 | 27.7786 | 27.7786 | 27.7786 | 27.7786 | 27.7786 | 27.7786 | 27.7786 | 27.7786 | 27.7786 | 27.7786 | 27.7786 | 27.7786 | 27.7786 | 27.7786 | 27.7786 | 27.7786 | 27.7786 | 27.7786 | 27.7786 | 27.7786 | 27.7786
2009 | 27.7799 | 27.7799 | 27.7799 | 27.7799 | 27.7799 | 27.7799 | 27.7799 | 27.7799 | 27.7799 | 27.7799 | 27.7799 | 27.7799 | 27.7799 | 27.7799 | 27.7799 | 27.7799 | 27.7799 | 27.7799 | 27.7799 | 27.7799 | 27.7799 | 27.7799 | 27.7799 | 27.7799 | 27.7799 | 27.7799 | 27.7799 | 27.7799 | 27.7799 | 27.7799 | 27.7799 | 27.7799 | 27.7799 | 27.7799 | 27.7799 | 27.7799 | 27.7799 | 27.7799 | 27.7799 | 27.7799 | 27.7799 | 27.7799 | 27.7799 | 27.7799 | 27.7799 | 27.7799 | 27.7799 | 27.7799 | 27.7799 | 27.7799 | 27.7799 | 27.7799 | 27.7799 | 27.7799 | 27.7799 | 27.7799 | 27.7799 | 27.7799 | 27.7799 | 27.7799
2010 | 27.7811 | 27.7811 | 27.7811 | 27.7811 | 27.7811 | 27.7811 | 27.7811 | 27.7811 | 27.7811 | 27.7811 | 27.7811 | 27.7811 | 27.7811 | 27.7811 | 27.7811 | 27.7811 | 27.7811 | 27.7811 | 27.7811 | 27.7811 | 27.7811 | 27.7811 | 27.7811 | 27.7811 | 27.7811 | 27.7811 | 27.7811 | 27.7811 | 27.7811 | 27.7811 | 27.7811 | 27.7811 | 27.7811 | 27.7811 | 27.7811 | 27.7811 | 27.7811 | 27.7811 | 27.7811 | 27.7811 | 27.7811 | 27.7811 | 27.7811 | 27.7811 | 27.7811 | 27.7811 | 27.7811 | 27.7811 | 27.7811 | 27.7811 | 27.7811 | 27.7811 | 27.7811 | 27.7811 | 27.7811 | 27.7811 | 27.7811 | 27.7811 | 27.7811 | 27.7811
2011 | 27.7824 | 27.7824 | 27.7824 | 27.7824 | 27.7824 | 27.7824 | 27.7824 | 27.7824 | 27.7824 | 27.7824 | 27.7824 | 27.7824 | 27.7824 | 27.7824 | 27.7824 | 27.7824 | 27.7824 | 27.7824 | 27.7824 | 27.7824 | 27.7824 | 27.7824 | 27.7824 | 27.7824 | 27.7824 | 27.7824 | 27.7824 | 27.7824 | 27.7824 | 27.7824 | 27.7824 | 27.7824 | 27.7824 | 27.7824 | 27.7824 | 27.7824 | 27.7824 | 27.7824 | 27.7824 | 27.7824 | 27.7824 | 27.7824 | 27.7824 | 27.7824 | 27.7824 | 27.7824 | 27.7824 | 27.7824 | 27.7824 | 27.7824 | 27.7824 | 27.7824 | 27.7824 | 27.7824 | 27.7824 | 27.7824 | 27.7824 | 27.7824 | 27.7824 | 27.7824
2012 | 27.7836 | 27.7836 | 27.7836 | 27.7836 | 27.7836 | 27.7836 | 27.7836 | 27.7836 | 27.7836 | 27.7836 | 27.7836 | 27.7836 | 27.7836 | 27.7836 | 27.7836 | 27.7836 | 27.7836 | 27.7836 | 27.7836 | 27.7836 | 27.7836 | 27.7836 | 27.7836 | 27.7836 | 27.7836 | 27.7836 | 27.7836 | 27.7836 | 27.7836 | 27.7836 | 27.7836 | 27.7836 | 27.7836 | 27.7836 | 27.7836 | 27.7836 | 27.7836 | 27.7836 | 27.7836 | 27.7836 | 27.7836 | 27.7836 | 27.7836 | 27.7836 | 27.7836 | 27.7836 | 27.7836 | 27.7836 | 27.7836 | 27.7836 | 27.7836 | 27.7836 | 27.7836 | 27.7836 | 27.7836 | 27.7836 | 27.7836 | 27.7836 | 27.7836 | 27.7836
2013 | 27.7848 | 27.7848 | 27.7848 | 27.7848 | 27.7848 | 27.7848 | 27.7848 | 27.7848 | 27.7848 | 27.7848 | 27.7848 | 27.7848 | 27.7848 | 27.7848 | 27.7848 | 27.7848 | 27.7848 | 27.7848 | 27.7848 | 27.7848 | 27.7848 | 27.7848 | 27.7848 | 27.7848 | 27.7848 | 27.7848 | 27.7848 | 27.7848 | 27.7848 | 27.7848 | 27.7848 | 27.7848 | 27.7848 | 27.7848 | 27.7848 | 27.7848 | 27.7848 | 27.7848 | 27.7848 | 27.7848 | 27.7848 | 27.7848 | 27.7848 | 27.7848 | 27.7848 | 27.7848 | 27.7848 | 27.7848 | 27.7848 | 27.7848 | 27.7848 | 27.7848 | 27.7848 | 27.7848 | 27.7848 | 27.7848 | 27.7848 | 27.7848 | 27.7848 | 27.7848
2014 | 27.7861 | 27.7861 | 27.7861 | 27.7861 | 27.7861 | 27.7861 | 27.7861 | 27.7861 | 27.7861 | 27.7861 | 27.7861 | 27.7861 | 27.7861 | 27.7861 | 27.7861 | 27.7861 | 27.7861 | 27.7861 | 27.7861 | 27.7861 | 27.7861 | 27.7861 | 27.7861 | 27.7861 | 27.7861 | 27.7861 | 27.7861 | 27.7861 | 27.7861 | 27.7861 | 27.7861 | 27.7861 | 27.7861 | 27.7861 | 27.7861 | 27.7861 | 27.7861 | 27.7861 | 27.7861 | 27.7861 | 27.7861 | 27.7861 | 27.7861 | 27.7861 | 27.7861 | 27.7861 | 27.7861 | 27.7861 | 27.7861 | 27.7861 | 27.7861 | 27.7861 | 27.7861 | 27.7861 | 27.7861 | 27.7861 | 27.7861 | 27.7861 | 27.7861 | 27.7861
2015 | 27.7873 | 27.7873 | 27.7873 | 27.7873 | 27.7873 | 27.7873 | 27.7873 | 27.7873 | 27.7873 | 27.7873 | 27.7873 | 27.7873 | 27.7873 | 27.7873 | 27.7873 | 27.7873 | 27.7873 | 27.7873 | 27.7873 | 27.7873 | 27.7873 | 27.7873 | 27.7873 | 27.7873 | 27.7873 | 27.7873 | 27.7873 | 27.7873 | 27.7873 | 27.7873 | 27.7873 | 27.7873 | 27.7873 | 27.7873 | 27.7873 | 27.7873 | 27.7873 | 27.7873 | 27.7873 | 27.7873 | 27.7873 | 27.7873 | 27.7873 | 27.7873 | 27.7873 | 27.7873 | 27.7873 | 27.7873 | 27.7873 | 27.7873 | 27.7873 | 27.7873 | 27.7873 | 27.7873 | 27.7873 | 27.7873 | 27.7873 | 27.7873 | 27.7873 | 27.7873
2016 | 27.7886 | 27.7886 | 27.7886 | 27.7886 | 27.7886 | 27.7886 | 27.7886 | 27.7886 | 27.7886 | 27.7886 | 27.7886 | 27.7886 | 27.7886 | 27.7886 | 27.7886 | 27.7886 | 27.7886 | 27.7886 | 27.7886 | 27.7886 | 27.7886 | 27.7886 | 27.7886 | 27.7886 | 27.7886 | 27.7886 | 27.7886 | 27.7886 | 27.7886 | 27.7886 | 27.7886 | 27.7886 | 27.7886 | 27.7886 | 27.7886 | 27.7886 | 27.7886 | 27.7886 | 27.7886 | 27.7886 | 27.7886 | 27.7886 | 27.7886 | 27.7886 | 27.7886 | 27.7886 | 27.7886 | 27.7886 | 27.7886 | 27.7886 | 27.7886 | 27.7886 | 27.7886 | 27.7886 | 27.7886 | 27.7886 | 27.7886 | 27.7886 | 27.7886 | 27.7886
2017 | 27.7898 | 27.7898 | 27.7898 | 27.7898 | 27.7898 | 27.7898 | 27.7898 | 27.7898 | 27.7898 | 27.7898 | 27.7898 | 27.7898 | 27.7898 | 27.7898 | 27.7898 | 27.7898 | 27.7898 | 27.7898 | 27.7898 | 27.7898 | 27.7898 | 27.7898 | 27.7898 | 27.7898 | 27.7898 | 27.7898 | 27.7898 | 27.7898 | 27.7898 | 27.7898 | 27.7898 | 27.7898 | 27.7898 | 27.7898 | 27.7898 | 27.7898 | 27.7898 | 27.7898 | 27.7898 | 27.7898 | 27.7898 | 27.7898 | 27.7898 | 27.7898 | 27.7898 | 27.7898 | 27.7898 | 27.7898 | 27.7898 | 27.7898 | 27.7898 | 27.7898 | 27.7898 | 27.7898 | 27.7898 | 27.7898 | 27.7898 | 27.7898 | 27.7898 | 27.7898
2018 | 27.7911 | 27.7911 | 27.7911 | 27.7911 | 27.7911 | 27.7911 | 27.7911 | 27.7911 | 27.7911 | 27.7911 | 27.7911 | 27.7911 | 27.7911 | 27.7911 | 27.7911 | 27.7911 | 27.7911 | 27.7911 | 27.7911 | 27.7911 | 27.7911 | 27.7911 | 27.7911 | 27.7911 | 27.7911 | 27.7911 | 27.7911 | 27.7911 | 27.7911 | 27.7911 | 27.7911 | 27.7911 | 27.7911 | 27.7911 | 27.7911 | 27.7911 | 27.7911 | 27.7911 | 27.7911 | 27.7911 | 27.7911 | 27.7911 | 27.7911 | 27.7911 | 27.7911 | 27.7911 | 27.7911 | 27.7911 | 27.7911 | 27.7911 | 27.7911 | 27.7911 | 27.7911 | 27.7911 | 27.7911 | 27.7911 | 27.7911 | 27.7911 | 27.7911 | 27.7911
2019 | 27.7923 | 27.7923 | 27.7923 | 27.7923 | 27.7923 | 27.7923 | 27.7923 | 27.7923 | 27.7923 | 27.7923 | 27.7923 | 27.7923 | 27.7923 | 27.7923 | 27.7923 | 27.7923 | 27.7923 | 27.7923 | 27.7923 | 27.7923 | 27.7923 | 27.7923 | 27.7923 | 27.7923 | 27.7923 | 27.7923 | 27.7923 | 27.7923 | 27.7923 | 27.7923 | 27.7923 | 27.7923 | 27.7923 | 27.7923 | 27.7923 | 27.7923 | 27.7923 | 27.7923 | 27.7923 | 27.7923 | 27.7923 | 27.7923 | 27.7923 | 27.7923 | 27.7923 | 27.7923 | 27.7923 | 27.7923 | 27.7923 | 27.7923 | 27.7923 | 27.7923 | 27.7923 | 27.7923 | 27.7923 | 27.7923 | 27.7923 | 27.7923 | 27.7923 | 27.7923
2020 | 27.7935 | 27.7935 | 27.7935 | 27.7935 | 27.7935 | 27.7935 | 27.7935 | 27.7935 | 27.7935 | 27.7935 | 27.7935 | 27.7935 | 27.7935 | 27.7935 | 27.7935 | 27.7935 | 27.7935 | 27.7935 | 27.7935 | 27.7935 | 27.7935 | 27.7935 | 27.7935 | 27.7935 | 27.7935 | 27.7935 | 27.7935 | 27.7935 | 27.7935 | 27.7935 | 27.7935 | 27.7935 | 27.7935 | 27.7935 | 27.7935 | 27.7935 | 27.7935 | 27.7935 | 27.7935 | 27.7935 | 27.7935 | 27.7935 | 27.7935 | 27.7935 | 27.7935 | 27.7935 | 27.7935 | 27.7935 | 27.7935 | 27.7935 | 27.7935 | 27.7935 | 27.7935 | 27.7935 | 27.7935 | 27.7935 | 27.7935 | 27.7935 | 27.7935 | 27.7935
2021 | 27.7948 | 27.7948 | 27.7948 | 27.7948 | 27.7948 | 27.7948 | 27.7948 | 27.7948 | 27.7948 | 27.7948 | 27.7948 | 27.7948 | 27.7948 | 27.7948 | 27.7948 | 27.7948 | 27.7948 | 27.7948 | 27.7948 | 27.7948 | 27.7948 | 27.7948 | 27.7948 | 27.7948 | 27.7948 | 27.7948 | 27.7948 | 27.7948 | 27.7948 | 27.7948 | 27.7948 | 27.7948 | 27.7948 | 27.7948 | 27.7948 | 27.7948 | 27.7948 | 27.7948 | 27.7948 | 27.7948 | 27.7948 | 27.7948 | 27.7948 | 27.7948 | 27.7948 | 27.7948 | 27.7948 | 27.7948 | 27.7948 | 27.7948 | 27.7948 | 27.7948 | 27.7948 | 27.7948 | 27.7948 | 27.7948 | 27.7948 | 27.7948 | 27.7948 | 27.7948
2022 | 27.796 | 27.796 | 27.796 | 27.796 | 27.796 | 27.796 | 27.796 | 27.796 | 27.796 | 27.796 | 27.796 | 27.796 | 27.796 | 27.796 | 27.796 | 27.796 | 27.796 | 27.796 | 27.796 | 27.796 | 27.796 | 27.796 | 27.796 | 27.796 | 27.796 | 27.796 | 27.796 | 27.796 | 27.796 | 27.796 | 27.796 | 27.796 | 27.796 | 27.796 | 27.796 | 27.796 | 27.796 | 27.796 | 27.796 | 27.796 | 27.796 | 27.796 | 27.796 | 27.796 | 27.796 | 27.796 | 27.796 | 27.796 | 27.796 | 27.796 | 27.796 | 27.796 | 27.796 | 27.796 | 27.796 | 27.796 | 27.796 | 27.796 | 27.796 | 27.796
2023 | 27.7972 | 27.7972 | 27.7972 | 27.7972 | 27.7972 | 27.7972 | 27.7972 | 27.7972 | 27.7972 | 27.7972 | 27.7972 | 27.7972 | 27.7972 | 27.7972 | 27.7972 | 27.7972 | 27.7972 | 27.7972 | 27.7972 | 27.7972 | 27.7972 | 27.7972 | 27.7972 | 27.7972 | 27.7972 | 27.7972 | 27.7972 | 27.7972 | 27.7972 | 27.7972 | 27.7972 | 27.7972 | 27.7972 | 27.7972 | 27.7972 | 27.7972 | 27.7972 | 27.7972 | 27.7972 | 27.7972 | 27.7972 | 27.7972 | 27.7972 | 27.7972 | 27.7972 | 27.7972 | 27.7972 | 27.7972 | 27.7972 | 27.7972 | 27.7972 | 27.7972 | 27.7972 | 27.7972 | 27.7972 | 27.7972 | 27.7972 | 27.7972 | 27.7972 | 27.7972
2024 | 27.7985 | 27.7985 | 27.7985 | 27.7985 | 27.7985 | 27.7985 | 27.7985 | 27.7985 | 27.7985 | 27.7985 | 27.7985 | 27.7985 | 27.7985 | 27.7985 | 27.7985 | 27.7985 | 27.7985 | 27.7985 | 27.7985 | 27.7985 | 27.7985 | 27.7985 | 27.7985 | 27.7985 | 27.7985 | 27.7985 | 27.7985 | 27.7985 | 27.7985 | 27.7985 | 27.7985 | 27.7985 | 27.7985 | 27.7985 | 27.7985 | 27.7985 | 27.7985 | 27.7985 | 27.7985 | 27.7985 | 27.7985 | 27.7985 | 27.7985 | 27.7985 | 27.7985 | 27.7985 | 27.7985 | 27.7985 | 27.7985 | 27.7985 | 27.7985 | 27.7985 | 27.7985 | 27.7985 | 27.7985 | 27.7985 | 27.7985 | 27.7985 | 27.7985 | 27.7985
2025 | 27.7997 | 27.7997 | 27.7997 | 27.7997 | 27.7997 | 27.7997 | 27.7997 | 27.7997 | 27.7997 | 27.7997 | 27.7997 | 27.7997 | 27.7997 | 27.7997 | 27.7997 | 27.7997 | 27.7997 | 27.7997 | 27.7997 | 27.7997 | 27.7997 | 27.7997 | 27.7997 | 27.7997 | 27.7997 | 27.7997 | 27.7997 | 27.7997 | 27.7997 | 27.7997 | 27.7997 | 27.7997 | 27.7997 | 27.7997 | 27.7997 | 27.7997 | 27.7997 | 27.7997 | 27.7997 | 27.7997 | 27.7997 | 27.7997 | 27.7997 | 27.7997 | 27.7997 | 27.7997 | 27.7997 | 27.7997 | 27.7997 | 27.7997 | 27.7997 | 27.7997 | 27.7997 | 27.7997 | 27.7997 | 27.7997 | 27.7997 | 27.7997 | 27.7997 | 27.7997
2026 | 27.8009 | 27.8009 | 27.8009 | 27.8009 | 27.8009 | 27.8009 | 27.8009 | 27.8009 | 27.8009 | 27.8009 | 27.8009 | 27.8009 | 27.8009 | 27.8009 | 27.8009 | 27.8009 | 27.8009 | 27.8009 | 27.8009 | 27.8009 | 27.8009 | 27.8009 | 27.8009 | 27.8009 | 27.8009 | 27.8009 | 27.8009 | 27.8009 | 27.8009 | 27.8009 | 27.8009 | 27.8009 | 27.8009 | 27.8009 | 27.8009 | 27.8009 | 27.8009 | 27.8009 | 27.8009 | 27.8009 | 27.8009 | 27.8009 | 27.8009 | 27.8009 | 27.8009 | 27.8009 | 27.8009 | 27.8009 | 27.8009 | 27.8009 | 27.8009 | 27.8009 | 27.8009 | 27.8009 | 27.8009 | 27.8009 | 27.8009 | 27.8009 | 27.8009 | 27.8009
2027 | 27.8022 | 27.8022 | 27.8022 | 27.8022 | 27.8022 | 27.8022 | 27.8022 | 27.8022 | 27.8022 | 27.8022 | 27.8022 | 27.8022 | 27.8022 | 27.8022 | 27.8022 | 27.8022 | 27.8022 | 27.8022 | 27.8022 | 27.8022 | 27.8022 | 27.8022 | 27.8022 | 27.8022 | 27.8022 | 27.8022 | 27.8022 | 27.8022 | 27.8022 | 27.8022 | 27.8022 | 27.8022 | 27.8022 | 27.8022 | 27.8022 | 27.8022 | 27.8022 | 27.8022 | 27.8022 | 27.8022 | 27.8022 | 27.8022 | 27.8022 | 27.8022 | 27.8022 | 27.8022 | 27.8022 | 27.8022 | 27.8022 | 27.8022 | 27.8022 | 27.8022 | 27.8022 | 27.8022 | 27.8022 | 27.8022 | 27.8022 | 27.8022 | 27.8022 | 27.8022
2028 | 27.8034 | 27.8034 | 27.8034 | 27.8034 | 27.8034 | 27.8034 | 27.8034 | 27.8034 | 27.8034 | 27.8034 | 27.8034 | 27.8034 | 27.8034 | 27.8034 | 27.8034 | 27.8034 | 27.8034 | 27.8034 | 27.8034 | 27.8034 | 27.8034 | 27.8034 | 27.8034 | 27.8034 | 27.8034 | 27.8034 | 27.8034 | 27.8034 | 27.8034 | 27.8034 | 27.8034 | 27.8034 | 27.8034 | 27.8034 | 27.8034 | 27.8034 | 27.8034 | 27.8034 | 27.8034 | 27.8034 | 27.8034 | 27.8034 | 27.8034 | 27.8034 | 27.8034 | 27.8034 | 27.8034 | 27.8034 | 27.8034 | 27.8034 | 27.8034 | 27.8034 | 27.8034 | 27.8034 | 27.8034 | 27.8034 | 27.8034 | 27.8034 | 27.8034 | 27.8034
2029 | 27.8046 | 27.8046 | 27.8046 | 27.8046 | 27.8046 | 27.8046 | 27.8046 | 27.8046 | 27.8046 | 27.8046 | 27.8046 | 27.8046 | 27.8046 | 27.8046 | 27.8046 | 27.8046 | 27.8046 | 27.8046 | 27.8046 | 27.8046 | 27.8046 | 27.8046 | 27.8046 | 27.8046 | 27.8046 | 27.8046 | 27.8046 | 27.8046 | 27.8046 | 27.8046 | 27.8046 | 27.8046 | 27.8046 | 27.8046 | 27.8046 | 27.8046 | 27.8046 | 27.8046 | 27.8046 | 27.8046 | 27.8046 | 27.8046 | 27.8046 | 27.8046 | 27.8046 | 27.8046 | 27.8046 | 27.8046 | 27.8046 | 27.8046 | 27.8046 | 27.8046 | 27.8046 | 27.8046 | 27.8046 | 27.8046 | 27.8046 | 27.8046 | 27.8046 | 27.8046
2030 | 27.8059 | 27.8059 | 27.8059 | 27.8059 | 27.8059 | 27.8059 | 27.8059 | 27.8059 | 27.8059 | 27.8059 | 27.8059 | 27.8059 | 27.8059 | 27.8059 | 27.8059 | 27.8059 | 27.8059 | 27.8059 | 27.8059 | 27.8059 | 27.8059 | 27.8059 | 27.8059 | 27.8059 | 27.8059 | 27.8059 | 27.8059 | 27.8059 | 27.8059 | 27.8059 | 27.8059 | 27.8059 | 27.8059 | 27.8059 | 27.8059 | 27.8059 | 27.8059 | 27.8059 | 27.8059 | 27.8059 | 27.8059 | 27.8059 | 27.8059 | 27.8059 | 27.8059 | 27.8059 | 27.8059 | 27.8059 | 27.8059 | 27.8059 | 27.8059 | 27.8059 | 27.8059 | 27.8059 | 27.8059 | 27.8059 | 27.8059 | 27.8059 | 27.8059 | 27.8059
2031 | 27.8071 | 27.8071 | 27.8071 | 27.8071 | 27.8071 | 27.8071 | 27.8071 | 27.8071 | 27.8071 | 27.8071 | 27.8071 | 27.8071 | 27.8071 | 27.8071 | 27.8071 | 27.8071 | 27.8071 | 27.8071 | 27.8071 | 27.8071 | 27.8071 | 27.8071 | 27.8071 | 27.8071 | 27.8071 | 27.8071 | 27.8071 | 27.8071 | 27.8071 | 27.8071 | 27.8071 | 27.8071 | 27.8071 | 27.8071 | 27.8071 | 27.8071 | 27.8071 | 27.8071 | 27.8071 | 27.8071 | 27.8071 | 27.8071 | 27.8071 | 27.8071 | 27.8071 | 27.8071 | 27.8071 | 27.8071 | 27.8071 | 27.8071 | 27.8071 | 27.8071 | 27.8071 | 27.8071 | 27.8071 | 27.8071 | 27.8071 | 27.8071 | 27.8071 | 27.8071
2032 | 27.8083 | 27.8083 | 27.8083 | 27.8083 | 27.8083 | 27.8083 | 27.8083 | 27.8083 | 27.8083 | 27.8083 | 27.8083 | 27.8083 | 27.8083 | 27.8083 | 27.8083 | 27.8083 | 27.8083 | 27.8083 | 27.8083 | 27.8083 | 27.8083 | 27.8083 | 27.8083 | 27.8083 | 27.8083 | 27.8083 | 27.8083 | 27.8083 | 27.8083 | 27.8083 | 27.8083 | 27.8083 | 27.8083 | 27.8083 | 27.8083 | 27.8083 | 27.8083 | 27.8083 | 27.8083 | 27.8083 | 27.8083 | 27.8083 | 27.8083 | 27.8083 | 27.8083 | 27.8083 | 27.8083 | 27.8083 | 27.8083 | 27.8083 | 27.8083 | 27.8083 | 27.8083 | 27.8083 | 27.8083 | 27.8083 | 27.8083 | 27.8083 | 27.8083 | 27.8083
2033 | 27.8096 | 27.8096 | 27.8096 | 27.8096 | 27.8096 | 27.8096 | 27.8096 | 27.8096 | 27.8096 | 27.8096 | 27.8096 | 27.8096 | 27.8096 | 27.8096 | 27.8096 | 27.8096 | 27.8096 | 27.8096 | 27.8096 | 27.8096 | 27.8096 | 27.8096 | 27.8096 | 27.8096 | 27.8096 | 27.8096 | 27.8096 | 27.8096 | 27.8096 | 27.8096 | 27.8096 | 27.8096 | 27.8096 | 27.8096 | 27.8096 | 27.8096 | 27.8096 | 27.8096 | 27.8096 | 27.8096 | 27.8096 | 27.8096 | 27.8096 | 27.8096 | 27.8096 | 27.8096 | 27.8096 | 27.8096 | 27.8096 | 27.8096 | 27.8096 | 27.8096 | 27.8096 | 27.8096 | 27.8096 | 27.8096 | 27.8096 | 27.8096 | 27.8096 | 27.8096
2034 | 27.8108 | 27.8108 | 27.8108 | 27.8108 | 27.8108 | 27.8108 | 27.8108 | 27.8108 | 27.8108 | 27.8108 | 27.8108 | 27.8108 | 27.8108 | 27.8108 | 27.8108 | 27.8108 | 27.8108 | 27.8108 | 27.8108 | 27.8108 | 27.8108 | 27.8108 | 27.8108 | 27.8108 | 27.8108 | 27.8108 | 27.8108 | 27.8108 | 27.8108 | 27.8108 | 27.8108 | 27.8108 | 27.8108 | 27.8108 | 27.8108 | 27.8108 | 27.8108 | 27.8108 | 27.8108 | 27.8108 | 27.8108 | 27.8108 | 27.8108 | 27.8108 | 27.8108 | 27.8108 | 27.8108 | 27.8108 | 27.8108 | 27.8108 | 27.8108 | 27.8108 | 27.8108 | 27.8108 | 27.8108 | 27.8108 | 27.8108 | 27.8108 | 27.8108 | 27.8108
2035 | 27.812 | 27.812 | 27.812 | 27.812 | 27.812 | 27.812 | 27.812 | 27.812 | 27.812 | 27.812 | 27.812 | 27.812 | 27.812 | 27.812 | 27.812 | 27.812 | 27.812 | 27.812 | 27.812 | 27.812 | 27.812 | 27.812 | 27.812 | 27.812 | 27.812 | 27.812 | 27.812 | 27.812 | 27.812 | 27.812 | 27.812 | 27.812 | 27.812 | 27.812 | 27.812 | 27.812 | 27.812 | 27.812 | 27.812 | 27.812 | 27.812 | 27.812 | 27.812 | 27.812 | 27.812 | 27.812 | 27.812 | 27.812 | 27.812 | 27.812 | 27.812 | 27.812 | 27.812 | 27.812 | 27.812 | 27.812 | 27.812 | 27.812 | 27.812 | 27.812
2036 | 27.8133 | 27.8133 | 27.8133 | 27.8133 | 27.8133 | 27.8133 | 27.8133 | 27.8133 | 27.8133 | 27.8133 | 27.8133 | 27.8133 | 27.8133 | 27.8133 | 27.8133 | 27.8133 | 27.8133 | 27.8133 | 27.8133 | 27.8133 | 27.8133 | 27.8133 | 27.8133 | 27.8133 | 27.8133 | 27.8133 | 27.8133 | 27.8133 | 27.8133 | 27.8133 | 27.8133 | 27.8133 | 27.8133 | 27.8133 | 27.8133 | 27.8133 | 27.8133 | 27.8133 | 27.8133 | 27.8133 | 27.8133 | 27.8133 | 27.8133 | 27.8133 | 27.8133 | 27.8133 | 27.8133 | 27.8133 | 27.8133 | 27.8133 | 27.8133 | 27.8133 | 27.8133 | 27.8133 | 27.8133 | 27.8133 | 27.8133 | 27.8133 | 27.8133 | 27.8133
2037 | 27.8145 | 27.8145 | 27.8145 | 27.8145 | 27.8145 | 27.8145 | 27.8145 | 27.8145 | 27.8145 | 27.8145 | 27.8145 | 27.8145 | 27.8145 | 27.8145 | 27.8145 | 27.8145 | 27.8145 | 27.8145 | 27.8145 | 27.8145 | 27.8145 | 27.8145 | 27.8145 | 27.8145 | 27.8145 | 27.8145 | 27.8145 | 27.8145 | 27.8145 | 27.8145 | 27.8145 | 27.8145 | 27.8145 | 27.8145 | 27.8145 | 27.8145 | 27.8145 | 27.8145 | 27.8145 | 27.8145 | 27.8145 | 27.8145 | 27.8145 | 27.8145 | 27.8145 | 27.8145 | 27.8145 | 27.8145 | 27.8145 | 27.8145 | 27.8145 | 27.8145 | 27.8145 | 27.8145 | 27.8145 | 27.8145 | 27.8145 | 27.8145 | 27.8145 | 27.8145
2038 | 27.8157 | 27.8157 | 27.8157 | 27.8157 | 27.8157 | 27.8157 | 27.8157 | 27.8157 | 27.8157 | 27.8157 | 27.8157 | 27.8157 | 27.8157 | 27.8157 | 27.8157 | 27.8157 | 27.8157 | 27.8157 | 27.8157 | 27.8157 | 27.8157 | 27.8157 | 27.8157 | 27.8157 | 27.8157 | 27.8157 | 27.8157 | 27.8157 | 27.8157 | 27.8157 | 27.8157 | 27.8157 | 27.8157 | 27.8157 | 27.8157 | 27.8157 | 27.8157 | 27.8157 | 27.8157 | 27.8157 | 27.8157 | 27.8157 | 27.8157 | 27.8157 | 27.8157 | 27.8157 | 27.8157 | 27.8157 | 27.8157 | 27.8157 | 27.8157 | 27.8157 | 27.8157 | 27.8157 | 27.8157 | 27.8157 | 27.8157 | 27.8157 | 27.8157 | 27.8157
2039 | 27.8169 | 27.8169 | 27.8169 | 27.8169 | 27.8169 | 27.8169 | 27.8169 | 27.8169 | 27.8169 | 27.8169 | 27.8169 | 27.8169 | 27.8169 | 27.8169 | 27.8169 | 27.8169 | 27.8169 | 27.8169 | 27.8169 | 27.8169 | 27.8169 | 27.8169 | 27.8169 | 27.8169 | 27.8169 | 27.8169 | 27.8169 | 27.8169 | 27.8169 | 27.8169 | 27.8169 | 27.8169 | 27.8169 | 27.8169 | 27.8169 | 27.8169 | 27.8169 | 27.8169 | 27.8169 | 27.8169 | 27.8169 | 27.8169 | 27.8169 | 27.8169 | 27.8169 | 27.8169 | 27.8169 | 27.8169 | 27.8169 | 27.8169 | 27.8169 | 27.8169 | 27.8169 | 27.8169 | 27.8169 | 27.8169 | 27.8169 | 27.8169 | 27.8169 | 27.8169
2040 | 27.8182 | 27.8182 | 27.8182 | 27.8182 | 27.8182 | 27.8182 | 27.8182 | 27.8182 | 27.8182 | 27.8182 | 27.8182 | 27.8182 | 27.8182 | 27.8182 | 27.8182 | 27.8182 | 27.8182 | 27.8182 | 27.8182 | 27.8182 | 27.8182 | 27.8182 | 27.8182 | 27.8182 | 27.8182 | 27.8182 | 27.8182 | 27.8182 | 27.8182 | 27.8182 | 27.8182 | 27.8182 | 27.8182 | 27.8182 | 27.8182 | 27.8182 | 27.8182 | 27.8182 | 27.8182 | 27.8182 | 27.8182 | 27.8182 | 27.8182 | 27.8182 | 27.8182 | 27.8182 | 27.8182 | 27.8182 | 27.8182 | 27.8182 | 27.8182 | 27.8182 | 27.8182 | 27.8182 | 27.8182 | 27.8182 | 27.8182 | 27.8182 | 27.8182 | 27.8182
2041 | 27.8194 | 27.8194 | 27.8194 | 27.8194 | 27.8194 | 27.8194 | 27.8194 | 27.8194 | 27.8194 | 27.8194 | 27.8194 | 27.8194 | 27.8194 | 27.8194 | 27.8194 | 27.8194 | 27.8194 | 27.8194 | 27.8194 | 27.8194 | 27.8194 | 27.8194 | 27.8194 | 27.8194 | 27.8194 | 27.8194 | 27.8194 | 27.8194 | 27.8194 | 27.8194 | 27.8194 | 27.8194 | 27.8194 | 27.8194 | 27.8194 | 27.8194 | 27.8194 | 27.8194 | 27.8194 | 27.8194 | 27.8194 | 27.8194 | 27.8194 | 27.8194 | 27.8194 | 27.8194 | 27.8194 | 27.8194 | 27.8194 | 27.8194 | 27.8194 | 27.8194 | 27.8194 | 27.8194 | 27.8194 | 27.8194 | 27.8194 | 27.8194 | 27.8194 | 27.8194
2042 | 27.8206 | 27.8206 | 27.8206 | 27.8206 | 27.8206 | 27.8206 | 27.8206 | 27.8206 | 27.8206 | 27.8206 | 27.8206 | 27.8206 | 27.8206 | 27.8206 | 27.8206 | 27.8206 | 27.8206 | 27.8206 | 27.8206 | 27.8206 | 27.8206 | 27.8206 | 27.8206 | 27.8206 | 27.8206 | 27.8206 | 27.8206 | 27.8206 | 27.8206 | 27.8206 | 27.8206 | 27.8206 | 27.8206 | 27.8206 | 27.8206 | 27.8206 | 27.8206 | 27.8206 | 27.8206 | 27.8206 | 27.8206 | 27.8206 | 27.8206 | 27.8206 | 27.8206 | 27.8206 | 27.8206 | 27.8206 | 27.8206 | 27.8206 | 27.8206 | 27.8206 | 27.8206 | 27.8206 | 27.8206 | 27.8206 | 27.8206 | 27.8206 | 27.8206 | 27.8206
2043 | 27.8218 | 27.8218 | 27.8218 | 27.8218 | 27.8218 | 27.8218 | 27.8218 | 27.8218 | 27.8218 | 27.8218 | 27.8218 | 27.8218 | 27.8218 | 27.8218 | 27.8218 | 27.8218 | 27.8218 | 27.8218 | 27.8218 | 27.8218 | 27.8218 | 27.8218 | 27.8218 | 27.8218 | 27.8218 | 27.8218 | 27.8218 | 27.8218 | 27.8218 | 27.8218 | 27.8218 | 27.8218 | 27.8218 | 27.8218 | 27.8218 | 27.8218 | 27.8218 | 27.8218 | 27.8218 | 27.8218 | 27.8218 | 27.8218 | 27.8218 | 27.8218 | 27.8218 | 27.8218 | 27.8218 | 27.8218 | 27.8218 | 27.8218 | 27.8218 | 27.8218 | 27.8218 | 27.8218 | 27.8218 | 27.8218 | 27.8218 | 27.8218 | 27.8218 | 27.8218
2044 | 27.8231 | 27.8231 | 27.8231 | 27.8231 | 27.8231 | 27.8231 | 27.8231 | 27.8231 | 27.8231 | 27.8231 | 27.8231 | 27.8231 | 27.8231 | 27.8231 | 27.8231 | 27.8231 | 27.8231 | 27.8231 | 27.8231 | 27.8231 | 27.8231 | 27.8231 | 27.8231 | 27.8231 | 27.8231 | 27.8231 | 27.8231 | 27.8231 | 27.8231 | 27.8231 | 27.8231 | 27.8231 | 27.8231 | 27.8231 | 27.8231 | 27.8231 | 27.8231 | 27.8231 | 27.8231 | 27.8231 | 27.8231 | 27.8231 | 27.8231 | 27.8231 | 27.8231 | 27.8231 | 27.8231 | 27.8231 | 27.8231 | 27.8231 | 27.8231 | 27.8231 | 27.8231 | 27.8231 | 27.8231 | 27.8231 | 27.8231 | 27.8231 | 27.8231 | 27.8231
2045 | 27.8243 | 27.8243 | 27.8243 | 27.8243 | 27.8243 | 27.8243 | 27.8243 | 27.8243 | 27.8243 | 27.8243 | 27.8243 | 27.8243 | 27.8243 | 27.8243 | 27.8243 | 27.8243 | 27.8243 | 27.8243 | 27.8243 | 27.8243 | 27.8243 | 27.8243 | 27.8243 | 27.8243 | 27.8243 | 27.8243 | 27.8243 | 27.8243 | 27.8243 | 27.8243 | 27.8243 | 27.8243 | 27.8243 | 27.8243 | 27.8243 | 27.8243 | 27.8243 | 27.8243 | 27.8243 | 27.8243 | 27.8243 | 27.8243 | 27.8243 | 27.8243 | 27.8243 | 27.8243 | 27.8243 | 27.8243 | 27.8243 | 27.8243 | 27.8243 | 27.8243 | 27.8243 | 27.8243 | 27.8243 | 27.8243 | 27.8243 | 27.8243 | 27.8243 | 27.8243
2046 | 27.8255 | 27.8255 | 27.8255 | 27.8255 | 27.8255 | 27.8255 | 27.8255 | 27.8255 | 27.8255 | 27.8255 | 27.8255 | 27.8255 | 27.8255 | 27.8255 | 27.8255 | 27.8255 | 27.8255 | 27.8255 | 27.8255 | 27.8255 | 27.8255 | 27.8255 | 27.8255 | 27.8255 | 27.8255 | 27.8255 | 27.8255 | 27.8255 | 27.8255 | 27.8255 | 27.8255 | 27.8255 | 27.8255 | 27.8255 | 27.8255 | 27.8255 | 27.8255 | 27.8255 | 27.8255 | 27.8255 | 27.8255 | 27.8255 | 27.8255 | 27.8255 | 27.8255 | 27.8255 | 27.8255 | 27.8255 | 27.8255 | 27.8255 | 27.8255 | 27.8255 | 27.8255 | 27.8255 | 27.8255 | 27.8255 | 27.8255 | 27.8255 | 27.8255 | 27.8255
2047 | 27.8267 | 27.8267 | 27.8267 | 27.8267 | 27.8267 | 27.8267 | 27.8267 | 27.8267 | 27.8267 | 27.8267 | 27.8267 | 27.8267 | 27.8267 | 27.8267 | 27.8267 | 27.8267 | 27.8267 | 27.8267 | 27.8267 | 27.8267 | 27.8267 | 27.8267 | 27.8267 | 27.8267 | 27.8267 | 27.8267 | 27.8267 | 27.8267 | 27.8267 | 27.8267 | 27.8267 | 27.8267 | 27.8267 | 27.8267 | 27.8267 | 27.8267 | 27.8267 | 27.8267 | 27.8267 | 27.8267 | 27.8267 | 27.8267 | 27.8267 | 27.8267 | 27.8267 | 27.8267 | 27.8267 | 27.8267 | 27.8267 | 27.8267 | 27.8267 | 27.8267 | 27.8267 | 27.8267 | 27.8267 | 27.8267 | 27.8267 | 27.8267 | 27.8267 | 27.8267
2048 | 27.8279 | 27.8279 | 27.8279 | 27.8279 | 27.8279 | 27.8279 | 27.8279 | 27.8279 | 27.8279 | 27.8279 | 27.8279 | 27.8279 | 27.8279 | 27.8279 | 27.8279 | 27.8279 | 27.8279 | 27.8279 | 27.8279 | 27.8279 | 27.8279 | 27.8279 | 27.8279 | 27.8279 | 27.8279 | 27.8279 | 27.8279 | 27.8279 | 27.8279 | 27.8279 | 27.8279 | 27.8279 | 27.8279 | 27.8279 | 27.8279 | 27.8279 | 27.8279 | 27.8279 | 27.8279 | 27.8279 | 27.8279 | 27.8279 | 27.8279 | 27.8279 | 27.8279 | 27.8279 | 27.8279 | 27.8279 | 27.8279 | 27.8279 | 27.8279 | 27.8279 | 27.8279 | 27.8279 | 27.8279 | 27.8279 | 27.8279 | 27.8279 | 27.8279 | 27.8279
2049 | 27.8292 | 27.8292 | 27.8292 | 27.8292 | 27.8292 | 27.8292 | 27.8292 | 27.8292 | 27.8292 | 27.8292 | 27.8292 | 27.8292 | 27.8292 | 27.8292 | 27.8292 | 27.8292 | 27.8292 | 27.8292 | 27.8292 | 27.8292 | 27.8292 | 27.8292 | 27.8292 | 27.8292 | 27.8292 | 27.8292 | 27.8292 | 27.8292 | 27.8292 | 27.8292 | 27.8292 | 27.8292 | 27.8292 | 27.8292 | 27.8292 | 27.8292 | 27.8292 | 27.8292 | 27.8292 | 27.8292 | 27.8292 | 27.8292 | 27.8292 | 27.8292 | 27.8292 | 27.8292 | 27.8292 | 27.8292 | 27.8292 | 27.8292 | 27.8292 | 27.8292 | 27.8292 | 27.8292 | 27.8292 | 27.8292 | 27.8292 | 27.8292 | 27.8292 | 27.8292
2050 | 27.8304 | 27.8304 | 27.8304 | 27.8304 | 27.8304 | 27.8304 | 27.8304 | 27.8304 | 27.8304 | 27.8304 | 27.8304 | 27.8304 | 27.8304 | 27.8304 | 27.8304 | 27.8304 | 27.8304 | 27.8304 | 27.8304 | 27.8304 | 27.8304 | 27.8304 | 27.8304 | 27.8304 | 27.8304 | 27.8304 | 27.8304 | 27.8304 | 27.8304 | 27.8304 | 27.8304 | 27.8304 | 27.8304 | 27.8304 | 27.8304 | 27.8304 | 27.8304 | 27.8304 | 27.8304 | 27.8304 | 27.8304 | 27.8304 | 27.8304 | 27.8304 | 27.8304 | 27.8304 | 27.8304 | 27.8304 | 27.8304 | 27.8304 | 27.8304 | 27.8304 | 27.8304 | 27.8304 | 27.8304 | 27.8304 | 27.8304 | 27.8304 | 27.8304 | 27.8304
2051 | 27.8316 | 27.8316 | 27.8316 | 27.8316 | 27.8316 | 27.8316 | 27.8316 | 27.8316 | 27.8316 | 27.8316 | 27.8316 | 27.8316 | 27.8316 | 27.8316 | 27.8316 | 27.8316 | 27.8316 | 27.8316 | 27.8316 | 27.8316 | 27.8316 | 27.8316 | 27.8316 | 27.8316 | 27.8316 | 27.8316 | 27.8316 | 27.8316 | 27.8316 | 27.8316 | 27.8316 | 27.8316 | 27.8316 | 27.8316 | 27.8316 | 27.8316 | 27.8316 | 27.8316 | 27.8316 | 27.8316 | 27.8316 | 27.8316 | 27.8316 | 27.8316 | 27.8316 | 27.8316 | 27.8316 | 27.8316 | 27.8316 | 27.8316 | 27.8316 | 27.8316 | 27.8316 | 27.8316 | 27.8316 | 27.8316 | 27.8316 | 27.8316 | 27.8316 | 27.8316
2052 | 27.8328 | 27.8328 | 27.8328 | 27.8328 | 27.8328 | 27.8328 | 27.8328 | 27.8328 | 27.8328 | 27.8328 | 27.8328 | 27.8328 | 27.8328 | 27.8328 | 27.8328 | 27.8328 | 27.8328 | 27.8328 | 27.8328 | 27.8328 | 27.8328 | 27.8328 | 27.8328 | 27.8328 | 27.8328 | 27.8328 | 27.8328 | 27.8328 | 27.8328 | 27.8328 | 27.8328 | 27.8328 | 27.8328 | 27.8328 | 27.8328 | 27.8328 | 27.8328 | 27.8328 | 27.8328 | 27.8328 | 27.8328 | 27.8328 | 27.8328 | 27.8328 | 27.8328 | 27.8328 | 27.8328 | 27.8328 | 27.8328 | 27.8328 | 27.8328 | 27.8328 | 27.8328 | 27.8328 | 27.8328 | 27.8328 | 27.8328 | 27.8328 | 27.8328 | 27.8328
2053 | 27.834 | 27.834 | 27.834 | 27.834 | 27.834 | 27.834 | 27.834 | 27.834 | 27.834 | 27.834 | 27.834 | 27.834 | 27.834 | 27.834 | 27.834 | 27.834 | 27.834 | 27.834 | 27.834 | 27.834 | 27.834 | 27.834 | 27.834 | 27.834 | 27.834 | 27.834 | 27.834 | 27.834 | 27.834 | 27.834 | 27.834 | 27.834 | 27.834 | 27.834 | 27.834 | 27.834 | 27.834 | 27.834 | 27.834 | 27.834 | 27.834 | 27.834 | 27.834 | 27.834 | 27.834 | 27.834 | 27.834 | 27.834 | 27.834 | 27.834 | 27.834 | 27.834 | 27.834 | 27.834 | 27.834 | 27.834 | 27.834 | 27.834 | 27.834 | 27.834
2054 | 27.8353 | 27.8353 | 27.8353 | 27.8353 | 27.8353 | 27.8353 | 27.8353 | 27.8353 | 27.8353 | 27.8353 | 27.8353 | 27.8353 | 27.8353 | 27.8353 | 27.8353 | 27.8353 | 27.8353 | 27.8353 | 27.8353 | 27.8353 | 27.8353 | 27.8353 | 27.8353 | 27.8353 | 27.8353 | 27.8353 | 27.8353 | 27.8353 | 27.8353 | 27.8353 | 27.8353 | 27.8353 | 27.8353 | 27.8353 | 27.8353 | 27.8353 | 27.8353 | 27.8353 | 27.8353 | 27.8353 | 27.8353 | 27.8353 | 27.8353 | 27.8353 | 27.8353 | 27.8353 | 27.8353 | 27.8353 | 27.8353 | 27.8353 | 27.8353 | 27.8353 | 27.8353 | 27.8353 | 27.8353 | 27.8353 | 27.8353 | 27.8353 | 27.8353 | 27.8353
2055 | 27.8365 | 27.8365 | 27.8365 | 27.8365 | 27.8365 | 27.8365 | 27.8365 | 27.8365 | 27.8365 | 27.8365 | 27.8365 | 27.8365 | 27.8365 | 27.8365 | 27.8365 | 27.8365 | 27.8365 | 27.8365 | 27.8365 | 27.8365 | 27.8365 | 27.8365 | 27.8365 | 27.8365 | 27.8365 | 27.8365 | 27.8365 | 27.8365 | 27.8365 | 27.8365 | 27.8365 | 27.8365 | 27.8365 | 27.8365 | 27.8365 | 27.8365 | 27.8365 | 27.8365 | 27.8365 | 27.8365 | 27.8365 | 27.8365 | 27.8365 | 27.8365 | 27.8365 | 27.8365 | 27.8365 | 27.8365 | 27.8365 | 27.8365 | 27.8365 | 27.8365 | 27.8365 | 27.8365 | 27.8365 | 27.8365 | 27.8365 | 27.8365 | 27.8365 | 27.8365
2056 | 27.8377 | 27.8377 | 27.8377 | 27.8377 | 27.8377 | 27.8377 | 27.8377 | 27.8377 | 27.8377 | 27.8377 | 27.8377 | 27.8377 | 27.8377 | 27.8377 | 27.8377 | 27.8377 | 27.8377 | 27.8377 | 27.8377 | 27.8377 | 27.8377 | 27.8377 | 27.8377 | 27.8377 | 27.8377 | 27.8377 | 27.8377 | 27.8377 | 27.8377 | 27.8377 | 27.8377 | 27.8377 | 27.8377 | 27.8377 | 27.8377 | 27.8377 | 27.8377 | 27.8377 | 27.8377 | 27.8377 | 27.8377 | 27.8377 | 27.8377 | 27.8377 | 27.8377 | 27.8377 | 27.8377 | 27.8377 | 27.8377 | 27.8377 | 27.8377 | 27.8377 | 27.8377 | 27.8377 | 27.8377 | 27.8377 | 27.8377 | 27.8377 | 27.8377 | 27.8377
2057 | 27.8389 | 27.8389 | 27.8389 | 27.8389 | 27.8389 | 27.8389 | 27.8389 | 27.8389 | 27.8389 | 27.8389 | 27.8389 | 27.8389 | 27.8389 | 27.8389 | 27.8389 | 27.8389 | 27.8389 | 27.8389 | 27.8389 | 27.8389 | 27.8389 | 27.8389 | 27.8389 | 27.8389 | 27.8389 | 27.8389 | 27.8389 | 27.8389 | 27.8389 | 27.8389 | 27.8389 | 27.8389 | 27.8389 | 27.8389 | 27.8389 | 27.8389 | 27.8389 | 27.8389 | 27.8389 | 27.8389 | 27.8389 | 27.8389 | 27.8389 | 27.8389 | 27.8389 | 27.8389 | 27.8389 | 27.8389 | 27.8389 | 27.8389 | 27.8389 | 27.8389 | 27.8389 | 27.8389 | 27.8389 | 27.8389 | 27.8389 | 27.8389 | 27.8389 | 27.8389
2058 | 27.8401 | 27.8401 | 27.8401 | 27.8401 | 27.8401 | 27.8401 | 27.8401 | 27.8401 | 27.8401 | 27.8401 | 27.8401 | 27.8401 | 27.8401 | 27.8401 | 27.8401 | 27.8401 | 27.8401 | 27.8401 | 27.8401 | 27.8401 | 27.8401 | 27.8401 | 27.8401 | 27.8401 | 27.8401 | 27.8401 | 27.8401 | 27.8401 | 27.8401 | 27.8401 | 27.8401 | 27.8401 | 27.8401 | 27.8401 | 27.8401 | 27.8401 | 27.8401 | 27.8401 | 27.8401 | 27.8401 | 27.8401 | 27.8401 | 27.8401 | 27.8401 | 27.8401 | 27.8401 | 27.8401 | 27.8401 | 27.8401 | 27.8401 | 27.8401 | 27.8401 | 27.8401 | 27.8401 | 27.8401 | 27.8401 | 27.8401 | 27.8401 | 27.8401 | 27.8401
2059 | 27.8413 | 27.8413 | 27.8413 | 27.8413 | 27.8413 | 27.8413 | 27.8413 | 27.8413 | 27.8413 | 27.8413 | 27.8413 | 27.8413 | 27.8413 | 27.8413 | 27.8413 | 27.8413 | 27.8413 | 27.8413 | 27.8413 | 27.8413 | 27.8413 | 27.8413 | 27.8413 | 27.8413 | 27.8413 | 27.8413 | 27.8413 | 27.8413 | 27.8413 | 27.8413 | 27.8413 | 27.8413 | 27.8413 | 27.8413 | 27.8413 | 27.8413 | 27.8413 | 27.8413 | 27.8413 | 27.8413 | 27.8413 | 27.8413 | 27.8413 | 27.8413 | 27.8413 | 27.8413 | 27.8413 | 27.8413 | 27.8413 | 27.8413 | 27.8413 | 27.8413 | 27.8413 | 27.8413 | 27.8413 | 27.8413 | 27.8413 | 27.8413 | 27.8413 | 27.8413
2060 | 27.8425 | 27.8425 | 27.8425 | 27.8425 | 27.8425 | 27.8425 | 27.8425 | 27.8425 | 27.8425 | 27.8425 | 27.8425 | 27.8425 | 27.8425 | 27.8425 | 27.8425 | 27.8425 | 27.8425 | 27.8425 | 27.8425 | 27.8425 | 27.8425 | 27.8425 | 27.8425 | 27.8425 | 27.8425 | 27.8425 | 27.8425 | 27.8425 | 27.8425 | 27.8425 | 27.8425 | 27.8425 | 27.8425 | 27.8425 | 27.8425 | 27.8425 | 27.8425 | 27.8425 | 27.8425 | 27.8425 | 27.8425 | 27.8425 | 27.8425 | 27.8425 | 27.8425 | 27.8425 | 27.8425 | 27.8425 | 27.8425 | 27.8425 | 27.8425 | 27.8425 | 27.8425 | 27.8425 | 27.8425 | 27.8425 | 27.8425 | 27.8425 | 27.8425 | 27.8425
2061 | 27.8438 | 27.8438 | 27.8438 | 27.8438 | 27.8438 | 27.8438 | 27.8438 | 27.8438 | 27.8438 | 27.8438 | 27.8438 | 27.8438 | 27.8438 | 27.8438 | 27.8438 | 27.8438 | 27.8438 | 27.8438 | 27.8438 | 27.8438 | 27.8438 | 27.8438 | 27.8438 | 27.8438 | 27.8438 | 27.8438 | 27.8438 | 27.8438 | 27.8438 | 27.8438 | 27.8438 | 27.8438 | 27.8438 | 27.8438 | 27.8438 | 27.8438 | 27.8438 | 27.8438 | 27.8438 | 27.8438 | 27.8438 | 27.8438 | 27.8438 | 27.8438 | 27.8438 | 27.8438 | 27.8438 | 27.8438 | 27.8438 | 27.8438 | 27.8438 | 27.8438 | 27.8438 | 27.8438 | 27.8438 | 27.8438 | 27.8438 | 27.8438 | 27.8438 | 27.8438
2062 | 27.845 | 27.845 | 27.845 | 27.845 | 27.845 | 27.845 | 27.845 | 27.845 | 27.845 | 27.845 | 27.845 | 27.845 | 27.845 | 27.845 | 27.845 | 27.845 | 27.845 | 27.845 | 27.845 | 27.845 | 27.845 | 27.845 | 27.845 | 27.845 | 27.845 | 27.845 | 27.845 | 27.845 | 27.845 | 27.845 | 27.845 | 27.845 | 27.845 | 27.845 | 27.845 | 27.845 | 27.845 | 27.845 | 27.845 | 27.845 | 27.845 | 27.845 | 27.845 | 27.845 | 27.845 | 27.845 | 27.845 | 27.845 | 27.845 | 27.845 | 27.845 | 27.845 | 27.845 | 27.845 | 27.845 | 27.845 | 27.845 | 27.845 | 27.845 | 27.845
2063 | 27.8462 | 27.8462 | 27.8462 | 27.8462 | 27.8462 | 27.8462 | 27.8462 | 27.8462 | 27.8462 | 27.8462 | 27.8462 | 27.8462 | 27.8462 | 27.8462 | 27.8462 | 27.8462 | 27.8462 | 27.8462 | 27.8462 | 27.8462 | 27.8462 | 27.8462 | 27.8462 | 27.8462 | 27.8462 | 27.8462 | 27.8462 | 27.8462 | 27.8462 | 27.8462 | 27.8462 | 27.8462 | 27.8462 | 27.8462 | 27.8462 | 27.8462 | 27.8462 | 27.8462 | 27.8462 | 27.8462 | 27.8462 | 27.8462 | 27.8462 | 27.8462 | 27.8462 | 27.8462 | 27.8462 | 27.8462 | 27.8462 | 27.8462 | 27.8462 | 27.8462 | 27.8462 | 27.8462 | 27.8462 | 27.8462 | 27.8462 | 27.8462 | 27.8462 | 27.8462
2064 | 27.8474 | 27.8474 | 27.8474 | 27.8474 | 27.8474 | 27.8474 | 27.8474 | 27.8474 | 27.8474 | 27.8474 | 27.8474 | 27.8474 | 27.8474 | 27.8474 | 27.8474 | 27.8474 | 27.8474 | 27.8474 | 27.8474 | 27.8474 | 27.8474 | 27.8474 | 27.8474 | 27.8474 | 27.8474 | 27.8474 | 27.8474 | 27.8474 | 27.8474 | 27.8474 | 27.8474 | 27.8474 | 27.8474 | 27.8474 | 27.8474 | 27.8474 | 27.8474 | 27.8474 | 27.8474 | 27.8474 | 27.8474 | 27.8474 | 27.8474 | 27.8474 | 27.8474 | 27.8474 | 27.8474 | 27.8474 | 27.8474 | 27.8474 | 27.8474 | 27.8474 | 27.8474 | 27.8474 | 27.8474 | 27.8474 | 27.8474 | 27.8474 | 27.8474 | 27.8474
2065 | 27.8486 | 27.8486 | 27.8486 | 27.8486 | 27.8486 | 27.8486 | 27.8486 | 27.8486 | 27.8486 | 27.8486 | 27.8486 | 27.8486 | 27.8486 | 27.8486 | 27.8486 | 27.8486 | 27.8486 | 27.8486 | 27.8486 | 27.8486 | 27.8486 | 27.8486 | 27.8486 | 27.8486 | 27.8486 | 27.8486 | 27.8486 | 27.8486 | 27.8486 | 27.8486 | 27.8486 | 27.8486 | 27.8486 | 27.8486 | 27.8486 | 27.8486 | 27.8486 | 27.8486 | 27.8486 | 27.8486 | 27.8486 | 27.8486 | 27.8486 | 27.8486 | 27.8486 | 27.8486 | 27.8486 | 27.8486 | 27.8486 | 27.8486 | 27.8486 | 27.8486 | 27.8486 | 27.8486 | 27.8486 | 27.8486 | 27.8486 | 27.8486 | 27.8486 | 27.8486
2066 | 27.8498 | 27.8498 | 27.8498 | 27.8498 | 27.8498 | 27.8498 | 27.8498 | 27.8498 | 27.8498 | 27.8498 | 27.8498 | 27.8498 | 27.8498 | 27.8498 | 27.8498 | 27.8498 | 27.8498 | 27.8498 | 27.8498 | 27.8498 | 27.8498 | 27.8498 | 27.8498 | 27.8498 | 27.8498 | 27.8498 | 27.8498 | 27.8498 | 27.8498 | 27.8498 | 27.8498 | 27.8498 | 27.8498 | 27.8498 | 27.8498 | 27.8498 | 27.8498 | 27.8498 | 27.8498 | 27.8498 | 27.8498 | 27.8498 | 27.8498 | 27.8498 | 27.8498 | 27.8498 | 27.8498 | 27.8498 | 27.8498 | 27.8498 | 27.8498 | 27.8498 | 27.8498 | 27.8498 | 27.8498 | 27.8498 | 27.8498 | 27.8498 | 27.8498 | 27.8498
2067 | 27.851 | 27.851 | 27.851 | 27.851 | 27.851 | 27.851 | 27.851 | 27.851 | 27.851 | 27.851 | 27.851 | 27.851 | 27.851 | 27.851 | 27.851 | 27.851 | 27.851 | 27.851 | 27.851 | 27.851 | 27.851 | 27.851 | 27.851 | 27.851 | 27.851 | 27.851 | 27.851 | 27.851 | 27.851 | 27.851 | 27.851 | 27.851 | 27.851 | 27.851 | 27.851 | 27.851 | 27.851 | 27.851 | 27.851 | 27.851 | 27.851 | 27.851 | 27.851 | 27.851 | 27.851 | 27.851 | 27.851 | 27.851 | 27.851 | 27.851 | 27.851 | 27.851 | 27.851 | 27.851 | 27.851 | 27.851 | 27.851 | 27.851 | 27.851 | 27.851
2068 | 27.8522 | 27.8522 | 27.8522 | 27.8522 | 27.8522 | 27.8522 | 27.8522 | 27.8522 | 27.8522 | 27.8522 | 27.8522 | 27.8522 | 27.8522 | 27.8522 | 27.8522 | 27.8522 | 27.8522 | 27.8522 | 27.8522 | 27.8522 | 27.8522 | 27.8522 | 27.8522 | 27.8522 | 27.8522 | 27.8522 | 27.8522 | 27.8522 | 27.8522 | 27.8522 | 27.8522 | 27.8522 | 27.8522 | 27.8522 | 27.8522 | 27.8522 | 27.8522 | 27.8522 | 27.8522 | 27.8522 | 27.8522 | 27.8522 | 27.8522 | 27.8522 | 27.8522 | 27.8522 | 27.8522 | 27.8522 | 27.8522 | 27.8522 | 27.8522 | 27.8522 | 27.8522 | 27.8522 | 27.8522 | 27.8522 | 27.8522 | 27.8522 | 27.8522 | 27.8522
2069 | 27.8534 | 27.8534 | 27.8534 | 27.8534 | 27.8534 | 27.8534 | 27.8534 | 27.8534 | 27.8534 | 27.8534 | 27.8534 | 27.8534 | 27.8534 | 27.8534 | 27.8534 | 27.8534 | 27.8534 | 27.8534 | 27.8534 | 27.8534 | 27.8534 | 27.8534 | 27.8534 | 27.8534 | 27.8534 | 27.8534 | 27.8534 | 27.8534 | 27.8534 | 27.8534 | 27.8534 | 27.8534 | 27.8534 | 27.8534 | 27.8534 | 27.8534 | 27.8534 | 27.8534 | 27.8534 | 27.8534 | 27.8534 | 27.8534 | 27.8534 | 27.8534 | 27.8534 | 27.8534 | 27.8534 | 27.8534 | 27.8534 | 27.8534 | 27.8534 | 27.8534 | 27.8534 | 27.8534 | 27.8534 | 27.8534 | 27.8534 | 27.8534 | 27.8534 | 27.8534
2070 | 27.8547 | 27.8547 | 27.8547 | 27.8547 | 27.8547 | 27.8547 | 27.8547 | 27.8547 | 27.8547 | 27.8547 | 27.8547 | 27.8547 | 27.8547 | 27.8547 | 27.8547 | 27.8547 | 27.8547 | 27.8547 | 27.8547 | 27.8547 | 27.8547 | 27.8547 | 27.8547 | 27.8547 | 27.8547 | 27.8547 | 27.8547 | 27.8547 | 27.8547 | 27.8547 | 27.8547 | 27.8547 | 27.8547 | 27.8547 | 27.8547 | 27.8547 | 27.8547 | 27.8547 | 27.8547 | 27.8547 | 27.8547 | 27.8547 | 27.8547 | 27.8547 | 27.8547 | 27.8547 | 27.8547 | 27.8547 | 27.8547 | 27.8547 | 27.8547 | 27.8547 | 27.8547 | 27.8547 | 27.8547 | 27.8547 | 27.8547 | 27.8547 | 27.8547 | 27.8547
2071 | 27.8559 | 27.8559 | 27.8559 | 27.8559 | 27.8559 | 27.8559 | 27.8559 | 27.8559 | 27.8559 | 27.8559 | 27.8559 | 27.8559 | 27.8559 | 27.8559 | 27.8559 | 27.8559 | 27.8559 | 27.8559 | 27.8559 | 27.8559 | 27.8559 | 27.8559 | 27.8559 | 27.8559 | 27.8559 | 27.8559 | 27.8559 | 27.8559 | 27.8559 | 27.8559 | 27.8559 | 27.8559 | 27.8559 | 27.8559 | 27.8559 | 27.8559 | 27.8559 | 27.8559 | 27.8559 | 27.8559 | 27.8559 | 27.8559 | 27.8559 | 27.8559 | 27.8559 | 27.8559 | 27.8559 | 27.8559 | 27.8559 | 27.8559 | 27.8559 | 27.8559 | 27.8559 | 27.8559 | 27.8559 | 27.8559 | 27.8559 | 27.8559 | 27.8559 | 27.8559
2072 | 27.8571 | 27.8571 | 27.8571 | 27.8571 | 27.8571 | 27.8571 | 27.8571 | 27.8571 | 27.8571 | 27.8571 | 27.8571 | 27.8571 | 27.8571 | 27.8571 | 27.8571 | 27.8571 | 27.8571 | 27.8571 | 27.8571 | 27.8571 | 27.8571 | 27.8571 | 27.8571 | 27.8571 | 27.8571 | 27.8571 | 27.8571 | 27.8571 | 27.8571 | 27.8571 | 27.8571 | 27.8571 | 27.8571 | 27.8571 | 27.8571 | 27.8571 | 27.8571 | 27.8571 | 27.8571 | 27.8571 | 27.8571 | 27.8571 | 27.8571 | 27.8571 | 27.8571 | 27.8571 | 27.8571 | 27.8571 | 27.8571 | 27.8571 | 27.8571 | 27.8571 | 27.8571 | 27.8571 | 27.8571 | 27.8571 | 27.8571 | 27.8571 | 27.8571 | 27.8571
2073 | 27.8583 | 27.8583 | 27.8583 | 27.8583 | 27.8583 | 27.8583 | 27.8583 | 27.8583 | 27.8583 | 27.8583 | 27.8583 | 27.8583 | 27.8583 | 27.8583 | 27.8583 | 27.8583 | 27.8583 | 27.8583 | 27.8583 | 27.8583 | 27.8583 | 27.8583 | 27.8583 | 27.8583 | 27.8583 | 27.8583 | 27.8583 | 27.8583 | 27.8583 | 27.8583 | 27.8583 | 27.8583 | 27.8583 | 27.8583 | 27.8583 | 27.8583 | 27.8583 | 27.8583 | 27.8583 | 27.8583 | 27.8583 | 27.8583 | 27.8583 | 27.8583 | 27.8583 | 27.8583 | 27.8583 | 27.8583 | 27.8583 | 27.8583 | 27.8583 | 27.8583 | 27.8583 | 27.8583 | 27.8583 | 27.8583 | 27.8583 | 27.8583 | 27.8583 | 27.8583
2074 | 27.8595 | 27.8595 | 27.8595 | 27.8595 | 27.8595 | 27.8595 | 27.8595 | 27.8595 | 27.8595 | 27.8595 | 27.8595 | 27.8595 | 27.8595 | 27.8595 | 27.8595 | 27.8595 | 27.8595 | 27.8595 | 27.8595 | 27.8595 | 27.8595 | 27.8595 | 27.8595 | 27.8595 | 27.8595 | 27.8595 | 27.8595 | 27.8595 | 27.8595 | 27.8595 | 27.8595 | 27.8595 | 27.8595 | 27.8595 | 27.8595 | 27.8595 | 27.8595 | 27.8595 | 27.8595 | 27.8595 | 27.8595 | 27.8595 | 27.8595 | 27.8595 | 27.8595 | 27.8595 | 27.8595 | 27.8595 | 27.8595 | 27.8595 | 27.8595 | 27.8595 | 27.8595 | 27.8595 | 27.8595 | 27.8595 | 27.8595 | 27.8595 | 27.8595 | 27.8595
2075 | 27.8607 | 27.8607 | 27.8607 | 27.8607 | 27.8607 | 27.8607 | 27.8607 | 27.8607 | 27.8607 | 27.8607 | 27.8607 | 27.8607 | 27.8607 | 27.8607 | 27.8607 | 27.8607 | 27.8607 | 27.8607 | 27.8607 | 27.8607 | 27.8607 | 27.8607 | 27.8607 | 27.8607 | 27.8607 | 27.8607 | 27.8607 | 27.8607 | 27.8607 | 27.8607 | 27.8607 | 27.8607 | 27.8607 | 27.8607 | 27.8607 | 27.8607 | 27.8607 | 27.8607 | 27.8607 | 27.8607 | 27.8607 | 27.8607 | 27.8607 | 27.8607 | 27.8607 | 27.8607 | 27.8607 | 27.8607 | 27.8607 | 27.8607 | 27.8607 | 27.8607 | 27.8607 | 27.8607 | 27.8607 | 27.8607 | 27.8607 | 27.8607 | 27.8607 | 27.8607
2076 | 27.8619 | 27.8619 | 27.8619 | 27.8619 | 27.8619 | 27.8619 | 27.8619 | 27.8619 | 27.8619 | 27.8619 | 27.8619 | 27.8619 | 27.8619 | 27.8619 | 27.8619 | 27.8619 | 27.8619 | 27.8619 | 27.8619 | 27.8619 | 27.8619 | 27.8619 | 27.8619 | 27.8619 | 27.8619 | 27.8619 | 27.8619 | 27.8619 | 27.8619 | 27.8619 | 27.8619 | 27.8619 | 27.8619 | 27.8619 | 27.8619 | 27.8619 | 27.8619 | 27.8619 | 27.8619 | 27.8619 | 27.8619 | 27.8619 | 27.8619 | 27.8619 | 27.8619 | 27.8619 | 27.8619 | 27.8619 | 27.8619 | 27.8619 | 27.8619 | 27.8619 | 27.8619 | 27.8619 | 27.8619 | 27.8619 | 27.8619 | 27.8619 | 27.8619 | 27.8619
2077 | 27.8631 | 27.8631 | 27.8631 | 27.8631 | 27.8631 | 27.8631 | 27.8631 | 27.8631 | 27.8631 | 27.8631 | 27.8631 | 27.8631 | 27.8631 | 27.8631 | 27.8631 | 27.8631 | 27.8631 | 27.8631 | 27.8631 | 27.8631 | 27.8631 | 27.8631 | 27.8631 | 27.8631 | 27.8631 | 27.8631 | 27.8631 | 27.8631 | 27.8631 | 27.8631 | 27.8631 | 27.8631 | 27.8631 | 27.8631 | 27.8631 | 27.8631 | 27.8631 | 27.8631 | 27.8631 | 27.8631 | 27.8631 | 27.8631 | 27.8631 | 27.8631 | 27.8631 | 27.8631 | 27.8631 | 27.8631 | 27.8631 | 27.8631 | 27.8631 | 27.8631 | 27.8631 | 27.8631 | 27.8631 | 27.8631 | 27.8631 | 27.8631 | 27.8631 | 27.8631
2078 | 27.8643 | 27.8643 | 27.8643 | 27.8643 | 27.8643 | 27.8643 | 27.8643 | 27.8643 | 27.8643 | 27.8643 | 27.8643 | 27.8643 | 27.8643 | 27.8643 | 27.8643 | 27.8643 | 27.8643 | 27.8643 | 27.8643 | 27.8643 | 27.8643 | 27.8643 | 27.8643 | 27.8643 | 27.8643 | 27.8643 | 27.8643 | 27.8643 | 27.8643 | 27.8643 | 27.8643 | 27.8643 | 27.8643 | 27.8643 | 27.8643 | 27.8643 | 27.8643 | 27.8643 | 27.8643 | 27.8643 | 27.8643 | 27.8643 | 27.8643 | 27.8643 | 27.8643 | 27.8643 | 27.8643 | 27.8643 | 27.8643 | 27.8643 | 27.8643 | 27.8643 | 27.8643 | 27.8643 | 27.8643 | 27.8643 | 27.8643 | 27.8643 | 27.8643 | 27.8643
2079 | 27.8655 | 27.8655 | 27.8655 | 27.8655 | 27.8655 | 27.8655 | 27.8655 | 27.8655 | 27.8655 | 27.8655 | 27.8655 | 27.8655 | 27.8655 | 27.8655 | 27.8655 | 27.8655 | 27.8655 | 27.8655 | 27.8655 | 27.8655 | 27.8655 | 27.8655 | 27.8655 | 27.8655 | 27.8655 | 27.8655 | 27.8655 | 27.8655 | 27.8655 | 27.8655 | 27.8655 | 27.8655 | 27.8655 | 27.8655 | 27.8655 | 27.8655 | 27.8655 | 27.8655 | 27.8655 | 27.8655 | 27.8655 | 27.8655 | 27.8655 | 27.8655 | 27.8655 | 27.8655 | 27.8655 | 27.8655 | 27.8655 | 27.8655 | 27.8655 | 27.8655 | 27.8655 | 27.8655 | 27.8655 | 27.8655 | 27.8655 | 27.8655 | 27.8655 | 27.8655
2080 | 27.8667 | 27.8667 | 27.8667 | 27.8667 | 27.8667 | 27.8667 | 27.8667 | 27.8667 | 27.8667 | 27.8667 | 27.8667 | 27.8667 | 27.8667 | 27.8667 | 27.8667 | 27.8667 | 27.8667 | 27.8667 | 27.8667 | 27.8667 | 27.8667 | 27.8667 | 27.8667 | 27.8667 | 27.8667 | 27.8667 | 27.8667 | 27.8667 | 27.8667 | 27.8667 | 27.8667 | 27.8667 | 27.8667 | 27.8667 | 27.8667 | 27.8667 | 27.8667 | 27.8667 | 27.8667 | 27.8667 | 27.8667 | 27.8667 | 27.8667 | 27.8667 | 27.8667 | 27.8667 | 27.8667 | 27.8667 | 27.8667 | 27.8667 | 27.8667 | 27.8667 | 27.8667 | 27.8667 | 27.8667 | 27.8667 | 27.8667 | 27.8667 | 27.8667 | 27.8667
2081 | 27.8679 | 27.8679 | 27.8679 | 27.8679 | 27.8679 | 27.8679 | 27.8679 | 27.8679 | 27.8679 | 27.8679 | 27.8679 | 27.8679 | 27.8679 | 27.8679 | 27.8679 | 27.8679 | 27.8679 | 27.8679 | 27.8679 | 27.8679 | 27.8679 | 27.8679 | 27.8679 | 27.8679 | 27.8679 | 27.8679 | 27.8679 | 27.8679 | 27.8679 | 27.8679 | 27.8679 | 27.8679 | 27.8679 | 27.8679 | 27.8679 | 27.8679 | 27.8679 | 27.8679 | 27.8679 | 27.8679 | 27.8679 | 27.8679 | 27.8679 | 27.8679 | 27.8679 | 27.8679 | 27.8679 | 27.8679 | 27.8679 | 27.8679 | 27.8679 | 27.8679 | 27.8679 | 27.8679 | 27.8679 | 27.8679 | 27.8679 | 27.8679 | 27.8679 | 27.8679
2082 | 27.8691 | 27.8691 | 27.8691 | 27.8691 | 27.8691 | 27.8691 | 27.8691 | 27.8691 | 27.8691 | 27.8691 | 27.8691 | 27.8691 | 27.8691 | 27.8691 | 27.8691 | 27.8691 | 27.8691 | 27.8691 | 27.8691 | 27.8691 | 27.8691 | 27.8691 | 27.8691 | 27.8691 | 27.8691 | 27.8691 | 27.8691 | 27.8691 | 27.8691 | 27.8691 | 27.8691 | 27.8691 | 27.8691 | 27.8691 | 27.8691 | 27.8691 | 27.8691 | 27.8691 | 27.8691 | 27.8691 | 27.8691 | 27.8691 | 27.8691 | 27.8691 | 27.8691 | 27.8691 | 27.8691 | 27.8691 | 27.8691 | 27.8691 | 27.8691 | 27.8691 | 27.8691 | 27.8691 | 27.8691 | 27.8691 | 27.8691 | 27.8691 | 27.8691 | 27.8691
2083 | 27.8703 | 27.8703 | 27.8703 | 27.8703 | 27.8703 | 27.8703 | 27.8703 | 27.8703 | 27.8703 | 27.8703 | 27.8703 | 27.8703 | 27.8703 | 27.8703 | 27.8703 | 27.8703 | 27.8703 | 27.8703 | 27.8703 | 27.8703 | 27.8703 | 27.8703 | 27.8703 | 27.8703 | 27.8703 | 27.8703 | 27.8703 | 27.8703 | 27.8703 | 27.8703 | 27.8703 | 27.8703 | 27.8703 | 27.8703 | 27.8703 | 27.8703 | 27.8703 | 27.8703 | 27.8703 | 27.8703 | 27.8703 | 27.8703 | 27.8703 | 27.8703 | 27.8703 | 27.8703 | 27.8703 | 27.8703 | 27.8703 | 27.8703 | 27.8703 | 27.8703 | 27.8703 | 27.8703 | 27.8703 | 27.8703 | 27.8703 | 27.8703 | 27.8703 | 27.8703
2084 | 27.8715 | 27.8715 | 27.8715 | 27.8715 | 27.8715 | 27.8715 | 27.8715 | 27.8715 | 27.8715 | 27.8715 | 27.8715 | 27.8715 | 27.8715 | 27.8715 | 27.8715 | 27.8715 | 27.8715 | 27.8715 | 27.8715 | 27.8715 | 27.8715 | 27.8715 | 27.8715 | 27.8715 | 27.8715 | 27.8715 | 27.8715 | 27.8715 | 27.8715 | 27.8715 | 27.8715 | 27.8715 | 27.8715 | 27.8715 | 27.8715 | 27.8715 | 27.8715 | 27.8715 | 27.8715 | 27.8715 | 27.8715 | 27.8715 | 27.8715 | 27.8715 | 27.8715 | 27.8715 | 27.8715 | 27.8715 | 27.8715 | 27.8715 | 27.8715 | 27.8715 | 27.8715 | 27.8715 | 27.8715 | 27.8715 | 27.8715 | 27.8715 | 27.8715 | 27.8715
2085 | 27.8727 | 27.8727 | 27.8727 | 27.8727 | 27.8727 | 27.8727 | 27.8727 | 27.8727 | 27.8727 | 27.8727 | 27.8727 | 27.8727 | 27.8727 | 27.8727 | 27.8727 | 27.8727 | 27.8727 | 27.8727 | 27.8727 | 27.8727 | 27.8727 | 27.8727 | 27.8727 | 27.8727 | 27.8727 | 27.8727 | 27.8727 | 27.8727 | 27.8727 | 27.8727 | 27.8727 | 27.8727 | 27.8727 | 27.8727 | 27.8727 | 27.8727 | 27.8727 | 27.8727 | 27.8727 | 27.8727 | 27.8727 | 27.8727 | 27.8727 | 27.8727 | 27.8727 | 27.8727 | 27.8727 | 27.8727 | 27.8727 | 27.8727 | 27.8727 | 27.8727 | 27.8727 | 27.8727 | 27.8727 | 27.8727 | 27.8727 | 27.8727 | 27.8727 | 27.8727
2086 | 27.8739 | 27.8739 | 27.8739 | 27.8739 | 27.8739 | 27.8739 | 27.8739 | 27.8739 | 27.8739 | 27.8739 | 27.8739 | 27.8739 | 27.8739 | 27.8739 | 27.8739 | 27.8739 | 27.8739 | 27.8739 | 27.8739 | 27.8739 | 27.8739 | 27.8739 | 27.8739 | 27.8739 | 27.8739 | 27.8739 | 27.8739 | 27.8739 | 27.8739 | 27.8739 | 27.8739 | 27.8739 | 27.8739 | 27.8739 | 27.8739 | 27.8739 | 27.8739 | 27.8739 | 27.8739 | 27.8739 | 27.8739 | 27.8739 | 27.8739 | 27.8739 | 27.8739 | 27.8739 | 27.8739 | 27.8739 | 27.8739 | 27.8739 | 27.8739 | 27.8739 | 27.8739 | 27.8739 | 27.8739 | 27.8739 | 27.8739 | 27.8739 | 27.8739 | 27.8739
2087 | 27.8751 | 27.8751 | 27.8751 | 27.8751 | 27.8751 | 27.8751 | 27.8751 | 27.8751 | 27.8751 | 27.8751 | 27.8751 | 27.8751 | 27.8751 | 27.8751 | 27.8751 | 27.8751 | 27.8751 | 27.8751 | 27.8751 | 27.8751 | 27.8751 | 27.8751 | 27.8751 | 27.8751 | 27.8751 | 27.8751 | 27.8751 | 27.8751 | 27.8751 | 27.8751 | 27.8751 | 27.8751 | 27.8751 | 27.8751 | 27.8751 | 27.8751 | 27.8751 | 27.8751 | 27.8751 | 27.8751 | 27.8751 | 27.8751 | 27.8751 | 27.8751 | 27.8751 | 27.8751 | 27.8751 | 27.8751 | 27.8751 | 27.8751 | 27.8751 | 27.8751 | 27.8751 | 27.8751 | 27.8751 | 27.8751 | 27.8751 | 27.8751 | 27.8751 | 27.8751
2088 | 27.8763 | 27.8763 | 27.8763 | 27.8763 | 27.8763 | 27.8763 | 27.8763 | 27.8763 | 27.8763 | 27.8763 | 27.8763 | 27.8763 | 27.8763 | 27.8763 | 27.8763 | 27.8763 | 27.8763 | 27.8763 | 27.8763 | 27.8763 | 27.8763 | 27.8763 | 27.8763 | 27.8763 | 27.8763 | 27.8763 | 27.8763 | 27.8763 | 27.8763 | 27.8763 | 27.8763 | 27.8763 | 27.8763 | 27.8763 | 27.8763 | 27.8763 | 27.8763 | 27.8763 | 27.8763 | 27.8763 | 27.8763 | 27.8763 | 27.8763 | 27.8763 | 27.8763 | 27.8763 | 27.8763 | 27.8763 | 27.8763 | 27.8763 | 27.8763 | 27.8763 | 27.8763 | 27.8763 | 27.8763 | 27.8763 | 27.8763 | 27.8763 | 27.8763 | 27.8763
2089 | 27.8775 | 27.8775 | 27.8775 | 27.8775 | 27.8775 | 27.8775 | 27.8775 | 27.8775 | 27.8775 | 27.8775 | 27.8775 | 27.8775 | 27.8775 | 27.8775 | 27.8775 | 27.8775 | 27.8775 | 27.8775 | 27.8775 | 27.8775 | 27.8775 | 27.8775 | 27.8775 | 27.8775 | 27.8775 | 27.8775 | 27.8775 | 27.8775 | 27.8775 | 27.8775 | 27.8775 | 27.8775 | 27.8775 | 27.8775 | 27.8775 | 27.8775 | 27.8775 | 27.8775 | 27.8775 | 27.8775 | 27.8775 | 27.8775 | 27.8775 | 27.8775 | 27.8775 | 27.8775 | 27.8775 | 27.8775 | 27.8775 | 27.8775 | 27.8775 | 27.8775 | 27.8775 | 27.8775 | 27.8775 | 27.8775 | 27.8775 | 27.8775 | 27.8775 | 27.8775
2090 | 27.8787 | 27.8787 | 27.8787 | 27.8787 | 27.8787 | 27.8787 | 27.8787 | 27.8787 | 27.8787 | 27.8787 | 27.8787 | 27.8787 | 27.8787 | 27.8787 | 27.8787 | 27.8787 | 27.8787 | 27.8787 | 27.8787 | 27.8787 | 27.8787 | 27.8787 | 27.8787 | 27.8787 | 27.8787 | 27.8787 | 27.8787 | 27.8787 | 27.8787 | 27.8787 | 27.8787 | 27.8787 | 27.8787 | 27.8787 | 27.8787 | 27.8787 | 27.8787 | 27.8787 | 27.8787 | 27.8787 | 27.8787 | 27.8787 | 27.8787 | 27.8787 | 27.8787 | 27.8787 | 27.8787 | 27.8787 | 27.8787 | 27.8787 | 27.8787 | 27.8787 | 27.8787 | 27.8787 | 27.8787 | 27.8787 | 27.8787 | 27.8787 | 27.8787 | 27.8787
2091 | 27.8799 | 27.8799 | 27.8799 | 27.8799 | 27.8799 | 27.8799 | 27.8799 | 27.8799 | 27.8799 | 27.8799 | 27.8799 | 27.8799 | 27.8799 | 27.8799 | 27.8799 | 27.8799 | 27.8799 | 27.8799 | 27.8799 | 27.8799 | 27.8799 | 27.8799 | 27.8799 | 27.8799 | 27.8799 | 27.8799 | 27.8799 | 27.8799 | 27.8799 | 27.8799 | 27.8799 | 27.8799 | 27.8799 | 27.8799 | 27.8799 | 27.8799 | 27.8799 | 27.8799 | 27.8799 | 27.8799 | 27.8799 | 27.8799 | 27.8799 | 27.8799 | 27.8799 | 27.8799 | 27.8799 | 27.8799 | 27.8799 | 27.8799 | 27.8799 | 27.8799 | 27.8799 | 27.8799 | 27.8799 | 27.8799 | 27.8799 | 27.8799 | 27.8799 | 27.8799
2092 | 27.8811 | 27.8811 | 27.8811 | 27.8811 | 27.8811 | 27.8811 | 27.8811 | 27.8811 | 27.8811 | 27.8811 | 27.8811 | 27.8811 | 27.8811 | 27.8811 | 27.8811 | 27.8811 | 27.8811 | 27.8811 | 27.8811 | 27.8811 | 27.8811 | 27.8811 | 27.8811 | 27.8811 | 27.8811 | 27.8811 | 27.8811 | 27.8811 | 27.8811 | 27.8811 | 27.8811 | 27.8811 | 27.8811 | 27.8811 | 27.8811 | 27.8811 | 27.8811 | 27.8811 | 27.8811 | 27.8811 | 27.8811 | 27.8811 | 27.8811 | 27.8811 | 27.8811 | 27.8811 | 27.8811 | 27.8811 | 27.8811 | 27.8811 | 27.8811 | 27.8811 | 27.8811 | 27.8811 | 27.8811 | 27.8811 | 27.8811 | 27.8811 | 27.8811 | 27.8811
2093 | 27.8823 | 27.8823 | 27.8823 | 27.8823 | 27.8823 | 27.8823 | 27.8823 | 27.8823 | 27.8823 | 27.8823 | 27.8823 | 27.8823 | 27.8823 | 27.8823 | 27.8823 | 27.8823 | 27.8823 | 27.8823 | 27.8823 | 27.8823 | 27.8823 | 27.8823 | 27.8823 | 27.8823 | 27.8823 | 27.8823 | 27.8823 | 27.8823 | 27.8823 | 27.8823 | 27.8823 | 27.8823 | 27.8823 | 27.8823 | 27.8823 | 27.8823 | 27.8823 | 27.8823 | 27.8823 | 27.8823 | 27.8823 | 27.8823 | 27.8823 | 27.8823 | 27.8823 | 27.8823 | 27.8823 | 27.8823 | 27.8823 | 27.8823 | 27.8823 | 27.8823 | 27.8823 | 27.8823 | 27.8823 | 27.8823 | 27.8823 | 27.8823 | 27.8823 | 27.8823
2094 | 27.8835 | 27.8835 | 27.8835 | 27.8835 | 27.8835 | 27.8835 | 27.8835 | 27.8835 | 27.8835 | 27.8835 | 27.8835 | 27.8835 | 27.8835 | 27.8835 | 27.8835 | 27.8835 | 27.8835 | 27.8835 | 27.8835 | 27.8835 | 27.8835 | 27.8835 | 27.8835 | 27.8835 | 27.8835 | 27.8835 | 27.8835 | 27.8835 | 27.8835 | 27.8835 | 27.8835 | 27.8835 | 27.8835 | 27.8835 | 27.8835 | 27.8835 | 27.8835 | 27.8835 | 27.8835 | 27.8835 | 27.8835 | 27.8835 | 27.8835 | 27.8835 | 27.8835 | 27.8835 | 27.8835 | 27.8835 | 27.8835 | 27.8835 | 27.8835 | 27.8835 | 27.8835 | 27.8835 | 27.8835 | 27.8835 | 27.8835 | 27.8835 | 27.8835 | 27.8835
2095 | 27.8847 | 27.8847 | 27.8847 | 27.8847 | 27.8847 | 27.8847 | 27.8847 | 27.8847 | 27.8847 | 27.8847 | 27.8847 | 27.8847 | 27.8847 | 27.8847 | 27.8847 | 27.8847 | 27.8847 | 27.8847 | 27.8847 | 27.8847 | 27.8847 | 27.8847 | 27.8847 | 27.8847 | 27.8847 | 27.8847 | 27.8847 | 27.8847 | 27.8847 | 27.8847 | 27.8847 | 27.8847 | 27.8847 | 27.8847 | 27.8847 | 27.8847 | 27.8847 | 27.8847 | 27.8847 | 27.8847 | 27.8847 | 27.8847 | 27.8847 | 27.8847 | 27.8847 | 27.8847 | 27.8847 | 27.8847 | 27.8847 | 27.8847 | 27.8847 | 27.8847 | 27.8847 | 27.8847 | 27.8847 | 27.8847 | 27.8847 | 27.8847 | 27.8847 | 27.8847
2096 | 27.8859 | 27.8859 | 27.8859 | 27.8859 | 27.8859 | 27.8859 | 27.8859 | 27.8859 | 27.8859 | 27.8859 | 27.8859 | 27.8859 | 27.8859 | 27.8859 | 27.8859 | 27.8859 | 27.8859 | 27.8859 | 27.8859 | 27.8859 | 27.8859 | 27.8859 | 27.8859 | 27.8859 | 27.8859 | 27.8859 | 27.8859 | 27.8859 | 27.8859 | 27.8859 | 27.8859 | 27.8859 | 27.8859 | 27.8859 | 27.8859 | 27.8859 | 27.8859 | 27.8859 | 27.8859 | 27.8859 | 27.8859 | 27.8859 | 27.8859 | 27.8859 | 27.8859 | 27.8859 | 27.8859 | 27.8859 | 27.8859 | 27.8859 | 27.8859 | 27.8859 | 27.8859 | 27.8859 | 27.8859 | 27.8859 | 27.8859 | 27.8859 | 27.8859 | 27.8859
2097 | 27.8871 | 27.8871 | 27.8871 | 27.8871 | 27.8871 | 27.8871 | 27.8871 | 27.8871 | 27.8871 | 27.8871 | 27.8871 | 27.8871 | 27.8871 | 27.8871 | 27.8871 | 27.8871 | 27.8871 | 27.8871 | 27.8871 | 27.8871 | 27.8871 | 27.8871 | 27.8871 | 27.8871 | 27.8871 | 27.8871 | 27.8871 | 27.8871 | 27.8871 | 27.8871 | 27.8871 | 27.8871 | 27.8871 | 27.8871 | 27.8871 | 27.8871 | 27.8871 | 27.8871 | 27.8871 | 27.8871 | 27.8871 | 27.8871 | 27.8871 | 27.8871 | 27.8871 | 27.8871 | 27.8871 | 27.8871 | 27.8871 | 27.8871 | 27.8871 | 27.8871 | 27.8871 | 27.8871 | 27.8871 | 27.8871 | 27.8871 | 27.8871 | 27.8871 | 27.8871
2098 | 27.8882 | 27.8882 | 27.8882 | 27.8882 | 27.8882 | 27.8882 | 27.8882 | 27.8882 | 27.8882 | 27.8882 | 27.8882 | 27.8882 | 27.8882 | 27.8882 | 27.8882 | 27.8882 | 27.8882 | 27.8882 | 27.8882 | 27.8882 | 27.8882 | 27.8882 | 27.8882 | 27.8882 | 27.8882 | 27.8882 | 27.8882 | 27.8882 | 27.8882 | 27.8882 | 27.8882 | 27.8882 | 27.8882 | 27.8882 | 27.8882 | 27.8882 | 27.8882 | 27.8882 | 27.8882 | 27.8882 | 27.8882 | 27.8882 | 27.8882 | 27.8882 | 27.8882 | 27.8882 | 27.8882 | 27.8882 | 27.8882 | 27.8882 | 27.8882 | 27.8882 | 27.8882 | 27.8882 | 27.8882 | 27.8882 | 27.8882 | 27.8882 | 27.8882 | 27.8882
2099 | 27.8894 | 27.8894 | 27.8894 | 27.8894 | 27.8894 | 27.8894 | 27.8894 | 27.8894 | 27.8894 | 27.8894 | 27.8894 | 27.8894 | 27.8894 | 27.8894 | 27.8894 | 27.8894 | 27.8894 | 27.8894 | 27.8894 | 27.8894 | 27.8894 | 27.8894 | 27.8894 | 27.8894 | 27.8894 | 27.8894 | 27.8894 | 27.8894 | 27.8894 | 27.8894 | 27.8894 | 27.8894 | 27.8894 | 27.8894 | 27.8894 | 27.8894 | 27.8894 | 27.8894 | 27.8894 | 27.8894 | 27.8894 | 27.8894 | 27.8894 | 27.8894 | 27.8894 | 27.8894 | 27.8894 | 27.8894 | 27.8894 | 27.8894 | 27.8894 | 27.8894 | 27.8894 | 27.8894 | 27.8894 | 27.8894 | 27.8894 | 27.8894 | 27.8894 | 27.8894
2100 | 27.8906 | 27.8906 | 27.8906 | 27.8906 | 27.8906 | 27.8906 | 27.8906 | 27.8906 | 27.8906 | 27.8906 | 27.8906 | 27.8906 | 27.8906 | 27.8906 | 27.8906 | 27.8906 | 27.8906 | 27.8906 | 27.8906 | 27.8906 | 27.8906 | 27.8906 | 27.8906 | 27.8906 | 27.8906 | 27.8906 | 27.8906 | 27.8906 | 27.8906 | 27.8906 | 27.8906 | 27.8906 | 27.8906 | 27.8906 | 27.8906 | 27.8906 | 27.8906 | 27.8906 | 27.8906 | 27.8906 | 27.8906 | 27.8906 | 27.8906 | 27.8906 | 27.8906 | 27.8906 | 27.8906 | 27.8906 | 27.8906 | 27.8906 | 27.8906 | 27.8906 | 27.8906 | 27.8906 | 27.8906 | 27.8906 | 27.8906 | 27.8906 | 27.8906 | 27.8906
2101 | 27.8918 | 27.8918 | 27.8918 | 27.8918 | 27.8918 | 27.8918 | 27.8918 | 27.8918 | 27.8918 | 27.8918 | 27.8918 | 27.8918 | 27.8918 | 27.8918 | 27.8918 | 27.8918 | 27.8918 | 27.8918 | 27.8918 | 27.8918 | 27.8918 | 27.8918 | 27.8918 | 27.8918 | 27.8918 | 27.8918 | 27.8918 | 27.8918 | 27.8918 | 27.8918 | 27.8918 | 27.8918 | 27.8918 | 27.8918 | 27.8918 | 27.8918 | 27.8918 | 27.8918 | 27.8918 | 27.8918 | 27.8918 | 27.8918 | 27.8918 | 27.8918 | 27.8918 | 27.8918 | 27.8918 | 27.8918 | 27.8918 | 27.8918 | 27.8918 | 27.8918 | 27.8918 | 27.8918 | 27.8918 | 27.8918 | 27.8918 | 27.8918 | 27.8918 | 27.8918
2102 | 27.893 | 27.893 | 27.893 | 27.893 | 27.893 | 27.893 | 27.893 | 27.893 | 27.893 | 27.893 | 27.893 | 27.893 | 27.893 | 27.893 | 27.893 | 27.893 | 27.893 | 27.893 | 27.893 | 27.893 | 27.893 | 27.893 | 27.893 | 27.893 | 27.893 | 27.893 | 27.893 | 27.893 | 27.893 | 27.893 | 27.893 | 27.893 | 27.893 | 27.893 | 27.893 | 27.893 | 27.893 | 27.893 | 27.893 | 27.893 | 27.893 | 27.893 | 27.893 | 27.893 | 27.893 | 27.893 | 27.893 | 27.893 | 27.893 | 27.893 | 27.893 | 27.893 | 27.893 | 27.893 | 27.893 | 27.893 | 27.893 | 27.893 | 27.893 | 27.893
2103 | 27.8942 | 27.8942 | 27.8942 | 27.8942 | 27.8942 | 27.8942 | 27.8942 | 27.8942 | 27.8942 | 27.8942 | 27.8942 | 27.8942 | 27.8942 | 27.8942 | 27.8942 | 27.8942 | 27.8942 | 27.8942 | 27.8942 | 27.8942 | 27.8942 | 27.8942 | 27.8942 | 27.8942 | 27.8942 | 27.8942 | 27.8942 | 27.8942 | 27.8942 | 27.8942 | 27.8942 | 27.8942 | 27.8942 | 27.8942 | 27.8942 | 27.8942 | 27.8942 | 27.8942 | 27.8942 | 27.8942 | 27.8942 | 27.8942 | 27.8942 | 27.8942 | 27.8942 | 27.8942 | 27.8942 | 27.8942 | 27.8942 | 27.8942 | 27.8942 | 27.8942 | 27.8942 | 27.8942 | 27.8942 | 27.8942 | 27.8942 | 27.8942 | 27.8942 | 27.8942
2104 | 27.8954 | 27.8954 | 27.8954 | 27.8954 | 27.8954 | 27.8954 | 27.8954 | 27.8954 | 27.8954 | 27.8954 | 27.8954 | 27.8954 | 27.8954 | 27.8954 | 27.8954 | 27.8954 | 27.8954 | 27.8954 | 27.8954 | 27.8954 | 27.8954 | 27.8954 | 27.8954 | 27.8954 | 27.8954 | 27.8954 | 27.8954 | 27.8954 | 27.8954 | 27.8954 | 27.8954 | 27.8954 | 27.8954 | 27.8954 | 27.8954 | 27.8954 | 27.8954 | 27.8954 | 27.8954 | 27.8954 | 27.8954 | 27.8954 | 27.8954 | 27.8954 | 27.8954 | 27.8954 | 27.8954 | 27.8954 | 27.8954 | 27.8954 | 27.8954 | 27.8954 | 27.8954 | 27.8954 | 27.8954 | 27.8954 | 27.8954 | 27.8954 | 27.8954 | 27.8954
2105 | 27.8966 | 27.8966 | 27.8966 | 27.8966 | 27.8966 | 27.8966 | 27.8966 | 27.8966 | 27.8966 | 27.8966 | 27.8966 | 27.8966 | 27.8966 | 27.8966 | 27.8966 | 27.8966 | 27.8966 | 27.8966 | 27.8966 | 27.8966 | 27.8966 | 27.8966 | 27.8966 | 27.8966 | 27.8966 | 27.8966 | 27.8966 | 27.8966 | 27.8966 | 27.8966 | 27.8966 | 27.8966 | 27.8966 | 27.8966 | 27.8966 | 27.8966 | 27.8966 | 27.8966 | 27.8966 | 27.8966 | 27.8966 | 27.8966 | 27.8966 | 27.8966 | 27.8966 | 27.8966 | 27.8966 | 27.8966 | 27.8966 | 27.8966 | 27.8966 | 27.8966 | 27.8966 | 27.8966 | 27.8966 | 27.8966 | 27.8966 | 27.8966 | 27.8966 | 27.8966
2106 | 27.8978 | 27.8978 | 27.8978 | 27.8978 | 27.8978 | 27.8978 | 27.8978 | 27.8978 | 27.8978 | 27.8978 | 27.8978 | 27.8978 | 27.8978 | 27.8978 | 27.8978 | 27.8978 | 27.8978 | 27.8978 | 27.8978 | 27.8978 | 27.8978 | 27.8978 | 27.8978 | 27.8978 | 27.8978 | 27.8978 | 27.8978 | 27.8978 | 27.8978 | 27.8978 | 27.8978 | 27.8978 | 27.8978 | 27.8978 | 27.8978 | 27.8978 | 27.8978 | 27.8978 | 27.8978 | 27.8978 | 27.8978 | 27.8978 | 27.8978 | 27.8978 | 27.8978 | 27.8978 | 27.8978 | 27.8978 | 27.8978 | 27.8978 | 27.8978 | 27.8978 | 27.8978 | 27.8978 | 27.8978 | 27.8978 | 27.8978 | 27.8978 | 27.8978 | 27.8978
2107 | 27.8989 | 27.8989 | 27.8989 | 27.8989 | 27.8989 | 27.8989 | 27.8989 | 27.8989 | 27.8989 | 27.8989 | 27.8989 | 27.8989 | 27.8989 | 27.8989 | 27.8989 | 27.8989 | 27.8989 | 27.8989 | 27.8989 | 27.8989 | 27.8989 | 27.8989 | 27.8989 | 27.8989 | 27.8989 | 27.8989 | 27.8989 | 27.8989 | 27.8989 | 27.8989 | 27.8989 | 27.8989 | 27.8989 | 27.8989 | 27.8989 | 27.8989 | 27.8989 | 27.8989 | 27.8989 | 27.8989 | 27.8989 | 27.8989 | 27.8989 | 27.8989 | 27.8989 | 27.8989 | 27.8989 | 27.8989 | 27.8989 | 27.8989 | 27.8989 | 27.8989 | 27.8989 | 27.8989 | 27.8989 | 27.8989 | 27.8989 | 27.8989 | 27.8989 | 27.8989
2108 | 27.9001 | 27.9001 | 27.9001 | 27.9001 | 27.9001 | 27.9001 | 27.9001 | 27.9001 | 27.9001 | 27.9001 | 27.9001 | 27.9001 | 27.9001 | 27.9001 | 27.9001 | 27.9001 | 27.9001 | 27.9001 | 27.9001 | 27.9001 | 27.9001 | 27.9001 | 27.9001 | 27.9001 | 27.9001 | 27.9001 | 27.9001 | 27.9001 | 27.9001 | 27.9001 | 27.9001 | 27.9001 | 27.9001 | 27.9001 | 27.9001 | 27.9001 | 27.9001 | 27.9001 | 27.9001 | 27.9001 | 27.9001 | 27.9001 | 27.9001 | 27.9001 | 27.9001 | 27.9001 | 27.9001 | 27.9001 | 27.9001 | 27.9001 | 27.9001 | 27.9001 | 27.9001 | 27.9001 | 27.9001 | 27.9001 | 27.9001 | 27.9001 | 27.9001 | 27.9001
2109 | 27.9013 | 27.9013 | 27.9013 | 27.9013 | 27.9013 | 27.9013 | 27.9013 | 27.9013 | 27.9013 | 27.9013 | 27.9013 | 27.9013 | 27.9013 | 27.9013 | 27.9013 | 27.9013 | 27.9013 | 27.9013 | 27.9013 | 27.9013 | 27.9013 | 27.9013 | 27.9013 | 27.9013 | 27.9013 | 27.9013 | 27.9013 | 27.9013 | 27.9013 | 27.9013 | 27.9013 | 27.9013 | 27.9013 | 27.9013 | 27.9013 | 27.9013 | 27.9013 | 27.9013 | 27.9013 | 27.9013 | 27.9013 | 27.9013 | 27.9013 | 27.9013 | 27.9013 | 27.9013 | 27.9013 | 27.9013 | 27.9013 | 27.9013 | 27.9013 | 27.9013 | 27.9013 | 27.9013 | 27.9013 | 27.9013 | 27.9013 | 27.9013 | 27.9013 | 27.9013
2110 | 27.9025 | 27.9025 | 27.9025 | 27.9025 | 27.9025 | 27.9025 | 27.9025 | 27.9025 | 27.9025 | 27.9025 | 27.9025 | 27.9025 | 27.9025 | 27.9025 | 27.9025 | 27.9025 | 27.9025 | 27.9025 | 27.9025 | 27.9025 | 27.9025 | 27.9025 | 27.9025 | 27.9025 | 27.9025 | 27.9025 | 27.9025 | 27.9025 | 27.9025 | 27.9025 | 27.9025 | 27.9025 | 27.9025 | 27.9025 | 27.9025 | 27.9025 | 27.9025 | 27.9025 | 27.9025 | 27.9025 | 27.9025 | 27.9025 | 27.9025 | 27.9025 | 27.9025 | 27.9025 | 27.9025 | 27.9025 | 27.9025 | 27.9025 | 27.9025 | 27.9025 | 27.9025 | 27.9025 | 27.9025 | 27.9025 | 27.9025 | 27.9025 | 27.9025 | 27.9025
2111 | 27.9037 | 27.9037 | 27.9037 | 27.9037 | 27.9037 | 27.9037 | 27.9037 | 27.9037 | 27.9037 | 27.9037 | 27.9037 | 27.9037 | 27.9037 | 27.9037 | 27.9037 | 27.9037 | 27.9037 | 27.9037 | 27.9037 | 27.9037 | 27.9037 | 27.9037 | 27.9037 | 27.9037 | 27.9037 | 27.9037 | 27.9037 | 27.9037 | 27.9037 | 27.9037 | 27.9037 | 27.9037 | 27.9037 | 27.9037 | 27.9037 | 27.9037 | 27.9037 | 27.9037 | 27.9037 | 27.9037 | 27.9037 | 27.9037 | 27.9037 | 27.9037 | 27.9037 | 27.9037 | 27.9037 | 27.9037 | 27.9037 | 27.9037 | 27.9037 | 27.9037 | 27.9037 | 27.9037 | 27.9037 | 27.9037 | 27.9037 | 27.9037 | 27.9037 | 27.9037
2112 | 27.9049 | 27.9049 | 27.9049 | 27.9049 | 27.9049 | 27.9049 | 27.9049 | 27.9049 | 27.9049 | 27.9049 | 27.9049 | 27.9049 | 27.9049 | 27.9049 | 27.9049 | 27.9049 | 27.9049 | 27.9049 | 27.9049 | 27.9049 | 27.9049 | 27.9049 | 27.9049 | 27.9049 | 27.9049 | 27.9049 | 27.9049 | 27.9049 | 27.9049 | 27.9049 | 27.9049 | 27.9049 | 27.9049 | 27.9049 | 27.9049 | 27.9049 | 27.9049 | 27.9049 | 27.9049 | 27.9049 | 27.9049 | 27.9049 | 27.9049 | 27.9049 | 27.9049 | 27.9049 | 27.9049 | 27.9049 | 27.9049 | 27.9049 | 27.9049 | 27.9049 | 27.9049 | 27.9049 | 27.9049 | 27.9049 | 27.9049 | 27.9049 | 27.9049 | 27.9049
2113 | 27.9061 | 27.9061 | 27.9061 | 27.9061 | 27.9061 | 27.9061 | 27.9061 | 27.9061 | 27.9061 | 27.9061 | 27.9061 | 27.9061 | 27.9061 | 27.9061 | 27.9061 | 27.9061 | 27.9061 | 27.9061 | 27.9061 | 27.9061 | 27.9061 | 27.9061 | 27.9061 | 27.9061 | 27.9061 | 27.9061 | 27.9061 | 27.9061 | 27.9061 | 27.9061 | 27.9061 | 27.9061 | 27.9061 | 27.9061 | 27.9061 | 27.9061 | 27.9061 | 27.9061 | 27.9061 | 27.9061 | 27.9061 | 27.9061 | 27.9061 | 27.9061 | 27.9061 | 27.9061 | 27.9061 | 27.9061 | 27.9061 | 27.9061 | 27.9061 | 27.9061 | 27.9061 | 27.9061 | 27.9061 | 27.9061 | 27.9061 | 27.9061 | 27.9061 | 27.9061
2114 | 27.9072 | 27.9072 | 27.9072 | 27.9072 | 27.9072 | 27.9072 | 27.9072 | 27.9072 | 27.9072 | 27.9072 | 27.9072 | 27.9072 | 27.9072 | 27.9072 | 27.9072 | 27.9072 | 27.9072 | 27.9072 | 27.9072 | 27.9072 | 27.9072 | 27.9072 | 27.9072 | 27.9072 | 27.9072 | 27.9072 | 27.9072 | 27.9072 | 27.9072 | 27.9072 | 27.9072 | 27.9072 | 27.9072 | 27.9072 | 27.9072 | 27.9072 | 27.9072 | 27.9072 | 27.9072 | 27.9072 | 27.9072 | 27.9072 | 27.9072 | 27.9072 | 27.9072 | 27.9072 | 27.9072 | 27.9072 | 27.9072 | 27.9072 | 27.9072 | 27.9072 | 27.9072 | 27.9072 | 27.9072 | 27.9072 | 27.9072 | 27.9072 | 27.9072 | 27.9072
2115 | 27.9084 | 27.9084 | 27.9084 | 27.9084 | 27.9084 | 27.9084 | 27.9084 | 27.9084 | 27.9084 | 27.9084 | 27.9084 | 27.9084 | 27.9084 | 27.9084 | 27.9084 | 27.9084 | 27.9084 | 27.9084 | 27.9084 | 27.9084 | 27.9084 | 27.9084 | 27.9084 | 27.9084 | 27.9084 | 27.9084 | 27.9084 | 27.9084 | 27.9084 | 27.9084 | 27.9084 | 27.9084 | 27.9084 | 27.9084 | 27.9084 | 27.9084 | 27.9084 | 27.9084 | 27.9084 | 27.9084 | 27.9084 | 27.9084 | 27.9084 | 27.9084 | 27.9084 | 27.9084 | 27.9084 | 27.9084 | 27.9084 | 27.9084 | 27.9084 | 27.9084 | 27.9084 | 27.9084 | 27.9084 | 27.9084 | 27.9084 | 27.9084 | 27.9084 | 27.9084
2116 | 27.9096 | 27.9096 | 27.9096 | 27.9096 | 27.9096 | 27.9096 | 27.9096 | 27.9096 | 27.9096 | 27.9096 | 27.9096 | 27.9096 | 27.9096 | 27.9096 | 27.9096 | 27.9096 | 27.9096 | 27.9096 | 27.9096 | 27.9096 | 27.9096 | 27.9096 | 27.9096 | 27.9096 | 27.9096 | 27.9096 | 27.9096 | 27.9096 | 27.9096 | 27.9096 | 27.9096 | 27.9096 | 27.9096 | 27.9096 | 27.9096 | 27.9096 | 27.9096 | 27.9096 | 27.9096 | 27.9096 | 27.9096 | 27.9096 | 27.9096 | 27.9096 | 27.9096 | 27.9096 | 27.9096 | 27.9096 | 27.9096 | 27.9096 | 27.9096 | 27.9096 | 27.9096 | 27.9096 | 27.9096 | 27.9096 | 27.9096 | 27.9096 | 27.9096 | 27.9096
2117 | 27.9108 | 27.9108 | 27.9108 | 27.9108 | 27.9108 | 27.9108 | 27.9108 | 27.9108 | 27.9108 | 27.9108 | 27.9108 | 27.9108 | 27.9108 | 27.9108 | 27.9108 | 27.9108 | 27.9108 | 27.9108 | 27.9108 | 27.9108 | 27.9108 | 27.9108 | 27.9108 | 27.9108 | 27.9108 | 27.9108 | 27.9108 | 27.9108 | 27.9108 | 27.9108 | 27.9108 | 27.9108 | 27.9108 | 27.9108 | 27.9108 | 27.9108 | 27.9108 | 27.9108 | 27.9108 | 27.9108 | 27.9108 | 27.9108 | 27.9108 | 27.9108 | 27.9108 | 27.9108 | 27.9108 | 27.9108 | 27.9108 | 27.9108 | 27.9108 | 27.9108 | 27.9108 | 27.9108 | 27.9108 | 27.9108 | 27.9108 | 27.9108 | 27.9108 | 27.9108
2118 | 27.912 | 27.912 | 27.912 | 27.912 | 27.912 | 27.912 | 27.912 | 27.912 | 27.912 | 27.912 | 27.912 | 27.912 | 27.912 | 27.912 | 27.912 | 27.912 | 27.912 | 27.912 | 27.912 | 27.912 | 27.912 | 27.912 | 27.912 | 27.912 | 27.912 | 27.912 | 27.912 | 27.912 | 27.912 | 27.912 | 27.912 | 27.912 | 27.912 | 27.912 | 27.912 | 27.912 | 27.912 | 27.912 | 27.912 | 27.912 | 27.912 | 27.912 | 27.912 | 27.912 | 27.912 | 27.912 | 27.912 | 27.912 | 27.912 | 27.912 | 27.912 | 27.912 | 27.912 | 27.912 | 27.912 | 27.912 | 27.912 | 27.912 | 27.912 | 27.912
2119 | 27.9131 | 27.9131 | 27.9131 | 27.9131 | 27.9131 | 27.9131 | 27.9131 | 27.9131 | 27.9131 | 27.9131 | 27.9131 | 27.9131 | 27.9131 | 27.9131 | 27.9131 | 27.9131 | 27.9131 | 27.9131 | 27.9131 | 27.9131 | 27.9131 | 27.9131 | 27.9131 | 27.9131 | 27.9131 | 27.9131 | 27.9131 | 27.9131 | 27.9131 | 27.9131 | 27.9131 | 27.9131 | 27.9131 | 27.9131 | 27.9131 | 27.9131 | 27.9131 | 27.9131 | 27.9131 | 27.9131 | 27.9131 | 27.9131 | 27.9131 | 27.9131 | 27.9131 | 27.9131 | 27.9131 | 27.9131 | 27.9131 | 27.9131 | 27.9131 | 27.9131 | 27.9131 | 27.9131 | 27.9131 | 27.9131 | 27.9131 | 27.9131 | 27.9131 | 27.9131
2120 | 27.9143 | 27.9143 | 27.9143 | 27.9143 | 27.9143 | 27.9143 | 27.9143 | 27.9143 | 27.9143 | 27.9143 | 27.9143 | 27.9143 | 27.9143 | 27.9143 | 27.9143 | 27.9143 | 27.9143 | 27.9143 | 27.9143 | 27.9143 | 27.9143 | 27.9143 | 27.9143 | 27.9143 | 27.9143 | 27.9143 | 27.9143 | 27.9143 | 27.9143 | 27.9143 | 27.9143 | 27.9143 | 27.9143 | 27.9143 | 27.9143 | 27.9143 | 27.9143 | 27.9143 | 27.9143 | 27.9143 | 27.9143 | 27.9143 | 27.9143 | 27.9143 | 27.9143 | 27.9143 | 27.9143 | 27.9143 | 27.9143 | 27.9143 | 27.9143 | 27.9143 | 27.9143 | 27.9143 | 27.9143 | 27.9143 | 27.9143 | 27.9143 | 27.9143 | 27.9143
2121 | 27.9155 | 27.9155 | 27.9155 | 27.9155 | 27.9155 | 27.9155 | 27.9155 | 27.9155 | 27.9155 | 27.9155 | 27.9155 | 27.9155 | 27.9155 | 27.9155 | 27.9155 | 27.9155 | 27.9155 | 27.9155 | 27.9155 | 27.9155 | 27.9155 | 27.9155 | 27.9155 | 27.9155 | 27.9155 | 27.9155 | 27.9155 | 27.9155 | 27.9155 | 27.9155 | 27.9155 | 27.9155 | 27.9155 | 27.9155 | 27.9155 | 27.9155 | 27.9155 | 27.9155 | 27.9155 | 27.9155 | 27.9155 | 27.9155 | 27.9155 | 27.9155 | 27.9155 | 27.9155 | 27.9155 | 27.9155 | 27.9155 | 27.9155 | 27.9155 | 27.9155 | 27.9155 | 27.9155 | 27.9155 | 27.9155 | 27.9155 | 27.9155 | 27.9155 | 27.9155
2122 | 27.9167 | 27.9167 | 27.9167 | 27.9167 | 27.9167 | 27.9167 | 27.9167 | 27.9167 | 27.9167 | 27.9167 | 27.9167 | 27.9167 | 27.9167 | 27.9167 | 27.9167 | 27.9167 | 27.9167 | 27.9167 | 27.9167 | 27.9167 | 27.9167 | 27.9167 | 27.9167 | 27.9167 | 27.9167 | 27.9167 | 27.9167 | 27.9167 | 27.9167 | 27.9167 | 27.9167 | 27.9167 | 27.9167 | 27.9167 | 27.9167 | 27.9167 | 27.9167 | 27.9167 | 27.9167 | 27.9167 | 27.9167 | 27.9167 | 27.9167 | 27.9167 | 27.9167 | 27.9167 | 27.9167 | 27.9167 | 27.9167 | 27.9167 | 27.9167 | 27.9167 | 27.9167 | 27.9167 | 27.9167 | 27.9167 | 27.9167 | 27.9167 | 27.9167 | 27.9167
2123 | 27.9179 | 27.9179 | 27.9179 | 27.9179 | 27.9179 | 27.9179 | 27.9179 | 27.9179 | 27.9179 | 27.9179 | 27.9179 | 27.9179 | 27.9179 | 27.9179 | 27.9179 | 27.9179 | 27.9179 | 27.9179 | 27.9179 | 27.9179 | 27.9179 | 27.9179 | 27.9179 | 27.9179 | 27.9179 | 27.9179 | 27.9179 | 27.9179 | 27.9179 | 27.9179 | 27.9179 | 27.9179 | 27.9179 | 27.9179 | 27.9179 | 27.9179 | 27.9179 | 27.9179 | 27.9179 | 27.9179 | 27.9179 | 27.9179 | 27.9179 | 27.9179 | 27.9179 | 27.9179 | 27.9179 | 27.9179 | 27.9179 | 27.9179 | 27.9179 | 27.9179 | 27.9179 | 27.9179 | 27.9179 | 27.9179 | 27.9179 | 27.9179 | 27.9179 | 27.9179
2124 | 27.919 | 27.919 | 27.919 | 27.919 | 27.919 | 27.919 | 27.919 | 27.919 | 27.919 | 27.919 | 27.919 | 27.919 | 27.919 | 27.919 | 27.919 | 27.919 | 27.919 | 27.919 | 27.919 | 27.919 | 27.919 | 27.919 | 27.919 | 27.919 | 27.919 | 27.919 | 27.919 | 27.919 | 27.919 | 27.919 | 27.919 | 27.919 | 27.919 | 27.919 | 27.919 | 27.919 | 27.919 | 27.919 | 27.919 | 27.919 | 27.919 | 27.919 | 27.919 | 27.919 | 27.919 | 27.919 | 27.919 | 27.919 | 27.919 | 27.919 | 27.919 | 27.919 | 27.919 | 27.919 | 27.919 | 27.919 | 27.919 | 27.919 | 27.919 | 27.919
2125 | 27.9202 | 27.9202 | 27.9202 | 27.9202 | 27.9202 | 27.9202 | 27.9202 | 27.9202 | 27.9202 | 27.9202 | 27.9202 | 27.9202 | 27.9202 | 27.9202 | 27.9202 | 27.9202 | 27.9202 | 27.9202 | 27.9202 | 27.9202 | 27.9202 | 27.9202 | 27.9202 | 27.9202 | 27.9202 | 27.9202 | 27.9202 | 27.9202 | 27.9202 | 27.9202 | 27.9202 | 27.9202 | 27.9202 | 27.9202 | 27.9202 | 27.9202 | 27.9202 | 27.9202 | 27.9202 | 27.9202 | 27.9202 | 27.9202 | 27.9202 | 27.9202 | 27.9202 | 27.9202 | 27.9202 | 27.9202 | 27.9202 | 27.9202 | 27.9202 | 27.9202 | 27.9202 | 27.9202 | 27.9202 | 27.9202 | 27.9202 | 27.9202 | 27.9202 | 27.9202
2126 | 27.9214 | 27.9214 | 27.9214 | 27.9214 | 27.9214 | 27.9214 | 27.9214 | 27.9214 | 27.9214 | 27.9214 | 27.9214 | 27.9214 | 27.9214 | 27.9214 | 27.9214 | 27.9214 | 27.9214 | 27.9214 | 27.9214 | 27.9214 | 27.9214 | 27.9214 | 27.9214 | 27.9214 | 27.9214 | 27.9214 | 27.9214 | 27.9214 | 27.9214 | 27.9214 | 27.9214 | 27.9214 | 27.9214 | 27.9214 | 27.9214 | 27.9214 | 27.9214 | 27.9214 | 27.9214 | 27.9214 | 27.9214 | 27.9214 | 27.9214 | 27.9214 | 27.9214 | 27.9214 | 27.9214 | 27.9214 | 27.9214 | 27.9214 | 27.9214 | 27.9214 | 27.9214 | 27.9214 | 27.9214 | 27.9214 | 27.9214 | 27.9214 | 27.9214 | 27.9214
2127 | 27.9226 | 27.9226 | 27.9226 | 27.9226 | 27.9226 | 27.9226 | 27.9226 | 27.9226 | 27.9226 | 27.9226 | 27.9226 | 27.9226 | 27.9226 | 27.9226 | 27.9226 | 27.9226 | 27.9226 | 27.9226 | 27.9226 | 27.9226 | 27.9226 | 27.9226 | 27.9226 | 27.9226 | 27.9226 | 27.9226 | 27.9226 | 27.9226 | 27.9226 | 27.9226 | 27.9226 | 27.9226 | 27.9226 | 27.9226 | 27.9226 | 27.9226 | 27.9226 | 27.9226 | 27.9226 | 27.9226 | 27.9226 | 27.9226 | 27.9226 | 27.9226 | 27.9226 | 27.9226 | 27.9226 | 27.9226 | 27.9226 | 27.9226 | 27.9226 | 27.9226 | 27.9226 | 27.9226 | 27.9226 | 27.9226 | 27.9226 | 27.9226 | 27.9226 | 27.9226
2128 | 27.9237 | 27.9237 | 27.9237 | 27.9237 | 27.9237 | 27.9237 | 27.9237 | 27.9237 | 27.9237 | 27.9237 | 27.9237 | 27.9237 | 27.9237 | 27.9237 | 27.9237 | 27.9237 | 27.9237 | 27.9237 | 27.9237 | 27.9237 | 27.9237 | 27.9237 | 27.9237 | 27.9237 | 27.9237 | 27.9237 | 27.9237 | 27.9237 | 27.9237 | 27.9237 | 27.9237 | 27.9237 | 27.9237 | 27.9237 | 27.9237 | 27.9237 | 27.9237 | 27.9237 | 27.9237 | 27.9237 | 27.9237 | 27.9237 | 27.9237 | 27.9237 | 27.9237 | 27.9237 | 27.9237 | 27.9237 | 27.9237 | 27.9237 | 27.9237 | 27.9237 | 27.9237 | 27.9237 | 27.9237 | 27.9237 | 27.9237 | 27.9237 | 27.9237 | 27.9237
2129 | 27.9249 | 27.9249 | 27.9249 | 27.9249 | 27.9249 | 27.9249 | 27.9249 | 27.9249 | 27.9249 | 27.9249 | 27.9249 | 27.9249 | 27.9249 | 27.9249 | 27.9249 | 27.9249 | 27.9249 | 27.9249 | 27.9249 | 27.9249 | 27.9249 | 27.9249 | 27.9249 | 27.9249 | 27.9249 | 27.9249 | 27.9249 | 27.9249 | 27.9249 | 27.9249 | 27.9249 | 27.9249 | 27.9249 | 27.9249 | 27.9249 | 27.9249 | 27.9249 | 27.9249 | 27.9249 | 27.9249 | 27.9249 | 27.9249 | 27.9249 | 27.9249 | 27.9249 | 27.9249 | 27.9249 | 27.9249 | 27.9249 | 27.9249 | 27.9249 | 27.9249 | 27.9249 | 27.9249 | 27.9249 | 27.9249 | 27.9249 | 27.9249 | 27.9249 | 27.9249
2130 | 27.9261 | 27.9261 | 27.9261 | 27.9261 | 27.9261 | 27.9261 | 27.9261 | 27.9261 | 27.9261 | 27.9261 | 27.9261 | 27.9261 | 27.9261 | 27.9261 | 27.9261 | 27.9261 | 27.9261 | 27.9261 | 27.9261 | 27.9261 | 27.9261 | 27.9261 | 27.9261 | 27.9261 | 27.9261 | 27.9261 | 27.9261 | 27.9261 | 27.9261 | 27.9261 | 27.9261 | 27.9261 | 27.9261 | 27.9261 | 27.9261 | 27.9261 | 27.9261 | 27.9261 | 27.9261 | 27.9261 | 27.9261 | 27.9261 | 27.9261 | 27.9261 | 27.9261 | 27.9261 | 27.9261 | 27.9261 | 27.9261 | 27.9261 | 27.9261 | 27.9261 | 27.9261 | 27.9261 | 27.9261 | 27.9261 | 27.9261 | 27.9261 | 27.9261 | 27.9261
2131 | 27.9273 | 27.9273 | 27.9273 | 27.9273 | 27.9273 | 27.9273 | 27.9273 | 27.9273 | 27.9273 | 27.9273 | 27.9273 | 27.9273 | 27.9273 | 27.9273 | 27.9273 | 27.9273 | 27.9273 | 27.9273 | 27.9273 | 27.9273 | 27.9273 | 27.9273 | 27.9273 | 27.9273 | 27.9273 | 27.9273 | 27.9273 | 27.9273 | 27.9273 | 27.9273 | 27.9273 | 27.9273 | 27.9273 | 27.9273 | 27.9273 | 27.9273 | 27.9273 | 27.9273 | 27.9273 | 27.9273 | 27.9273 | 27.9273 | 27.9273 | 27.9273 | 27.9273 | 27.9273 | 27.9273 | 27.9273 | 27.9273 | 27.9273 | 27.9273 | 27.9273 | 27.9273 | 27.9273 | 27.9273 | 27.9273 | 27.9273 | 27.9273 | 27.9273 | 27.9273
2132 | 27.9284 | 27.9284 | 27.9284 | 27.9284 | 27.9284 | 27.9284 | 27.9284 | 27.9284 | 27.9284 | 27.9284 | 27.9284 | 27.9284 | 27.9284 | 27.9284 | 27.9284 | 27.9284 | 27.9284 | 27.9284 | 27.9284 | 27.9284 | 27.9284 | 27.9284 | 27.9284 | 27.9284 | 27.9284 | 27.9284 | 27.9284 | 27.9284 | 27.9284 | 27.9284 | 27.9284 | 27.9284 | 27.9284 | 27.9284 | 27.9284 | 27.9284 | 27.9284 | 27.9284 | 27.9284 | 27.9284 | 27.9284 | 27.9284 | 27.9284 | 27.9284 | 27.9284 | 27.9284 | 27.9284 | 27.9284 | 27.9284 | 27.9284 | 27.9284 | 27.9284 | 27.9284 | 27.9284 | 27.9284 | 27.9284 | 27.9284 | 27.9284 | 27.9284 | 27.9284
2133 | 27.9296 | 27.9296 | 27.9296 | 27.9296 | 27.9296 | 27.9296 | 27.9296 | 27.9296 | 27.9296 | 27.9296 | 27.9296 | 27.9296 | 27.9296 | 27.9296 | 27.9296 | 27.9296 | 27.9296 | 27.9296 | 27.9296 | 27.9296 | 27.9296 | 27.9296 | 27.9296 | 27.9296 | 27.9296 | 27.9296 | 27.9296 | 27.9296 | 27.9296 | 27.9296 | 27.9296 | 27.9296 | 27.9296 | 27.9296 | 27.9296 | 27.9296 | 27.9296 | 27.9296 | 27.9296 | 27.9296 | 27.9296 | 27.9296 | 27.9296 | 27.9296 | 27.9296 | 27.9296 | 27.9296 | 27.9296 | 27.9296 | 27.9296 | 27.9296 | 27.9296 | 27.9296 | 27.9296 | 27.9296 | 27.9296 | 27.9296 | 27.9296 | 27.9296 | 27.9296
2134 | 27.9308 | 27.9308 | 27.9308 | 27.9308 | 27.9308 | 27.9308 | 27.9308 | 27.9308 | 27.9308 | 27.9308 | 27.9308 | 27.9308 | 27.9308 | 27.9308 | 27.9308 | 27.9308 | 27.9308 | 27.9308 | 27.9308 | 27.9308 | 27.9308 | 27.9308 | 27.9308 | 27.9308 | 27.9308 | 27.9308 | 27.9308 | 27.9308 | 27.9308 | 27.9308 | 27.9308 | 27.9308 | 27.9308 | 27.9308 | 27.9308 | 27.9308 | 27.9308 | 27.9308 | 27.9308 | 27.9308 | 27.9308 | 27.9308 | 27.9308 | 27.9308 | 27.9308 | 27.9308 | 27.9308 | 27.9308 | 27.9308 | 27.9308 | 27.9308 | 27.9308 | 27.9308 | 27.9308 | 27.9308 | 27.9308 | 27.9308 | 27.9308 | 27.9308 | 27.9308
2135 | 27.9319 | 27.9319 | 27.9319 | 27.9319 | 27.9319 | 27.9319 | 27.9319 | 27.9319 | 27.9319 | 27.9319 | 27.9319 | 27.9319 | 27.9319 | 27.9319 | 27.9319 | 27.9319 | 27.9319 | 27.9319 | 27.9319 | 27.9319 | 27.9319 | 27.9319 | 27.9319 | 27.9319 | 27.9319 | 27.9319 | 27.9319 | 27.9319 | 27.9319 | 27.9319 | 27.9319 | 27.9319 | 27.9319 | 27.9319 | 27.9319 | 27.9319 | 27.9319 | 27.9319 | 27.9319 | 27.9319 | 27.9319 | 27.9319 | 27.9319 | 27.9319 | 27.9319 | 27.9319 | 27.9319 | 27.9319 | 27.9319 | 27.9319 | 27.9319 | 27.9319 | 27.9319 | 27.9319 | 27.9319 | 27.9319 | 27.9319 | 27.9319 | 27.9319 | 27.9319
2136 | 27.9331 | 27.9331 | 27.9331 | 27.9331 | 27.9331 | 27.9331 | 27.9331 | 27.9331 | 27.9331 | 27.9331 | 27.9331 | 27.9331 | 27.9331 | 27.9331 | 27.9331 | 27.9331 | 27.9331 | 27.9331 | 27.9331 | 27.9331 | 27.9331 | 27.9331 | 27.9331 | 27.9331 | 27.9331 | 27.9331 | 27.9331 | 27.9331 | 27.9331 | 27.9331 | 27.9331 | 27.9331 | 27.9331 | 27.9331 | 27.9331 | 27.9331 | 27.9331 | 27.9331 | 27.9331 | 27.9331 | 27.9331 | 27.9331 | 27.9331 | 27.9331 | 27.9331 | 27.9331 | 27.9331 | 27.9331 | 27.9331 | 27.9331 | 27.9331 | 27.9331 | 27.9331 | 27.9331 | 27.9331 | 27.9331 | 27.9331 | 27.9331 | 27.9331 | 27.9331
2137 | 27.9343 | 27.9343 | 27.9343 | 27.9343 | 27.9343 | 27.9343 | 27.9343 | 27.9343 | 27.9343 | 27.9343 | 27.9343 | 27.9343 | 27.9343 | 27.9343 | 27.9343 | 27.9343 | 27.9343 | 27.9343 | 27.9343 | 27.9343 | 27.9343 | 27.9343 | 27.9343 | 27.9343 | 27.9343 | 27.9343 | 27.9343 | 27.9343 | 27.9343 | 27.9343 | 27.9343 | 27.9343 | 27.9343 | 27.9343 | 27.9343 | 27.9343 | 27.9343 | 27.9343 | 27.9343 | 27.9343 | 27.9343 | 27.9343 | 27.9343 | 27.9343 | 27.9343 | 27.9343 | 27.9343 | 27.9343 | 27.9343 | 27.9343 | 27.9343 | 27.9343 | 27.9343 | 27.9343 | 27.9343 | 27.9343 | 27.9343 | 27.9343 | 27.9343 | 27.9343
2138 | 27.9355 | 27.9355 | 27.9355 | 27.9355 | 27.9355 | 27.9355 | 27.9355 | 27.9355 | 27.9355 | 27.9355 | 27.9355 | 27.9355 | 27.9355 | 27.9355 | 27.9355 | 27.9355 | 27.9355 | 27.9355 | 27.9355 | 27.9355 | 27.9355 | 27.9355 | 27.9355 | 27.9355 | 27.9355 | 27.9355 | 27.9355 | 27.9355 | 27.9355 | 27.9355 | 27.9355 | 27.9355 | 27.9355 | 27.9355 | 27.9355 | 27.9355 | 27.9355 | 27.9355 | 27.9355 | 27.9355 | 27.9355 | 27.9355 | 27.9355 | 27.9355 | 27.9355 | 27.9355 | 27.9355 | 27.9355 | 27.9355 | 27.9355 | 27.9355 | 27.9355 | 27.9355 | 27.9355 | 27.9355 | 27.9355 | 27.9355 | 27.9355 | 27.9355 | 27.9355
2139 | 27.9366 | 27.9366 | 27.9366 | 27.9366 | 27.9366 | 27.9366 | 27.9366 | 27.9366 | 27.9366 | 27.9366 | 27.9366 | 27.9366 | 27.9366 | 27.9366 | 27.9366 | 27.9366 | 27.9366 | 27.9366 | 27.9366 | 27.9366 | 27.9366 | 27.9366 | 27.9366 | 27.9366 | 27.9366 | 27.9366 | 27.9366 | 27.9366 | 27.9366 | 27.9366 | 27.9366 | 27.9366 | 27.9366 | 27.9366 | 27.9366 | 27.9366 | 27.9366 | 27.9366 | 27.9366 | 27.9366 | 27.9366 | 27.9366 | 27.9366 | 27.9366 | 27.9366 | 27.9366 | 27.9366 | 27.9366 | 27.9366 | 27.9366 | 27.9366 | 27.9366 | 27.9366 | 27.9366 | 27.9366 | 27.9366 | 27.9366 | 27.9366 | 27.9366 | 27.9366
2140 | 27.9378 | 27.9378 | 27.9378 | 27.9378 | 27.9378 | 27.9378 | 27.9378 | 27.9378 | 27.9378 | 27.9378 | 27.9378 | 27.9378 | 27.9378 | 27.9378 | 27.9378 | 27.9378 | 27.9378 | 27.9378 | 27.9378 | 27.9378 | 27.9378 | 27.9378 | 27.9378 | 27.9378 | 27.9378 | 27.9378 | 27.9378 | 27.9378 | 27.9378 | 27.9378 | 27.9378 | 27.9378 | 27.9378 | 27.9378 | 27.9378 | 27.9378 | 27.9378 | 27.9378 | 27.9378 | 27.9378 | 27.9378 | 27.9378 | 27.9378 | 27.9378 | 27.9378 | 27.9378 | 27.9378 | 27.9378 | 27.9378 | 27.9378 | 27.9378 | 27.9378 | 27.9378 | 27.9378 | 27.9378 | 27.9378 | 27.9378 | 27.9378 | 27.9378 | 27.9378
2141 | 27.939 | 27.939 | 27.939 | 27.939 | 27.939 | 27.939 | 27.939 | 27.939 | 27.939 | 27.939 | 27.939 | 27.939 | 27.939 | 27.939 | 27.939 | 27.939 | 27.939 | 27.939 | 27.939 | 27.939 | 27.939 | 27.939 | 27.939 | 27.939 | 27.939 | 27.939 | 27.939 | 27.939 | 27.939 | 27.939 | 27.939 | 27.939 | 27.939 | 27.939 | 27.939 | 27.939 | 27.939 | 27.939 | 27.939 | 27.939 | 27.939 | 27.939 | 27.939 | 27.939 | 27.939 | 27.939 | 27.939 | 27.939 | 27.939 | 27.939 | 27.939 | 27.939 | 27.939 | 27.939 | 27.939 | 27.939 | 27.939 | 27.939 | 27.939 | 27.939
2142 | 27.9401 | 27.9401 | 27.9401 | 27.9401 | 27.9401 | 27.9401 | 27.9401 | 27.9401 | 27.9401 | 27.9401 | 27.9401 | 27.9401 | 27.9401 | 27.9401 | 27.9401 | 27.9401 | 27.9401 | 27.9401 | 27.9401 | 27.9401 | 27.9401 | 27.9401 | 27.9401 | 27.9401 | 27.9401 | 27.9401 | 27.9401 | 27.9401 | 27.9401 | 27.9401 | 27.9401 | 27.9401 | 27.9401 | 27.9401 | 27.9401 | 27.9401 | 27.9401 | 27.9401 | 27.9401 | 27.9401 | 27.9401 | 27.9401 | 27.9401 | 27.9401 | 27.9401 | 27.9401 | 27.9401 | 27.9401 | 27.9401 | 27.9401 | 27.9401 | 27.9401 | 27.9401 | 27.9401 | 27.9401 | 27.9401 | 27.9401 | 27.9401 | 27.9401 | 27.9401
2143 | 27.9413 | 27.9413 | 27.9413 | 27.9413 | 27.9413 | 27.9413 | 27.9413 | 27.9413 | 27.9413 | 27.9413 | 27.9413 | 27.9413 | 27.9413 | 27.9413 | 27.9413 | 27.9413 | 27.9413 | 27.9413 | 27.9413 | 27.9413 | 27.9413 | 27.9413 | 27.9413 | 27.9413 | 27.9413 | 27.9413 | 27.9413 | 27.9413 | 27.9413 | 27.9413 | 27.9413 | 27.9413 | 27.9413 | 27.9413 | 27.9413 | 27.9413 | 27.9413 | 27.9413 | 27.9413 | 27.9413 | 27.9413 | 27.9413 | 27.9413 | 27.9413 | 27.9413 | 27.9413 | 27.9413 | 27.9413 | 27.9413 | 27.9413 | 27.9413 | 27.9413 | 27.9413 | 27.9413 | 27.9413 | 27.9413 | 27.9413 | 27.9413 | 27.9413 | 27.9413
2144 | 27.9425 | 27.9425 | 27.9425 | 27.9425 | 27.9425 | 27.9425 | 27.9425 | 27.9425 | 27.9425 | 27.9425 | 27.9425 | 27.9425 | 27.9425 | 27.9425 | 27.9425 | 27.9425 | 27.9425 | 27.9425 | 27.9425 | 27.9425 | 27.9425 | 27.9425 | 27.9425 | 27.9425 | 27.9425 | 27.9425 | 27.9425 | 27.9425 | 27.9425 | 27.9425 | 27.9425 | 27.9425 | 27.9425 | 27.9425 | 27.9425 | 27.9425 | 27.9425 | 27.9425 | 27.9425 | 27.9425 | 27.9425 | 27.9425 | 27.9425 | 27.9425 | 27.9425 | 27.9425 | 27.9425 | 27.9425 | 27.9425 | 27.9425 | 27.9425 | 27.9425 | 27.9425 | 27.9425 | 27.9425 | 27.9425 | 27.9425 | 27.9425 | 27.9425 | 27.9425
2145 | 27.9436 | 27.9436 | 27.9436 | 27.9436 | 27.9436 | 27.9436 | 27.9436 | 27.9436 | 27.9436 | 27.9436 | 27.9436 | 27.9436 | 27.9436 | 27.9436 | 27.9436 | 27.9436 | 27.9436 | 27.9436 | 27.9436 | 27.9436 | 27.9436 | 27.9436 | 27.9436 | 27.9436 | 27.9436 | 27.9436 | 27.9436 | 27.9436 | 27.9436 | 27.9436 | 27.9436 | 27.9436 | 27.9436 | 27.9436 | 27.9436 | 27.9436 | 27.9436 | 27.9436 | 27.9436 | 27.9436 | 27.9436 | 27.9436 | 27.9436 | 27.9436 | 27.9436 | 27.9436 | 27.9436 | 27.9436 | 27.9436 | 27.9436 | 27.9436 | 27.9436 | 27.9436 | 27.9436 | 27.9436 | 27.9436 | 27.9436 | 27.9436 | 27.9436 | 27.9436
2146 | 27.9448 | 27.9448 | 27.9448 | 27.9448 | 27.9448 | 27.9448 | 27.9448 | 27.9448 | 27.9448 | 27.9448 | 27.9448 | 27.9448 | 27.9448 | 27.9448 | 27.9448 | 27.9448 | 27.9448 | 27.9448 | 27.9448 | 27.9448 | 27.9448 | 27.9448 | 27.9448 | 27.9448 | 27.9448 | 27.9448 | 27.9448 | 27.9448 | 27.9448 | 27.9448 | 27.9448 | 27.9448 | 27.9448 | 27.9448 | 27.9448 | 27.9448 | 27.9448 | 27.9448 | 27.9448 | 27.9448 | 27.9448 | 27.9448 | 27.9448 | 27.9448 | 27.9448 | 27.9448 | 27.9448 | 27.9448 | 27.9448 | 27.9448 | 27.9448 | 27.9448 | 27.9448 | 27.9448 | 27.9448 | 27.9448 | 27.9448 | 27.9448 | 27.9448 | 27.9448
2147 | 27.946 | 27.946 | 27.946 | 27.946 | 27.946 | 27.946 | 27.946 | 27.946 | 27.946 | 27.946 | 27.946 | 27.946 | 27.946 | 27.946 | 27.946 | 27.946 | 27.946 | 27.946 | 27.946 | 27.946 | 27.946 | 27.946 | 27.946 | 27.946 | 27.946 | 27.946 | 27.946 | 27.946 | 27.946 | 27.946 | 27.946 | 27.946 | 27.946 | 27.946 | 27.946 | 27.946 | 27.946 | 27.946 | 27.946 | 27.946 | 27.946 | 27.946 | 27.946 | 27.946 | 27.946 | 27.946 | 27.946 | 27.946 | 27.946 | 27.946 | 27.946 | 27.946 | 27.946 | 27.946 | 27.946 | 27.946 | 27.946 | 27.946 | 27.946 | 27.946
2148 | 27.9471 | 27.9471 | 27.9471 | 27.9471 | 27.9471 | 27.9471 | 27.9471 | 27.9471 | 27.9471 | 27.9471 | 27.9471 | 27.9471 | 27.9471 | 27.9471 | 27.9471 | 27.9471 | 27.9471 | 27.9471 | 27.9471 | 27.9471 | 27.9471 | 27.9471 | 27.9471 | 27.9471 | 27.9471 | 27.9471 | 27.9471 | 27.9471 | 27.9471 | 27.9471 | 27.9471 | 27.9471 | 27.9471 | 27.9471 | 27.9471 | 27.9471 | 27.9471 | 27.9471 | 27.9471 | 27.9471 | 27.9471 | 27.9471 | 27.9471 | 27.9471 | 27.9471 | 27.9471 | 27.9471 | 27.9471 | 27.9471 | 27.9471 | 27.9471 | 27.9471 | 27.9471 | 27.9471 | 27.9471 | 27.9471 | 27.9471 | 27.9471 | 27.9471 | 27.9471
2149 | 27.9483 | 27.9483 | 27.9483 | 27.9483 | 27.9483 | 27.9483 | 27.9483 | 27.9483 | 27.9483 | 27.9483 | 27.9483 | 27.9483 | 27.9483 | 27.9483 | 27.9483 | 27.9483 | 27.9483 | 27.9483 | 27.9483 | 27.9483 | 27.9483 | 27.9483 | 27.9483 | 27.9483 | 27.9483 | 27.9483 | 27.9483 | 27.9483 | 27.9483 | 27.9483 | 27.9483 | 27.9483 | 27.9483 | 27.9483 | 27.9483 | 27.9483 | 27.9483 | 27.9483 | 27.9483 | 27.9483 | 27.9483 | 27.9483 | 27.9483 | 27.9483 | 27.9483 | 27.9483 | 27.9483 | 27.9483 | 27.9483 | 27.9483 | 27.9483 | 27.9483 | 27.9483 | 27.9483 | 27.9483 | 27.9483 | 27.9483 | 27.9483 | 27.9483 | 27.9483
2150 | 27.9495 | 27.9495 | 27.9495 | 27.9495 | 27.9495 | 27.9495 | 27.9495 | 27.9495 | 27.9495 | 27.9495 | 27.9495 | 27.9495 | 27.9495 | 27.9495 | 27.9495 | 27.9495 | 27.9495 | 27.9495 | 27.9495 | 27.9495 | 27.9495 | 27.9495 | 27.9495 | 27.9495 | 27.9495 | 27.9495 | 27.9495 | 27.9495 | 27.9495 | 27.9495 | 27.9495 | 27.9495 | 27.9495 | 27.9495 | 27.9495 | 27.9495 | 27.9495 | 27.9495 | 27.9495 | 27.9495 | 27.9495 | 27.9495 | 27.9495 | 27.9495 | 27.9495 | 27.9495 | 27.9495 | 27.9495 | 27.9495 | 27.9495 | 27.9495 | 27.9495 | 27.9495 | 27.9495 | 27.9495 | 27.9495 | 27.9495 | 27.9495 | 27.9495 | 27.9495
2151 | 27.9506 | 27.9506 | 27.9506 | 27.9506 | 27.9506 | 27.9506 | 27.9506 | 27.9506 | 27.9506 | 27.9506 | 27.9506 | 27.9506 | 27.9506 | 27.9506 | 27.9506 | 27.9506 | 27.9506 | 27.9506 | 27.9506 | 27.9506 | 27.9506 | 27.9506 | 27.9506 | 27.9506 | 27.9506 | 27.9506 | 27.9506 | 27.9506 | 27.9506 | 27.9506 | 27.9506 | 27.9506 | 27.9506 | 27.9506 | 27.9506 | 27.9506 | 27.9506 | 27.9506 | 27.9506 | 27.9506 | 27.9506 | 27.9506 | 27.9506 | 27.9506 | 27.9506 | 27.9506 | 27.9506 | 27.9506 | 27.9506 | 27.9506 | 27.9506 | 27.9506 | 27.9506 | 27.9506 | 27.9506 | 27.9506 | 27.9506 | 27.9506 | 27.9506 | 27.9506
2152 | 27.9518 | 27.9518 | 27.9518 | 27.9518 | 27.9518 | 27.9518 | 27.9518 | 27.9518 | 27.9518 | 27.9518 | 27.9518 | 27.9518 | 27.9518 | 27.9518 | 27.9518 | 27.9518 | 27.9518 | 27.9518 | 27.9518 | 27.9518 | 27.9518 | 27.9518 | 27.9518 | 27.9518 | 27.9518 | 27.9518 | 27.9518 | 27.9518 | 27.9518 | 27.9518 | 27.9518 | 27.9518 | 27.9518 | 27.9518 | 27.9518 | 27.9518 | 27.9518 | 27.9518 | 27.9518 | 27.9518 | 27.9518 | 27.9518 | 27.9518 | 27.9518 | 27.9518 | 27.9518 | 27.9518 | 27.9518 | 27.9518 | 27.9518 | 27.9518 | 27.9518 | 27.9518 | 27.9518 | 27.9518 | 27.9518 | 27.9518 | 27.9518 | 27.9518 | 27.9518
2153 | 27.9529 | 27.9529 | 27.9529 | 27.9529 | 27.9529 | 27.9529 | 27.9529 | 27.9529 | 27.9529 | 27.9529 | 27.9529 | 27.9529 | 27.9529 | 27.9529 | 27.9529 | 27.9529 | 27.9529 | 27.9529 | 27.9529 | 27.9529 | 27.9529 | 27.9529 | 27.9529 | 27.9529 | 27.9529 | 27.9529 | 27.9529 | 27.9529 | 27.9529 | 27.9529 | 27.9529 | 27.9529 | 27.9529 | 27.9529 | 27.9529 | 27.9529 | 27.9529 | 27.9529 | 27.9529 | 27.9529 | 27.9529 | 27.9529 | 27.9529 | 27.9529 | 27.9529 | 27.9529 | 27.9529 | 27.9529 | 27.9529 | 27.9529 | 27.9529 | 27.9529 | 27.9529 | 27.9529 | 27.9529 | 27.9529 | 27.9529 | 27.9529 | 27.9529 | 27.9529
2154 | 27.9541 | 27.9541 | 27.9541 | 27.9541 | 27.9541 | 27.9541 | 27.9541 | 27.9541 | 27.9541 | 27.9541 | 27.9541 | 27.9541 | 27.9541 | 27.9541 | 27.9541 | 27.9541 | 27.9541 | 27.9541 | 27.9541 | 27.9541 | 27.9541 | 27.9541 | 27.9541 | 27.9541 | 27.9541 | 27.9541 | 27.9541 | 27.9541 | 27.9541 | 27.9541 | 27.9541 | 27.9541 | 27.9541 | 27.9541 | 27.9541 | 27.9541 | 27.9541 | 27.9541 | 27.9541 | 27.9541 | 27.9541 | 27.9541 | 27.9541 | 27.9541 | 27.9541 | 27.9541 | 27.9541 | 27.9541 | 27.9541 | 27.9541 | 27.9541 | 27.9541 | 27.9541 | 27.9541 | 27.9541 | 27.9541 | 27.9541 | 27.9541 | 27.9541 | 27.9541
2155 | 27.9553 | 27.9553 | 27.9553 | 27.9553 | 27.9553 | 27.9553 | 27.9553 | 27.9553 | 27.9553 | 27.9553 | 27.9553 | 27.9553 | 27.9553 | 27.9553 | 27.9553 | 27.9553 | 27.9553 | 27.9553 | 27.9553 | 27.9553 | 27.9553 | 27.9553 | 27.9553 | 27.9553 | 27.9553 | 27.9553 | 27.9553 | 27.9553 | 27.9553 | 27.9553 | 27.9553 | 27.9553 | 27.9553 | 27.9553 | 27.9553 | 27.9553 | 27.9553 | 27.9553 | 27.9553 | 27.9553 | 27.9553 | 27.9553 | 27.9553 | 27.9553 | 27.9553 | 27.9553 | 27.9553 | 27.9553 | 27.9553 | 27.9553 | 27.9553 | 27.9553 | 27.9553 | 27.9553 | 27.9553 | 27.9553 | 27.9553 | 27.9553 | 27.9553 | 27.9553
2156 | 27.9564 | 27.9564 | 27.9564 | 27.9564 | 27.9564 | 27.9564 | 27.9564 | 27.9564 | 27.9564 | 27.9564 | 27.9564 | 27.9564 | 27.9564 | 27.9564 | 27.9564 | 27.9564 | 27.9564 | 27.9564 | 27.9564 | 27.9564 | 27.9564 | 27.9564 | 27.9564 | 27.9564 | 27.9564 | 27.9564 | 27.9564 | 27.9564 | 27.9564 | 27.9564 | 27.9564 | 27.9564 | 27.9564 | 27.9564 | 27.9564 | 27.9564 | 27.9564 | 27.9564 | 27.9564 | 27.9564 | 27.9564 | 27.9564 | 27.9564 | 27.9564 | 27.9564 | 27.9564 | 27.9564 | 27.9564 | 27.9564 | 27.9564 | 27.9564 | 27.9564 | 27.9564 | 27.9564 | 27.9564 | 27.9564 | 27.9564 | 27.9564 | 27.9564 | 27.9564
2157 | 27.9576 | 27.9576 | 27.9576 | 27.9576 | 27.9576 | 27.9576 | 27.9576 | 27.9576 | 27.9576 | 27.9576 | 27.9576 | 27.9576 | 27.9576 | 27.9576 | 27.9576 | 27.9576 | 27.9576 | 27.9576 | 27.9576 | 27.9576 | 27.9576 | 27.9576 | 27.9576 | 27.9576 | 27.9576 | 27.9576 | 27.9576 | 27.9576 | 27.9576 | 27.9576 | 27.9576 | 27.9576 | 27.9576 | 27.9576 | 27.9576 | 27.9576 | 27.9576 | 27.9576 | 27.9576 | 27.9576 | 27.9576 | 27.9576 | 27.9576 | 27.9576 | 27.9576 | 27.9576 | 27.9576 | 27.9576 | 27.9576 | 27.9576 | 27.9576 | 27.9576 | 27.9576 | 27.9576 | 27.9576 | 27.9576 | 27.9576 | 27.9576 | 27.9576 | 27.9576
2158 | 27.9587 | 27.9587 | 27.9587 | 27.9587 | 27.9587 | 27.9587 | 27.9587 | 27.9587 | 27.9587 | 27.9587 | 27.9587 | 27.9587 | 27.9587 | 27.9587 | 27.9587 | 27.9587 | 27.9587 | 27.9587 | 27.9587 | 27.9587 | 27.9587 | 27.9587 | 27.9587 | 27.9587 | 27.9587 | 27.9587 | 27.9587 | 27.9587 | 27.9587 | 27.9587 | 27.9587 | 27.9587 | 27.9587 | 27.9587 | 27.9587 | 27.9587 | 27.9587 | 27.9587 | 27.9587 | 27.9587 | 27.9587 | 27.9587 | 27.9587 | 27.9587 | 27.9587 | 27.9587 | 27.9587 | 27.9587 | 27.9587 | 27.9587 | 27.9587 | 27.9587 | 27.9587 | 27.9587 | 27.9587 | 27.9587 | 27.9587 | 27.9587 | 27.9587 | 27.9587
2159 | 27.9599 | 27.9599 | 27.9599 | 27.9599 | 27.9599 | 27.9599 | 27.9599 | 27.9599 | 27.9599 | 27.9599 | 27.9599 | 27.9599 | 27.9599 | 27.9599 | 27.9599 | 27.9599 | 27.9599 | 27.9599 | 27.9599 | 27.9599 | 27.9599 | 27.9599 | 27.9599 | 27.9599 | 27.9599 | 27.9599 | 27.9599 | 27.9599 | 27.9599 | 27.9599 | 27.9599 | 27.9599 | 27.9599 | 27.9599 | 27.9599 | 27.9599 | 27.9599 | 27.9599 | 27.9599 | 27.9599 | 27.9599 | 27.9599 | 27.9599 | 27.9599 | 27.9599 | 27.9599 | 27.9599 | 27.9599 | 27.9599 | 27.9599 | 27.9599 | 27.9599 | 27.9599 | 27.9599 | 27.9599 | 27.9599 | 27.9599 | 27.9599 | 27.9599 | 27.9599
2160 | 27.9611 | 27.9611 | 27.9611 | 27.9611 | 27.9611 | 27.9611 | 27.9611 | 27.9611 | 27.9611 | 27.9611 | 27.9611 | 27.9611 | 27.9611 | 27.9611 | 27.9611 | 27.9611 | 27.9611 | 27.9611 | 27.9611 | 27.9611 | 27.9611 | 27.9611 | 27.9611 | 27.9611 | 27.9611 | 27.9611 | 27.9611 | 27.9611 | 27.9611 | 27.9611 | 27.9611 | 27.9611 | 27.9611 | 27.9611 | 27.9611 | 27.9611 | 27.9611 | 27.9611 | 27.9611 | 27.9611 | 27.9611 | 27.9611 | 27.9611 | 27.9611 | 27.9611 | 27.9611 | 27.9611 | 27.9611 | 27.9611 | 27.9611 | 27.9611 | 27.9611 | 27.9611 | 27.9611 | 27.9611 | 27.9611 | 27.9611 | 27.9611 | 27.9611 | 27.9611
2161 | 27.9622 | 27.9622 | 27.9622 | 27.9622 | 27.9622 | 27.9622 | 27.9622 | 27.9622 | 27.9622 | 27.9622 | 27.9622 | 27.9622 | 27.9622 | 27.9622 | 27.9622 | 27.9622 | 27.9622 | 27.9622 | 27.9622 | 27.9622 | 27.9622 | 27.9622 | 27.9622 | 27.9622 | 27.9622 | 27.9622 | 27.9622 | 27.9622 | 27.9622 | 27.9622 | 27.9622 | 27.9622 | 27.9622 | 27.9622 | 27.9622 | 27.9622 | 27.9622 | 27.9622 | 27.9622 | 27.9622 | 27.9622 | 27.9622 | 27.9622 | 27.9622 | 27.9622 | 27.9622 | 27.9622 | 27.9622 | 27.9622 | 27.9622 | 27.9622 | 27.9622 | 27.9622 | 27.9622 | 27.9622 | 27.9622 | 27.9622 | 27.9622 | 27.9622 | 27.9622
2162 | 27.9634 | 27.9634 | 27.9634 | 27.9634 | 27.9634 | 27.9634 | 27.9634 | 27.9634 | 27.9634 | 27.9634 | 27.9634 | 27.9634 | 27.9634 | 27.9634 | 27.9634 | 27.9634 | 27.9634 | 27.9634 | 27.9634 | 27.9634 | 27.9634 | 27.9634 | 27.9634 | 27.9634 | 27.9634 | 27.9634 | 27.9634 | 27.9634 | 27.9634 | 27.9634 | 27.9634 | 27.9634 | 27.9634 | 27.9634 | 27.9634 | 27.9634 | 27.9634 | 27.9634 | 27.9634 | 27.9634 | 27.9634 | 27.9634 | 27.9634 | 27.9634 | 27.9634 | 27.9634 | 27.9634 | 27.9634 | 27.9634 | 27.9634 | 27.9634 | 27.9634 | 27.9634 | 27.9634 | 27.9634 | 27.9634 | 27.9634 | 27.9634 | 27.9634 | 27.9634
2163 | 27.9645 | 27.9645 | 27.9645 | 27.9645 | 27.9645 | 27.9645 | 27.9645 | 27.9645 | 27.9645 | 27.9645 | 27.9645 | 27.9645 | 27.9645 | 27.9645 | 27.9645 | 27.9645 | 27.9645 | 27.9645 | 27.9645 | 27.9645 | 27.9645 | 27.9645 | 27.9645 | 27.9645 | 27.9645 | 27.9645 | 27.9645 | 27.9645 | 27.9645 | 27.9645 | 27.9645 | 27.9645 | 27.9645 | 27.9645 | 27.9645 | 27.9645 | 27.9645 | 27.9645 | 27.9645 | 27.9645 | 27.9645 | 27.9645 | 27.9645 | 27.9645 | 27.9645 | 27.9645 | 27.9645 | 27.9645 | 27.9645 | 27.9645 | 27.9645 | 27.9645 | 27.9645 | 27.9645 | 27.9645 | 27.9645 | 27.9645 | 27.9645 | 27.9645 | 27.9645
2164 | 27.9657 | 27.9657 | 27.9657 | 27.9657 | 27.9657 | 27.9657 | 27.9657 | 27.9657 | 27.9657 | 27.9657 | 27.9657 | 27.9657 | 27.9657 | 27.9657 | 27.9657 | 27.9657 | 27.9657 | 27.9657 | 27.9657 | 27.9657 | 27.9657 | 27.9657 | 27.9657 | 27.9657 | 27.9657 | 27.9657 | 27.9657 | 27.9657 | 27.9657 | 27.9657 | 27.9657 | 27.9657 | 27.9657 | 27.9657 | 27.9657 | 27.9657 | 27.9657 | 27.9657 | 27.9657 | 27.9657 | 27.9657 | 27.9657 | 27.9657 | 27.9657 | 27.9657 | 27.9657 | 27.9657 | 27.9657 | 27.9657 | 27.9657 | 27.9657 | 27.9657 | 27.9657 | 27.9657 | 27.9657 | 27.9657 | 27.9657 | 27.9657 | 27.9657 | 27.9657
2165 | 27.9668 | 27.9668 | 27.9668 | 27.9668 | 27.9668 | 27.9668 | 27.9668 | 27.9668 | 27.9668 | 27.9668 | 27.9668 | 27.9668 | 27.9668 | 27.9668 | 27.9668 | 27.9668 | 27.9668 | 27.9668 | 27.9668 | 27.9668 | 27.9668 | 27.9668 | 27.9668 | 27.9668 | 27.9668 | 27.9668 | 27.9668 | 27.9668 | 27.9668 | 27.9668 | 27.9668 | 27.9668 | 27.9668 | 27.9668 | 27.9668 | 27.9668 | 27.9668 | 27.9668 | 27.9668 | 27.9668 | 27.9668 | 27.9668 | 27.9668 | 27.9668 | 27.9668 | 27.9668 | 27.9668 | 27.9668 | 27.9668 | 27.9668 | 27.9668 | 27.9668 | 27.9668 | 27.9668 | 27.9668 | 27.9668 | 27.9668 | 27.9668 | 27.9668 | 27.9668
2166 | 27.968 | 27.968 | 27.968 | 27.968 | 27.968 | 27.968 | 27.968 | 27.968 | 27.968 | 27.968 | 27.968 | 27.968 | 27.968 | 27.968 | 27.968 | 27.968 | 27.968 | 27.968 | 27.968 | 27.968 | 27.968 | 27.968 | 27.968 | 27.968 | 27.968 | 27.968 | 27.968 | 27.968 | 27.968 | 27.968 | 27.968 | 27.968 | 27.968 | 27.968 | 27.968 | 27.968 | 27.968 | 27.968 | 27.968 | 27.968 | 27.968 | 27.968 | 27.968 | 27.968 | 27.968 | 27.968 | 27.968 | 27.968 | 27.968 | 27.968 | 27.968 | 27.968 | 27.968 | 27.968 | 27.968 | 27.968 | 27.968 | 27.968 | 27.968 | 27.968
2167 | 27.9691 | 27.9691 | 27.9691 | 27.9691 | 27.9691 | 27.9691 | 27.9691 | 27.9691 | 27.9691 | 27.9691 | 27.9691 | 27.9691 | 27.9691 | 27.9691 | 27.9691 | 27.9691 | 27.9691 | 27.9691 | 27.9691 | 27.9691 | 27.9691 | 27.9691 | 27.9691 | 27.9691 | 27.9691 | 27.9691 | 27.9691 | 27.9691 | 27.9691 | 27.9691 | 27.9691 | 27.9691 | 27.9691 | 27.9691 | 27.9691 | 27.9691 | 27.9691 | 27.9691 | 27.9691 | 27.9691 | 27.9691 | 27.9691 | 27.9691 | 27.9691 | 27.9691 | 27.9691 | 27.9691 | 27.9691 | 27.9691 | 27.9691 | 27.9691 | 27.9691 | 27.9691 | 27.9691 | 27.9691 | 27.9691 | 27.9691 | 27.9691 | 27.9691 | 27.9691
2168 | 27.9703 | 27.9703 | 27.9703 | 27.9703 | 27.9703 | 27.9703 | 27.9703 | 27.9703 | 27.9703 | 27.9703 | 27.9703 | 27.9703 | 27.9703 | 27.9703 | 27.9703 | 27.9703 | 27.9703 | 27.9703 | 27.9703 | 27.9703 | 27.9703 | 27.9703 | 27.9703 | 27.9703 | 27.9703 | 27.9703 | 27.9703 | 27.9703 | 27.9703 | 27.9703 | 27.9703 | 27.9703 | 27.9703 | 27.9703 | 27.9703 | 27.9703 | 27.9703 | 27.9703 | 27.9703 | 27.9703 | 27.9703 | 27.9703 | 27.9703 | 27.9703 | 27.9703 | 27.9703 | 27.9703 | 27.9703 | 27.9703 | 27.9703 | 27.9703 | 27.9703 | 27.9703 | 27.9703 | 27.9703 | 27.9703 | 27.9703 | 27.9703 | 27.9703 | 27.9703
2169 | 27.9714 | 27.9714 | 27.9714 | 27.9714 | 27.9714 | 27.9714 | 27.9714 | 27.9714 | 27.9714 | 27.9714 | 27.9714 | 27.9714 | 27.9714 | 27.9714 | 27.9714 | 27.9714 | 27.9714 | 27.9714 | 27.9714 | 27.9714 | 27.9714 | 27.9714 | 27.9714 | 27.9714 | 27.9714 | 27.9714 | 27.9714 | 27.9714 | 27.9714 | 27.9714 | 27.9714 | 27.9714 | 27.9714 | 27.9714 | 27.9714 | 27.9714 | 27.9714 | 27.9714 | 27.9714 | 27.9714 | 27.9714 | 27.9714 | 27.9714 | 27.9714 | 27.9714 | 27.9714 | 27.9714 | 27.9714 | 27.9714 | 27.9714 | 27.9714 | 27.9714 | 27.9714 | 27.9714 | 27.9714 | 27.9714 | 27.9714 | 27.9714 | 27.9714 | 27.9714
2170 | 27.9726 | 27.9726 | 27.9726 | 27.9726 | 27.9726 | 27.9726 | 27.9726 | 27.9726 | 27.9726 | 27.9726 | 27.9726 | 27.9726 | 27.9726 | 27.9726 | 27.9726 | 27.9726 | 27.9726 | 27.9726 | 27.9726 | 27.9726 | 27.9726 | 27.9726 | 27.9726 | 27.9726 | 27.9726 | 27.9726 | 27.9726 | 27.9726 | 27.9726 | 27.9726 | 27.9726 | 27.9726 | 27.9726 | 27.9726 | 27.9726 | 27.9726 | 27.9726 | 27.9726 | 27.9726 | 27.9726 | 27.9726 | 27.9726 | 27.9726 | 27.9726 | 27.9726 | 27.9726 | 27.9726 | 27.9726 | 27.9726 | 27.9726 | 27.9726 | 27.9726 | 27.9726 | 27.9726 | 27.9726 | 27.9726 | 27.9726 | 27.9726 | 27.9726 | 27.9726
2171 | 27.9738 | 27.9738 | 27.9738 | 27.9738 | 27.9738 | 27.9738 | 27.9738 | 27.9738 | 27.9738 | 27.9738 | 27.9738 | 27.9738 | 27.9738 | 27.9738 | 27.9738 | 27.9738 | 27.9738 | 27.9738 | 27.9738 | 27.9738 | 27.9738 | 27.9738 | 27.9738 | 27.9738 | 27.9738 | 27.9738 | 27.9738 | 27.9738 | 27.9738 | 27.9738 | 27.9738 | 27.9738 | 27.9738 | 27.9738 | 27.9738 | 27.9738 | 27.9738 | 27.9738 | 27.9738 | 27.9738 | 27.9738 | 27.9738 | 27.9738 | 27.9738 | 27.9738 | 27.9738 | 27.9738 | 27.9738 | 27.9738 | 27.9738 | 27.9738 | 27.9738 | 27.9738 | 27.9738 | 27.9738 | 27.9738 | 27.9738 | 27.9738 | 27.9738 | 27.9738
2172 | 27.9749 | 27.9749 | 27.9749 | 27.9749 | 27.9749 | 27.9749 | 27.9749 | 27.9749 | 27.9749 | 27.9749 | 27.9749 | 27.9749 | 27.9749 | 27.9749 | 27.9749 | 27.9749 | 27.9749 | 27.9749 | 27.9749 | 27.9749 | 27.9749 | 27.9749 | 27.9749 | 27.9749 | 27.9749 | 27.9749 | 27.9749 | 27.9749 | 27.9749 | 27.9749 | 27.9749 | 27.9749 | 27.9749 | 27.9749 | 27.9749 | 27.9749 | 27.9749 | 27.9749 | 27.9749 | 27.9749 | 27.9749 | 27.9749 | 27.9749 | 27.9749 | 27.9749 | 27.9749 | 27.9749 | 27.9749 | 27.9749 | 27.9749 | 27.9749 | 27.9749 | 27.9749 | 27.9749 | 27.9749 | 27.9749 | 27.9749 | 27.9749 | 27.9749 | 27.9749
2173 | 27.9761 | 27.9761 | 27.9761 | 27.9761 | 27.9761 | 27.9761 | 27.9761 | 27.9761 | 27.9761 | 27.9761 | 27.9761 | 27.9761 | 27.9761 | 27.9761 | 27.9761 | 27.9761 | 27.9761 | 27.9761 | 27.9761 | 27.9761 | 27.9761 | 27.9761 | 27.9761 | 27.9761 | 27.9761 | 27.9761 | 27.9761 | 27.9761 | 27.9761 | 27.9761 | 27.9761 | 27.9761 | 27.9761 | 27.9761 | 27.9761 | 27.9761 | 27.9761 | 27.9761 | 27.9761 | 27.9761 | 27.9761 | 27.9761 | 27.9761 | 27.9761 | 27.9761 | 27.9761 | 27.9761 | 27.9761 | 27.9761 | 27.9761 | 27.9761 | 27.9761 | 27.9761 | 27.9761 | 27.9761 | 27.9761 | 27.9761 | 27.9761 | 27.9761 | 27.9761
2174 | 27.9772 | 27.9772 | 27.9772 | 27.9772 | 27.9772 | 27.9772 | 27.9772 | 27.9772 | 27.9772 | 27.9772 | 27.9772 | 27.9772 | 27.9772 | 27.9772 | 27.9772 | 27.9772 | 27.9772 | 27.9772 | 27.9772 | 27.9772 | 27.9772 | 27.9772 | 27.9772 | 27.9772 | 27.9772 | 27.9772 | 27.9772 | 27.9772 | 27.9772 | 27.9772 | 27.9772 | 27.9772 | 27.9772 | 27.9772 | 27.9772 | 27.9772 | 27.9772 | 27.9772 | 27.9772 | 27.9772 | 27.9772 | 27.9772 | 27.9772 | 27.9772 | 27.9772 | 27.9772 | 27.9772 | 27.9772 | 27.9772 | 27.9772 | 27.9772 | 27.9772 | 27.9772 | 27.9772 | 27.9772 | 27.9772 | 27.9772 | 27.9772 | 27.9772 | 27.9772
2175 | 27.9784 | 27.9784 | 27.9784 | 27.9784 | 27.9784 | 27.9784 | 27.9784 | 27.9784 | 27.9784 | 27.9784 | 27.9784 | 27.9784 | 27.9784 | 27.9784 | 27.9784 | 27.9784 | 27.9784 | 27.9784 | 27.9784 | 27.9784 | 27.9784 | 27.9784 | 27.9784 | 27.9784 | 27.9784 | 27.9784 | 27.9784 | 27.9784 | 27.9784 | 27.9784 | 27.9784 | 27.9784 | 27.9784 | 27.9784 | 27.9784 | 27.9784 | 27.9784 | 27.9784 | 27.9784 | 27.9784 | 27.9784 | 27.9784 | 27.9784 | 27.9784 | 27.9784 | 27.9784 | 27.9784 | 27.9784 | 27.9784 | 27.9784 | 27.9784 | 27.9784 | 27.9784 | 27.9784 | 27.9784 | 27.9784 | 27.9784 | 27.9784 | 27.9784 | 27.9784
2176 | 27.9795 | 27.9795 | 27.9795 | 27.9795 | 27.9795 | 27.9795 | 27.9795 | 27.9795 | 27.9795 | 27.9795 | 27.9795 | 27.9795 | 27.9795 | 27.9795 | 27.9795 | 27.9795 | 27.9795 | 27.9795 | 27.9795 | 27.9795 | 27.9795 | 27.9795 | 27.9795 | 27.9795 | 27.9795 | 27.9795 | 27.9795 | 27.9795 | 27.9795 | 27.9795 | 27.9795 | 27.9795 | 27.9795 | 27.9795 | 27.9795 | 27.9795 | 27.9795 | 27.9795 | 27.9795 | 27.9795 | 27.9795 | 27.9795 | 27.9795 | 27.9795 | 27.9795 | 27.9795 | 27.9795 | 27.9795 | 27.9795 | 27.9795 | 27.9795 | 27.9795 | 27.9795 | 27.9795 | 27.9795 | 27.9795 | 27.9795 | 27.9795 | 27.9795 | 27.9795
2177 | 27.9807 | 27.9807 | 27.9807 | 27.9807 | 27.9807 | 27.9807 | 27.9807 | 27.9807 | 27.9807 | 27.9807 | 27.9807 | 27.9807 | 27.9807 | 27.9807 | 27.9807 | 27.9807 | 27.9807 | 27.9807 | 27.9807 | 27.9807 | 27.9807 | 27.9807 | 27.9807 | 27.9807 | 27.9807 | 27.9807 | 27.9807 | 27.9807 | 27.9807 | 27.9807 | 27.9807 | 27.9807 | 27.9807 | 27.9807 | 27.9807 | 27.9807 | 27.9807 | 27.9807 | 27.9807 | 27.9807 | 27.9807 | 27.9807 | 27.9807 | 27.9807 | 27.9807 | 27.9807 | 27.9807 | 27.9807 | 27.9807 | 27.9807 | 27.9807 | 27.9807 | 27.9807 | 27.9807 | 27.9807 | 27.9807 | 27.9807 | 27.9807 | 27.9807 | 27.9807
2178 | 27.9818 | 27.9818 | 27.9818 | 27.9818 | 27.9818 | 27.9818 | 27.9818 | 27.9818 | 27.9818 | 27.9818 | 27.9818 | 27.9818 | 27.9818 | 27.9818 | 27.9818 | 27.9818 | 27.9818 | 27.9818 | 27.9818 | 27.9818 | 27.9818 | 27.9818 | 27.9818 | 27.9818 | 27.9818 | 27.9818 | 27.9818 | 27.9818 | 27.9818 | 27.9818 | 27.9818 | 27.9818 | 27.9818 | 27.9818 | 27.9818 | 27.9818 | 27.9818 | 27.9818 | 27.9818 | 27.9818 | 27.9818 | 27.9818 | 27.9818 | 27.9818 | 27.9818 | 27.9818 | 27.9818 | 27.9818 | 27.9818 | 27.9818 | 27.9818 | 27.9818 | 27.9818 | 27.9818 | 27.9818 | 27.9818 | 27.9818 | 27.9818 | 27.9818 | 27.9818
2179 | 27.9829 | 27.9829 | 27.9829 | 27.9829 | 27.9829 | 27.9829 | 27.9829 | 27.9829 | 27.9829 | 27.9829 | 27.9829 | 27.9829 | 27.9829 | 27.9829 | 27.9829 | 27.9829 | 27.9829 | 27.9829 | 27.9829 | 27.9829 | 27.9829 | 27.9829 | 27.9829 | 27.9829 | 27.9829 | 27.9829 | 27.9829 | 27.9829 | 27.9829 | 27.9829 | 27.9829 | 27.9829 | 27.9829 | 27.9829 | 27.9829 | 27.9829 | 27.9829 | 27.9829 | 27.9829 | 27.9829 | 27.9829 | 27.9829 | 27.9829 | 27.9829 | 27.9829 | 27.9829 | 27.9829 | 27.9829 | 27.9829 | 27.9829 | 27.9829 | 27.9829 | 27.9829 | 27.9829 | 27.9829 | 27.9829 | 27.9829 | 27.9829 | 27.9829 | 27.9829
2180 | 27.9841 | 27.9841 | 27.9841 | 27.9841 | 27.9841 | 27.9841 | 27.9841 | 27.9841 | 27.9841 | 27.9841 | 27.9841 | 27.9841 | 27.9841 | 27.9841 | 27.9841 | 27.9841 | 27.9841 | 27.9841 | 27.9841 | 27.9841 | 27.9841 | 27.9841 | 27.9841 | 27.9841 | 27.9841 | 27.9841 | 27.9841 | 27.9841 | 27.9841 | 27.9841 | 27.9841 | 27.9841 | 27.9841 | 27.9841 | 27.9841 | 27.9841 | 27.9841 | 27.9841 | 27.9841 | 27.9841 | 27.9841 | 27.9841 | 27.9841 | 27.9841 | 27.9841 | 27.9841 | 27.9841 | 27.9841 | 27.9841 | 27.9841 | 27.9841 | 27.9841 | 27.9841 | 27.9841 | 27.9841 | 27.9841 | 27.9841 | 27.9841 | 27.9841 | 27.9841
2181 | 27.9852 | 27.9852 | 27.9852 | 27.9852 | 27.9852 | 27.9852 | 27.9852 | 27.9852 | 27.9852 | 27.9852 | 27.9852 | 27.9852 | 27.9852 | 27.9852 | 27.9852 | 27.9852 | 27.9852 | 27.9852 | 27.9852 | 27.9852 | 27.9852 | 27.9852 | 27.9852 | 27.9852 | 27.9852 | 27.9852 | 27.9852 | 27.9852 | 27.9852 | 27.9852 | 27.9852 | 27.9852 | 27.9852 | 27.9852 | 27.9852 | 27.9852 | 27.9852 | 27.9852 | 27.9852 | 27.9852 | 27.9852 | 27.9852 | 27.9852 | 27.9852 | 27.9852 | 27.9852 | 27.9852 | 27.9852 | 27.9852 | 27.9852 | 27.9852 | 27.9852 | 27.9852 | 27.9852 | 27.9852 | 27.9852 | 27.9852 | 27.9852 | 27.9852 | 27.9852
2182 | 27.9864 | 27.9864 | 27.9864 | 27.9864 | 27.9864 | 27.9864 | 27.9864 | 27.9864 | 27.9864 | 27.9864 | 27.9864 | 27.9864 | 27.9864 | 27.9864 | 27.9864 | 27.9864 | 27.9864 | 27.9864 | 27.9864 | 27.9864 | 27.9864 | 27.9864 | 27.9864 | 27.9864 | 27.9864 | 27.9864 | 27.9864 | 27.9864 | 27.9864 | 27.9864 | 27.9864 | 27.9864 | 27.9864 | 27.9864 | 27.9864 | 27.9864 | 27.9864 | 27.9864 | 27.9864 | 27.9864 | 27.9864 | 27.9864 | 27.9864 | 27.9864 | 27.9864 | 27.9864 | 27.9864 | 27.9864 | 27.9864 | 27.9864 | 27.9864 | 27.9864 | 27.9864 | 27.9864 | 27.9864 | 27.9864 | 27.9864 | 27.9864 | 27.9864 | 27.9864
2183 | 27.9875 | 27.9875 | 27.9875 | 27.9875 | 27.9875 | 27.9875 | 27.9875 | 27.9875 | 27.9875 | 27.9875 | 27.9875 | 27.9875 | 27.9875 | 27.9875 | 27.9875 | 27.9875 | 27.9875 | 27.9875 | 27.9875 | 27.9875 | 27.9875 | 27.9875 | 27.9875 | 27.9875 | 27.9875 | 27.9875 | 27.9875 | 27.9875 | 27.9875 | 27.9875 | 27.9875 | 27.9875 | 27.9875 | 27.9875 | 27.9875 | 27.9875 | 27.9875 | 27.9875 | 27.9875 | 27.9875 | 27.9875 | 27.9875 | 27.9875 | 27.9875 | 27.9875 | 27.9875 | 27.9875 | 27.9875 | 27.9875 | 27.9875 | 27.9875 | 27.9875 | 27.9875 | 27.9875 | 27.9875 | 27.9875 | 27.9875 | 27.9875 | 27.9875 | 27.9875
2184 | 27.9887 | 27.9887 | 27.9887 | 27.9887 | 27.9887 | 27.9887 | 27.9887 | 27.9887 | 27.9887 | 27.9887 | 27.9887 | 27.9887 | 27.9887 | 27.9887 | 27.9887 | 27.9887 | 27.9887 | 27.9887 | 27.9887 | 27.9887 | 27.9887 | 27.9887 | 27.9887 | 27.9887 | 27.9887 | 27.9887 | 27.9887 | 27.9887 | 27.9887 | 27.9887 | 27.9887 | 27.9887 | 27.9887 | 27.9887 | 27.9887 | 27.9887 | 27.9887 | 27.9887 | 27.9887 | 27.9887 | 27.9887 | 27.9887 | 27.9887 | 27.9887 | 27.9887 | 27.9887 | 27.9887 | 27.9887 | 27.9887 | 27.9887 | 27.9887 | 27.9887 | 27.9887 | 27.9887 | 27.9887 | 27.9887 | 27.9887 | 27.9887 | 27.9887 | 27.9887
2185 | 27.9898 | 27.9898 | 27.9898 | 27.9898 | 27.9898 | 27.9898 | 27.9898 | 27.9898 | 27.9898 | 27.9898 | 27.9898 | 27.9898 | 27.9898 | 27.9898 | 27.9898 | 27.9898 | 27.9898 | 27.9898 | 27.9898 | 27.9898 | 27.9898 | 27.9898 | 27.9898 | 27.9898 | 27.9898 | 27.9898 | 27.9898 | 27.9898 | 27.9898 | 27.9898 | 27.9898 | 27.9898 | 27.9898 | 27.9898 | 27.9898 | 27.9898 | 27.9898 | 27.9898 | 27.9898 | 27.9898 | 27.9898 | 27.9898 | 27.9898 | 27.9898 | 27.9898 | 27.9898 | 27.9898 | 27.9898 | 27.9898 | 27.9898 | 27.9898 | 27.9898 | 27.9898 | 27.9898 | 27.9898 | 27.9898 | 27.9898 | 27.9898 | 27.9898 | 27.9898
2186 | 27.991 | 27.991 | 27.991 | 27.991 | 27.991 | 27.991 | 27.991 | 27.991 | 27.991 | 27.991 | 27.991 | 27.991 | 27.991 | 27.991 | 27.991 | 27.991 | 27.991 | 27.991 | 27.991 | 27.991 | 27.991 | 27.991 | 27.991 | 27.991 | 27.991 | 27.991 | 27.991 | 27.991 | 27.991 | 27.991 | 27.991 | 27.991 | 27.991 | 27.991 | 27.991 | 27.991 | 27.991 | 27.991 | 27.991 | 27.991 | 27.991 | 27.991 | 27.991 | 27.991 | 27.991 | 27.991 | 27.991 | 27.991 | 27.991 | 27.991 | 27.991 | 27.991 | 27.991 | 27.991 | 27.991 | 27.991 | 27.991 | 27.991 | 27.991 | 27.991
2187 | 27.9921 | 27.9921 | 27.9921 | 27.9921 | 27.9921 | 27.9921 | 27.9921 | 27.9921 | 27.9921 | 27.9921 | 27.9921 | 27.9921 | 27.9921 | 27.9921 | 27.9921 | 27.9921 | 27.9921 | 27.9921 | 27.9921 | 27.9921 | 27.9921 | 27.9921 | 27.9921 | 27.9921 | 27.9921 | 27.9921 | 27.9921 | 27.9921 | 27.9921 | 27.9921 | 27.9921 | 27.9921 | 27.9921 | 27.9921 | 27.9921 | 27.9921 | 27.9921 | 27.9921 | 27.9921 | 27.9921 | 27.9921 | 27.9921 | 27.9921 | 27.9921 | 27.9921 | 27.9921 | 27.9921 | 27.9921 | 27.9921 | 27.9921 | 27.9921 | 27.9921 | 27.9921 | 27.9921 | 27.9921 | 27.9921 | 27.9921 | 27.9921 | 27.9921 | 27.9921
2188 | 27.9933 | 27.9933 | 27.9933 | 27.9933 | 27.9933 | 27.9933 | 27.9933 | 27.9933 | 27.9933 | 27.9933 | 27.9933 | 27.9933 | 27.9933 | 27.9933 | 27.9933 | 27.9933 | 27.9933 | 27.9933 | 27.9933 | 27.9933 | 27.9933 | 27.9933 | 27.9933 | 27.9933 | 27.9933 | 27.9933 | 27.9933 | 27.9933 | 27.9933 | 27.9933 | 27.9933 | 27.9933 | 27.9933 | 27.9933 | 27.9933 | 27.9933 | 27.9933 | 27.9933 | 27.9933 | 27.9933 | 27.9933 | 27.9933 | 27.9933 | 27.9933 | 27.9933 | 27.9933 | 27.9933 | 27.9933 | 27.9933 | 27.9933 | 27.9933 | 27.9933 | 27.9933 | 27.9933 | 27.9933 | 27.9933 | 27.9933 | 27.9933 | 27.9933 | 27.9933
2189 | 27.9944 | 27.9944 | 27.9944 | 27.9944 | 27.9944 | 27.9944 | 27.9944 | 27.9944 | 27.9944 | 27.9944 | 27.9944 | 27.9944 | 27.9944 | 27.9944 | 27.9944 | 27.9944 | 27.9944 | 27.9944 | 27.9944 | 27.9944 | 27.9944 | 27.9944 | 27.9944 | 27.9944 | 27.9944 | 27.9944 | 27.9944 | 27.9944 | 27.9944 | 27.9944 | 27.9944 | 27.9944 | 27.9944 | 27.9944 | 27.9944 | 27.9944 | 27.9944 | 27.9944 | 27.9944 | 27.9944 | 27.9944 | 27.9944 | 27.9944 | 27.9944 | 27.9944 | 27.9944 | 27.9944 | 27.9944 | 27.9944 | 27.9944 | 27.9944 | 27.9944 | 27.9944 | 27.9944 | 27.9944 | 27.9944 | 27.9944 | 27.9944 | 27.9944 | 27.9944
2190 | 27.9955 | 27.9955 | 27.9955 | 27.9955 | 27.9955 | 27.9955 | 27.9955 | 27.9955 | 27.9955 | 27.9955 | 27.9955 | 27.9955 | 27.9955 | 27.9955 | 27.9955 | 27.9955 | 27.9955 | 27.9955 | 27.9955 | 27.9955 | 27.9955 | 27.9955 | 27.9955 | 27.9955 | 27.9955 | 27.9955 | 27.9955 | 27.9955 | 27.9955 | 27.9955 | 27.9955 | 27.9955 | 27.9955 | 27.9955 | 27.9955 | 27.9955 | 27.9955 | 27.9955 | 27.9955 | 27.9955 | 27.9955 | 27.9955 | 27.9955 | 27.9955 | 27.9955 | 27.9955 | 27.9955 | 27.9955 | 27.9955 | 27.9955 | 27.9955 | 27.9955 | 27.9955 | 27.9955 | 27.9955 | 27.9955 | 27.9955 | 27.9955 | 27.9955 | 27.9955
2191 | 27.9967 | 27.9967 | 27.9967 | 27.9967 | 27.9967 | 27.9967 | 27.9967 | 27.9967 | 27.9967 | 27.9967 | 27.9967 | 27.9967 | 27.9967 | 27.9967 | 27.9967 | 27.9967 | 27.9967 | 27.9967 | 27.9967 | 27.9967 | 27.9967 | 27.9967 | 27.9967 | 27.9967 | 27.9967 | 27.9967 | 27.9967 | 27.9967 | 27.9967 | 27.9967 | 27.9967 | 27.9967 | 27.9967 | 27.9967 | 27.9967 | 27.9967 | 27.9967 | 27.9967 | 27.9967 | 27.9967 | 27.9967 | 27.9967 | 27.9967 | 27.9967 | 27.9967 | 27.9967 | 27.9967 | 27.9967 | 27.9967 | 27.9967 | 27.9967 | 27.9967 | 27.9967 | 27.9967 | 27.9967 | 27.9967 | 27.9967 | 27.9967 | 27.9967 | 27.9967
2192 | 27.9978 | 27.9978 | 27.9978 | 27.9978 | 27.9978 | 27.9978 | 27.9978 | 27.9978 | 27.9978 | 27.9978 | 27.9978 | 27.9978 | 27.9978 | 27.9978 | 27.9978 | 27.9978 | 27.9978 | 27.9978 | 27.9978 | 27.9978 | 27.9978 | 27.9978 | 27.9978 | 27.9978 | 27.9978 | 27.9978 | 27.9978 | 27.9978 | 27.9978 | 27.9978 | 27.9978 | 27.9978 | 27.9978 | 27.9978 | 27.9978 | 27.9978 | 27.9978 | 27.9978 | 27.9978 | 27.9978 | 27.9978 | 27.9978 | 27.9978 | 27.9978 | 27.9978 | 27.9978 | 27.9978 | 27.9978 | 27.9978 | 27.9978 | 27.9978 | 27.9978 | 27.9978 | 27.9978 | 27.9978 | 27.9978 | 27.9978 | 27.9978 | 27.9978 | 27.9978
2193 | 27.999 | 27.999 | 27.999 | 27.999 | 27.999 | 27.999 | 27.999 | 27.999 | 27.999 | 27.999 | 27.999 | 27.999 | 27.999 | 27.999 | 27.999 | 27.999 | 27.999 | 27.999 | 27.999 | 27.999 | 27.999 | 27.999 | 27.999 | 27.999 | 27.999 | 27.999 | 27.999 | 27.999 | 27.999 | 27.999 | 27.999 | 27.999 | 27.999 | 27.999 | 27.999 | 27.999 | 27.999 | 27.999 | 27.999 | 27.999 | 27.999 | 27.999 | 27.999 | 27.999 | 27.999 | 27.999 | 27.999 | 27.999 | 27.999 | 27.999 | 27.999 | 27.999 | 27.999 | 27.999 | 27.999 | 27.999 | 27.999 | 27.999 | 27.999 | 27.999
2194 | 28.0001 | 28.0001 | 28.0001 | 28.0001 | 28.0001 | 28.0001 | 28.0001 | 28.0001 | 28.0001 | 28.0001 | 28.0001 | 28.0001 | 28.0001 | 28.0001 | 28.0001 | 28.0001 | 28.0001 | 28.0001 | 28.0001 | 28.0001 | 28.0001 | 28.0001 | 28.0001 | 28.0001 | 28.0001 | 28.0001 | 28.0001 | 28.0001 | 28.0001 | 28.0001 | 28.0001 | 28.0001 | 28.0001 | 28.0001 | 28.0001 | 28.0001 | 28.0001 | 28.0001 | 28.0001 | 28.0001 | 28.0001 | 28.0001 | 28.0001 | 28.0001 | 28.0001 | 28.0001 | 28.0001 | 28.0001 | 28.0001 | 28.0001 | 28.0001 | 28.0001 | 28.0001 | 28.0001 | 28.0001 | 28.0001 | 28.0001 | 28.0001 | 28.0001 | 28.0001
2195 | 28.0012 | 28.0012 | 28.0012 | 28.0012 | 28.0012 | 28.0012 | 28.0012 | 28.0012 | 28.0012 | 28.0012 | 28.0012 | 28.0012 | 28.0012 | 28.0012 | 28.0012 | 28.0012 | 28.0012 | 28.0012 | 28.0012 | 28.0012 | 28.0012 | 28.0012 | 28.0012 | 28.0012 | 28.0012 | 28.0012 | 28.0012 | 28.0012 | 28.0012 | 28.0012 | 28.0012 | 28.0012 | 28.0012 | 28.0012 | 28.0012 | 28.0012 | 28.0012 | 28.0012 | 28.0012 | 28.0012 | 28.0012 | 28.0012 | 28.0012 | 28.0012 | 28.0012 | 28.0012 | 28.0012 | 28.0012 | 28.0012 | 28.0012 | 28.0012 | 28.0012 | 28.0012 | 28.0012 | 28.0012 | 28.0012 | 28.0012 | 28.0012 | 28.0012 | 28.0012
2196 | 28.0024 | 28.0024 | 28.0024 | 28.0024 | 28.0024 | 28.0024 | 28.0024 | 28.0024 | 28.0024 | 28.0024 | 28.0024 | 28.0024 | 28.0024 | 28.0024 | 28.0024 | 28.0024 | 28.0024 | 28.0024 | 28.0024 | 28.0024 | 28.0024 | 28.0024 | 28.0024 | 28.0024 | 28.0024 | 28.0024 | 28.0024 | 28.0024 | 28.0024 | 28.0024 | 28.0024 | 28.0024 | 28.0024 | 28.0024 | 28.0024 | 28.0024 | 28.0024 | 28.0024 | 28.0024 | 28.0024 | 28.0024 | 28.0024 | 28.0024 | 28.0024 | 28.0024 | 28.0024 | 28.0024 | 28.0024 | 28.0024 | 28.0024 | 28.0024 | 28.0024 | 28.0024 | 28.0024 | 28.0024 | 28.0024 | 28.0024 | 28.0024 | 28.0024 | 28.0024
2197 | 28.0035 | 28.0035 | 28.0035 | 28.0035 | 28.0035 | 28.0035 | 28.0035 | 28.0035 | 28.0035 | 28.0035 | 28.0035 | 28.0035 | 28.0035 | 28.0035 | 28.0035 | 28.0035 | 28.0035 | 28.0035 | 28.0035 | 28.0035 | 28.0035 | 28.0035 | 28.0035 | 28.0035 | 28.0035 | 28.0035 | 28.0035 | 28.0035 | 28.0035 | 28.0035 | 28.0035 | 28.0035 | 28.0035 | 28.0035 | 28.0035 | 28.0035 | 28.0035 | 28.0035 | 28.0035 | 28.0035 | 28.0035 | 28.0035 | 28.0035 | 28.0035 | 28.0035 | 28.0035 | 28.0035 | 28.0035 | 28.0035 | 28.0035 | 28.0035 | 28.0035 | 28.0035 | 28.0035 | 28.0035 | 28.0035 | 28.0035 | 28.0035 | 28.0035 | 28.0035
2198 | 28.0047 | 28.0047 | 28.0047 | 28.0047 | 28.0047 | 28.0047 | 28.0047 | 28.0047 | 28.0047 | 28.0047 | 28.0047 | 28.0047 | 28.0047 | 28.0047 | 28.0047 | 28.0047 | 28.0047 | 28.0047 | 28.0047 | 28.0047 | 28.0047 | 28.0047 | 28.0047 | 28.0047 | 28.0047 | 28.0047 | 28.0047 | 28.0047 | 28.0047 | 28.0047 | 28.0047 | 28.0047 | 28.0047 | 28.0047 | 28.0047 | 28.0047 | 28.0047 | 28.0047 | 28.0047 | 28.0047 | 28.0047 | 28.0047 | 28.0047 | 28.0047 | 28.0047 | 28.0047 | 28.0047 | 28.0047 | 28.0047 | 28.0047 | 28.0047 | 28.0047 | 28.0047 | 28.0047 | 28.0047 | 28.0047 | 28.0047 | 28.0047 | 28.0047 | 28.0047
2199 | 28.0058 | 28.0058 | 28.0058 | 28.0058 | 28.0058 | 28.0058 | 28.0058 | 28.0058 | 28.0058 | 28.0058 | 28.0058 | 28.0058 | 28.0058 | 28.0058 | 28.0058 | 28.0058 | 28.0058 | 28.0058 | 28.0058 | 28.0058 | 28.0058 | 28.0058 | 28.0058 | 28.0058 | 28.0058 | 28.0058 | 28.0058 | 28.0058 | 28.0058 | 28.0058 | 28.0058 | 28.0058 | 28.0058 | 28.0058 | 28.0058 | 28.0058 | 28.0058 | 28.0058 | 28.0058 | 28.0058 | 28.0058 | 28.0058 | 28.0058 | 28.0058 | 28.0058 | 28.0058 | 28.0058 | 28.0058 | 28.0058 | 28.0058 | 28.0058 | 28.0058 | 28.0058 | 28.0058 | 28.0058 | 28.0058 | 28.0058 | 28.0058 | 28.0058 | 28.0058
2200 | 28.0069 | 28.0069 | 28.0069 | 28.0069 | 28.0069 | 28.0069 | 28.0069 | 28.0069 | 28.0069 | 28.0069 | 28.0069 | 28.0069 | 28.0069 | 28.0069 | 28.0069 | 28.0069 | 28.0069 | 28.0069 | 28.0069 | 28.0069 | 28.0069 | 28.0069 | 28.0069 | 28.0069 | 28.0069 | 28.0069 | 28.0069 | 28.0069 | 28.0069 | 28.0069 | 28.0069 | 28.0069 | 28.0069 | 28.0069 | 28.0069 | 28.0069 | 28.0069 | 28.0069 | 28.0069 | 28.0069 | 28.0069 | 28.0069 | 28.0069 | 28.0069 | 28.0069 | 28.0069 | 28.0069 | 28.0069 | 28.0069 | 28.0069 | 28.0069 | 28.0069 | 28.0069 | 28.0069 | 28.0069 | 28.0069 | 28.0069 | 28.0069 | 28.0069 | 28.0069
2201 | 28.0081 | 28.0081 | 28.0081 | 28.0081 | 28.0081 | 28.0081 | 28.0081 | 28.0081 | 28.0081 | 28.0081 | 28.0081 | 28.0081 | 28.0081 | 28.0081 | 28.0081 | 28.0081 | 28.0081 | 28.0081 | 28.0081 | 28.0081 | 28.0081 | 28.0081 | 28.0081 | 28.0081 | 28.0081 | 28.0081 | 28.0081 | 28.0081 | 28.0081 | 28.0081 | 28.0081 | 28.0081 | 28.0081 | 28.0081 | 28.0081 | 28.0081 | 28.0081 | 28.0081 | 28.0081 | 28.0081 | 28.0081 | 28.0081 | 28.0081 | 28.0081 | 28.0081 | 28.0081 | 28.0081 | 28.0081 | 28.0081 | 28.0081 | 28.0081 | 28.0081 | 28.0081 | 28.0081 | 28.0081 | 28.0081 | 28.0081 | 28.0081 | 28.0081 | 28.0081
2202 | 28.0092 | 28.0092 | 28.0092 | 28.0092 | 28.0092 | 28.0092 | 28.0092 | 28.0092 | 28.0092 | 28.0092 | 28.0092 | 28.0092 | 28.0092 | 28.0092 | 28.0092 | 28.0092 | 28.0092 | 28.0092 | 28.0092 | 28.0092 | 28.0092 | 28.0092 | 28.0092 | 28.0092 | 28.0092 | 28.0092 | 28.0092 | 28.0092 | 28.0092 | 28.0092 | 28.0092 | 28.0092 | 28.0092 | 28.0092 | 28.0092 | 28.0092 | 28.0092 | 28.0092 | 28.0092 | 28.0092 | 28.0092 | 28.0092 | 28.0092 | 28.0092 | 28.0092 | 28.0092 | 28.0092 | 28.0092 | 28.0092 | 28.0092 | 28.0092 | 28.0092 | 28.0092 | 28.0092 | 28.0092 | 28.0092 | 28.0092 | 28.0092 | 28.0092 | 28.0092
2203 | 28.0103 | 28.0103 | 28.0103 | 28.0103 | 28.0103 | 28.0103 | 28.0103 | 28.0103 | 28.0103 | 28.0103 | 28.0103 | 28.0103 | 28.0103 | 28.0103 | 28.0103 | 28.0103 | 28.0103 | 28.0103 | 28.0103 | 28.0103 | 28.0103 | 28.0103 | 28.0103 | 28.0103 | 28.0103 | 28.0103 | 28.0103 | 28.0103 | 28.0103 | 28.0103 | 28.0103 | 28.0103 | 28.0103 | 28.0103 | 28.0103 | 28.0103 | 28.0103 | 28.0103 | 28.0103 | 28.0103 | 28.0103 | 28.0103 | 28.0103 | 28.0103 | 28.0103 | 28.0103 | 28.0103 | 28.0103 | 28.0103 | 28.0103 | 28.0103 | 28.0103 | 28.0103 | 28.0103 | 28.0103 | 28.0103 | 28.0103 | 28.0103 | 28.0103 | 28.0103
2204 | 28.0115 | 28.0115 | 28.0115 | 28.0115 | 28.0115 | 28.0115 | 28.0115 | 28.0115 | 28.0115 | 28.0115 | 28.0115 | 28.0115 | 28.0115 | 28.0115 | 28.0115 | 28.0115 | 28.0115 | 28.0115 | 28.0115 | 28.0115 | 28.0115 | 28.0115 | 28.0115 | 28.0115 | 28.0115 | 28.0115 | 28.0115 | 28.0115 | 28.0115 | 28.0115 | 28.0115 | 28.0115 | 28.0115 | 28.0115 | 28.0115 | 28.0115 | 28.0115 | 28.0115 | 28.0115 | 28.0115 | 28.0115 | 28.0115 | 28.0115 | 28.0115 | 28.0115 | 28.0115 | 28.0115 | 28.0115 | 28.0115 | 28.0115 | 28.0115 | 28.0115 | 28.0115 | 28.0115 | 28.0115 | 28.0115 | 28.0115 | 28.0115 | 28.0115 | 28.0115
2205 | 28.0126 | 28.0126 | 28.0126 | 28.0126 | 28.0126 | 28.0126 | 28.0126 | 28.0126 | 28.0126 | 28.0126 | 28.0126 | 28.0126 | 28.0126 | 28.0126 | 28.0126 | 28.0126 | 28.0126 | 28.0126 | 28.0126 | 28.0126 | 28.0126 | 28.0126 | 28.0126 | 28.0126 | 28.0126 | 28.0126 | 28.0126 | 28.0126 | 28.0126 | 28.0126 | 28.0126 | 28.0126 | 28.0126 | 28.0126 | 28.0126 | 28.0126 | 28.0126 | 28.0126 | 28.0126 | 28.0126 | 28.0126 | 28.0126 | 28.0126 | 28.0126 | 28.0126 | 28.0126 | 28.0126 | 28.0126 | 28.0126 | 28.0126 | 28.0126 | 28.0126 | 28.0126 | 28.0126 | 28.0126 | 28.0126 | 28.0126 | 28.0126 | 28.0126 | 28.0126
2206 | 28.0137 | 28.0137 | 28.0137 | 28.0137 | 28.0137 | 28.0137 | 28.0137 | 28.0137 | 28.0137 | 28.0137 | 28.0137 | 28.0137 | 28.0137 | 28.0137 | 28.0137 | 28.0137 | 28.0137 | 28.0137 | 28.0137 | 28.0137 | 28.0137 | 28.0137 | 28.0137 | 28.0137 | 28.0137 | 28.0137 | 28.0137 | 28.0137 | 28.0137 | 28.0137 | 28.0137 | 28.0137 | 28.0137 | 28.0137 | 28.0137 | 28.0137 | 28.0137 | 28.0137 | 28.0137 | 28.0137 | 28.0137 | 28.0137 | 28.0137 | 28.0137 | 28.0137 | 28.0137 | 28.0137 | 28.0137 | 28.0137 | 28.0137 | 28.0137 | 28.0137 | 28.0137 | 28.0137 | 28.0137 | 28.0137 | 28.0137 | 28.0137 | 28.0137 | 28.0137
2207 | 28.0149 | 28.0149 | 28.0149 | 28.0149 | 28.0149 | 28.0149 | 28.0149 | 28.0149 | 28.0149 | 28.0149 | 28.0149 | 28.0149 | 28.0149 | 28.0149 | 28.0149 | 28.0149 | 28.0149 | 28.0149 | 28.0149 | 28.0149 | 28.0149 | 28.0149 | 28.0149 | 28.0149 | 28.0149 | 28.0149 | 28.0149 | 28.0149 | 28.0149 | 28.0149 | 28.0149 | 28.0149 | 28.0149 | 28.0149 | 28.0149 | 28.0149 | 28.0149 | 28.0149 | 28.0149 | 28.0149 | 28.0149 | 28.0149 | 28.0149 | 28.0149 | 28.0149 | 28.0149 | 28.0149 | 28.0149 | 28.0149 | 28.0149 | 28.0149 | 28.0149 | 28.0149 | 28.0149 | 28.0149 | 28.0149 | 28.0149 | 28.0149 | 28.0149 | 28.0149
2208 | 28.016 | 28.016 | 28.016 | 28.016 | 28.016 | 28.016 | 28.016 | 28.016 | 28.016 | 28.016 | 28.016 | 28.016 | 28.016 | 28.016 | 28.016 | 28.016 | 28.016 | 28.016 | 28.016 | 28.016 | 28.016 | 28.016 | 28.016 | 28.016 | 28.016 | 28.016 | 28.016 | 28.016 | 28.016 | 28.016 | 28.016 | 28.016 | 28.016 | 28.016 | 28.016 | 28.016 | 28.016 | 28.016 | 28.016 | 28.016 | 28.016 | 28.016 | 28.016 | 28.016 | 28.016 | 28.016 | 28.016 | 28.016 | 28.016 | 28.016 | 28.016 | 28.016 | 28.016 | 28.016 | 28.016 | 28.016 | 28.016 | 28.016 | 28.016 | 28.016
2209 | 28.0171 | 28.0171 | 28.0171 | 28.0171 | 28.0171 | 28.0171 | 28.0171 | 28.0171 | 28.0171 | 28.0171 | 28.0171 | 28.0171 | 28.0171 | 28.0171 | 28.0171 | 28.0171 | 28.0171 | 28.0171 | 28.0171 | 28.0171 | 28.0171 | 28.0171 | 28.0171 | 28.0171 | 28.0171 | 28.0171 | 28.0171 | 28.0171 | 28.0171 | 28.0171 | 28.0171 | 28.0171 | 28.0171 | 28.0171 | 28.0171 | 28.0171 | 28.0171 | 28.0171 | 28.0171 | 28.0171 | 28.0171 | 28.0171 | 28.0171 | 28.0171 | 28.0171 | 28.0171 | 28.0171 | 28.0171 | 28.0171 | 28.0171 | 28.0171 | 28.0171 | 28.0171 | 28.0171 | 28.0171 | 28.0171 | 28.0171 | 28.0171 | 28.0171 | 28.0171
2210 | 28.0183 | 28.0183 | 28.0183 | 28.0183 | 28.0183 | 28.0183 | 28.0183 | 28.0183 | 28.0183 | 28.0183 | 28.0183 | 28.0183 | 28.0183 | 28.0183 | 28.0183 | 28.0183 | 28.0183 | 28.0183 | 28.0183 | 28.0183 | 28.0183 | 28.0183 | 28.0183 | 28.0183 | 28.0183 | 28.0183 | 28.0183 | 28.0183 | 28.0183 | 28.0183 | 28.0183 | 28.0183 | 28.0183 | 28.0183 | 28.0183 | 28.0183 | 28.0183 | 28.0183 | 28.0183 | 28.0183 | 28.0183 | 28.0183 | 28.0183 | 28.0183 | 28.0183 | 28.0183 | 28.0183 | 28.0183 | 28.0183 | 28.0183 | 28.0183 | 28.0183 | 28.0183 | 28.0183 | 28.0183 | 28.0183 | 28.0183 | 28.0183 | 28.0183 | 28.0183
2211 | 28.0194 | 28.0194 | 28.0194 | 28.0194 | 28.0194 | 28.0194 | 28.0194 | 28.0194 | 28.0194 | 28.0194 | 28.0194 | 28.0194 | 28.0194 | 28.0194 | 28.0194 | 28.0194 | 28.0194 | 28.0194 | 28.0194 | 28.0194 | 28.0194 | 28.0194 | 28.0194 | 28.0194 | 28.0194 | 28.0194 | 28.0194 | 28.0194 | 28.0194 | 28.0194 | 28.0194 | 28.0194 | 28.0194 | 28.0194 | 28.0194 | 28.0194 | 28.0194 | 28.0194 | 28.0194 | 28.0194 | 28.0194 | 28.0194 | 28.0194 | 28.0194 | 28.0194 | 28.0194 | 28.0194 | 28.0194 | 28.0194 | 28.0194 | 28.0194 | 28.0194 | 28.0194 | 28.0194 | 28.0194 | 28.0194 | 28.0194 | 28.0194 | 28.0194 | 28.0194
2212 | 28.0205 | 28.0205 | 28.0205 | 28.0205 | 28.0205 | 28.0205 | 28.0205 | 28.0205 | 28.0205 | 28.0205 | 28.0205 | 28.0205 | 28.0205 | 28.0205 | 28.0205 | 28.0205 | 28.0205 | 28.0205 | 28.0205 | 28.0205 | 28.0205 | 28.0205 | 28.0205 | 28.0205 | 28.0205 | 28.0205 | 28.0205 | 28.0205 | 28.0205 | 28.0205 | 28.0205 | 28.0205 | 28.0205 | 28.0205 | 28.0205 | 28.0205 | 28.0205 | 28.0205 | 28.0205 | 28.0205 | 28.0205 | 28.0205 | 28.0205 | 28.0205 | 28.0205 | 28.0205 | 28.0205 | 28.0205 | 28.0205 | 28.0205 | 28.0205 | 28.0205 | 28.0205 | 28.0205 | 28.0205 | 28.0205 | 28.0205 | 28.0205 | 28.0205 | 28.0205
2213 | 28.0217 | 28.0217 | 28.0217 | 28.0217 | 28.0217 | 28.0217 | 28.0217 | 28.0217 | 28.0217 | 28.0217 | 28.0217 | 28.0217 | 28.0217 | 28.0217 | 28.0217 | 28.0217 | 28.0217 | 28.0217 | 28.0217 | 28.0217 | 28.0217 | 28.0217 | 28.0217 | 28.0217 | 28.0217 | 28.0217 | 28.0217 | 28.0217 | 28.0217 | 28.0217 | 28.0217 | 28.0217 | 28.0217 | 28.0217 | 28.0217 | 28.0217 | 28.0217 | 28.0217 | 28.0217 | 28.0217 | 28.0217 | 28.0217 | 28.0217 | 28.0217 | 28.0217 | 28.0217 | 28.0217 | 28.0217 | 28.0217 | 28.0217 | 28.0217 | 28.0217 | 28.0217 | 28.0217 | 28.0217 | 28.0217 | 28.0217 | 28.0217 | 28.0217 | 28.0217
2214 | 28.0228 | 28.0228 | 28.0228 | 28.0228 | 28.0228 | 28.0228 | 28.0228 | 28.0228 | 28.0228 | 28.0228 | 28.0228 | 28.0228 | 28.0228 | 28.0228 | 28.0228 | 28.0228 | 28.0228 | 28.0228 | 28.0228 | 28.0228 | 28.0228 | 28.0228 | 28.0228 | 28.0228 | 28.0228 | 28.0228 | 28.0228 | 28.0228 | 28.0228 | 28.0228 | 28.0228 | 28.0228 | 28.0228 | 28.0228 | 28.0228 | 28.0228 | 28.0228 | 28.0228 | 28.0228 | 28.0228 | 28.0228 | 28.0228 | 28.0228 | 28.0228 | 28.0228 | 28.0228 | 28.0228 | 28.0228 | 28.0228 | 28.0228 | 28.0228 | 28.0228 | 28.0228 | 28.0228 | 28.0228 | 28.0228 | 28.0228 | 28.0228 | 28.0228 | 28.0228
2215 | 28.0239 | 28.0239 | 28.0239 | 28.0239 | 28.0239 | 28.0239 | 28.0239 | 28.0239 | 28.0239 | 28.0239 | 28.0239 | 28.0239 | 28.0239 | 28.0239 | 28.0239 | 28.0239 | 28.0239 | 28.0239 | 28.0239 | 28.0239 | 28.0239 | 28.0239 | 28.0239 | 28.0239 | 28.0239 | 28.0239 | 28.0239 | 28.0239 | 28.0239 | 28.0239 | 28.0239 | 28.0239 | 28.0239 | 28.0239 | 28.0239 | 28.0239 | 28.0239 | 28.0239 | 28.0239 | 28.0239 | 28.0239 | 28.0239 | 28.0239 | 28.0239 | 28.0239 | 28.0239 | 28.0239 | 28.0239 | 28.0239 | 28.0239 | 28.0239 | 28.0239 | 28.0239 | 28.0239 | 28.0239 | 28.0239 | 28.0239 | 28.0239 | 28.0239 | 28.0239
2216 | 28.025 | 28.025 | 28.025 | 28.025 | 28.025 | 28.025 | 28.025 | 28.025 | 28.025 | 28.025 | 28.025 | 28.025 | 28.025 | 28.025 | 28.025 | 28.025 | 28.025 | 28.025 | 28.025 | 28.025 | 28.025 | 28.025 | 28.025 | 28.025 | 28.025 | 28.025 | 28.025 | 28.025 | 28.025 | 28.025 | 28.025 | 28.025 | 28.025 | 28.025 | 28.025 | 28.025 | 28.025 | 28.025 | 28.025 | 28.025 | 28.025 | 28.025 | 28.025 | 28.025 | 28.025 | 28.025 | 28.025 | 28.025 | 28.025 | 28.025 | 28.025 | 28.025 | 28.025 | 28.025 | 28.025 | 28.025 | 28.025 | 28.025 | 28.025 | 28.025
2217 | 28.0262 | 28.0262 | 28.0262 | 28.0262 | 28.0262 | 28.0262 | 28.0262 | 28.0262 | 28.0262 | 28.0262 | 28.0262 | 28.0262 | 28.0262 | 28.0262 | 28.0262 | 28.0262 | 28.0262 | 28.0262 | 28.0262 | 28.0262 | 28.0262 | 28.0262 | 28.0262 | 28.0262 | 28.0262 | 28.0262 | 28.0262 | 28.0262 | 28.0262 | 28.0262 | 28.0262 | 28.0262 | 28.0262 | 28.0262 | 28.0262 | 28.0262 | 28.0262 | 28.0262 | 28.0262 | 28.0262 | 28.0262 | 28.0262 | 28.0262 | 28.0262 | 28.0262 | 28.0262 | 28.0262 | 28.0262 | 28.0262 | 28.0262 | 28.0262 | 28.0262 | 28.0262 | 28.0262 | 28.0262 | 28.0262 | 28.0262 | 28.0262 | 28.0262 | 28.0262
2218 | 28.0273 | 28.0273 | 28.0273 | 28.0273 | 28.0273 | 28.0273 | 28.0273 | 28.0273 | 28.0273 | 28.0273 | 28.0273 | 28.0273 | 28.0273 | 28.0273 | 28.0273 | 28.0273 | 28.0273 | 28.0273 | 28.0273 | 28.0273 | 28.0273 | 28.0273 | 28.0273 | 28.0273 | 28.0273 | 28.0273 | 28.0273 | 28.0273 | 28.0273 | 28.0273 | 28.0273 | 28.0273 | 28.0273 | 28.0273 | 28.0273 | 28.0273 | 28.0273 | 28.0273 | 28.0273 | 28.0273 | 28.0273 | 28.0273 | 28.0273 | 28.0273 | 28.0273 | 28.0273 | 28.0273 | 28.0273 | 28.0273 | 28.0273 | 28.0273 | 28.0273 | 28.0273 | 28.0273 | 28.0273 | 28.0273 | 28.0273 | 28.0273 | 28.0273 | 28.0273
2219 | 28.0284 | 28.0284 | 28.0284 | 28.0284 | 28.0284 | 28.0284 | 28.0284 | 28.0284 | 28.0284 | 28.0284 | 28.0284 | 28.0284 | 28.0284 | 28.0284 | 28.0284 | 28.0284 | 28.0284 | 28.0284 | 28.0284 | 28.0284 | 28.0284 | 28.0284 | 28.0284 | 28.0284 | 28.0284 | 28.0284 | 28.0284 | 28.0284 | 28.0284 | 28.0284 | 28.0284 | 28.0284 | 28.0284 | 28.0284 | 28.0284 | 28.0284 | 28.0284 | 28.0284 | 28.0284 | 28.0284 | 28.0284 | 28.0284 | 28.0284 | 28.0284 | 28.0284 | 28.0284 | 28.0284 | 28.0284 | 28.0284 | 28.0284 | 28.0284 | 28.0284 | 28.0284 | 28.0284 | 28.0284 | 28.0284 | 28.0284 | 28.0284 | 28.0284 | 28.0284
2220 | 28.0296 | 28.0296 | 28.0296 | 28.0296 | 28.0296 | 28.0296 | 28.0296 | 28.0296 | 28.0296 | 28.0296 | 28.0296 | 28.0296 | 28.0296 | 28.0296 | 28.0296 | 28.0296 | 28.0296 | 28.0296 | 28.0296 | 28.0296 | 28.0296 | 28.0296 | 28.0296 | 28.0296 | 28.0296 | 28.0296 | 28.0296 | 28.0296 | 28.0296 | 28.0296 | 28.0296 | 28.0296 | 28.0296 | 28.0296 | 28.0296 | 28.0296 | 28.0296 | 28.0296 | 28.0296 | 28.0296 | 28.0296 | 28.0296 | 28.0296 | 28.0296 | 28.0296 | 28.0296 | 28.0296 | 28.0296 | 28.0296 | 28.0296 | 28.0296 | 28.0296 | 28.0296 | 28.0296 | 28.0296 | 28.0296 | 28.0296 | 28.0296 | 28.0296 | 28.0296
2221 | 28.0307 | 28.0307 | 28.0307 | 28.0307 | 28.0307 | 28.0307 | 28.0307 | 28.0307 | 28.0307 | 28.0307 | 28.0307 | 28.0307 | 28.0307 | 28.0307 | 28.0307 | 28.0307 | 28.0307 | 28.0307 | 28.0307 | 28.0307 | 28.0307 | 28.0307 | 28.0307 | 28.0307 | 28.0307 | 28.0307 | 28.0307 | 28.0307 | 28.0307 | 28.0307 | 28.0307 | 28.0307 | 28.0307 | 28.0307 | 28.0307 | 28.0307 | 28.0307 | 28.0307 | 28.0307 | 28.0307 | 28.0307 | 28.0307 | 28.0307 | 28.0307 | 28.0307 | 28.0307 | 28.0307 | 28.0307 | 28.0307 | 28.0307 | 28.0307 | 28.0307 | 28.0307 | 28.0307 | 28.0307 | 28.0307 | 28.0307 | 28.0307 | 28.0307 | 28.0307
2222 | 28.0318 | 28.0318 | 28.0318 | 28.0318 | 28.0318 | 28.0318 | 28.0318 | 28.0318 | 28.0318 | 28.0318 | 28.0318 | 28.0318 | 28.0318 | 28.0318 | 28.0318 | 28.0318 | 28.0318 | 28.0318 | 28.0318 | 28.0318 | 28.0318 | 28.0318 | 28.0318 | 28.0318 | 28.0318 | 28.0318 | 28.0318 | 28.0318 | 28.0318 | 28.0318 | 28.0318 | 28.0318 | 28.0318 | 28.0318 | 28.0318 | 28.0318 | 28.0318 | 28.0318 | 28.0318 | 28.0318 | 28.0318 | 28.0318 | 28.0318 | 28.0318 | 28.0318 | 28.0318 | 28.0318 | 28.0318 | 28.0318 | 28.0318 | 28.0318 | 28.0318 | 28.0318 | 28.0318 | 28.0318 | 28.0318 | 28.0318 | 28.0318 | 28.0318 | 28.0318
2223 | 28.0329 | 28.0329 | 28.0329 | 28.0329 | 28.0329 | 28.0329 | 28.0329 | 28.0329 | 28.0329 | 28.0329 | 28.0329 | 28.0329 | 28.0329 | 28.0329 | 28.0329 | 28.0329 | 28.0329 | 28.0329 | 28.0329 | 28.0329 | 28.0329 | 28.0329 | 28.0329 | 28.0329 | 28.0329 | 28.0329 | 28.0329 | 28.0329 | 28.0329 | 28.0329 | 28.0329 | 28.0329 | 28.0329 | 28.0329 | 28.0329 | 28.0329 | 28.0329 | 28.0329 | 28.0329 | 28.0329 | 28.0329 | 28.0329 | 28.0329 | 28.0329 | 28.0329 | 28.0329 | 28.0329 | 28.0329 | 28.0329 | 28.0329 | 28.0329 | 28.0329 | 28.0329 | 28.0329 | 28.0329 | 28.0329 | 28.0329 | 28.0329 | 28.0329 | 28.0329
2224 | 28.0341 | 28.0341 | 28.0341 | 28.0341 | 28.0341 | 28.0341 | 28.0341 | 28.0341 | 28.0341 | 28.0341 | 28.0341 | 28.0341 | 28.0341 | 28.0341 | 28.0341 | 28.0341 | 28.0341 | 28.0341 | 28.0341 | 28.0341 | 28.0341 | 28.0341 | 28.0341 | 28.0341 | 28.0341 | 28.0341 | 28.0341 | 28.0341 | 28.0341 | 28.0341 | 28.0341 | 28.0341 | 28.0341 | 28.0341 | 28.0341 | 28.0341 | 28.0341 | 28.0341 | 28.0341 | 28.0341 | 28.0341 | 28.0341 | 28.0341 | 28.0341 | 28.0341 | 28.0341 | 28.0341 | 28.0341 | 28.0341 | 28.0341 | 28.0341 | 28.0341 | 28.0341 | 28.0341 | 28.0341 | 28.0341 | 28.0341 | 28.0341 | 28.0341 | 28.0341
2225 | 28.0352 | 28.0352 | 28.0352 | 28.0352 | 28.0352 | 28.0352 | 28.0352 | 28.0352 | 28.0352 | 28.0352 | 28.0352 | 28.0352 | 28.0352 | 28.0352 | 28.0352 | 28.0352 | 28.0352 | 28.0352 | 28.0352 | 28.0352 | 28.0352 | 28.0352 | 28.0352 | 28.0352 | 28.0352 | 28.0352 | 28.0352 | 28.0352 | 28.0352 | 28.0352 | 28.0352 | 28.0352 | 28.0352 | 28.0352 | 28.0352 | 28.0352 | 28.0352 | 28.0352 | 28.0352 | 28.0352 | 28.0352 | 28.0352 | 28.0352 | 28.0352 | 28.0352 | 28.0352 | 28.0352 | 28.0352 | 28.0352 | 28.0352 | 28.0352 | 28.0352 | 28.0352 | 28.0352 | 28.0352 | 28.0352 | 28.0352 | 28.0352 | 28.0352 | 28.0352
2226 | 28.0363 | 28.0363 | 28.0363 | 28.0363 | 28.0363 | 28.0363 | 28.0363 | 28.0363 | 28.0363 | 28.0363 | 28.0363 | 28.0363 | 28.0363 | 28.0363 | 28.0363 | 28.0363 | 28.0363 | 28.0363 | 28.0363 | 28.0363 | 28.0363 | 28.0363 | 28.0363 | 28.0363 | 28.0363 | 28.0363 | 28.0363 | 28.0363 | 28.0363 | 28.0363 | 28.0363 | 28.0363 | 28.0363 | 28.0363 | 28.0363 | 28.0363 | 28.0363 | 28.0363 | 28.0363 | 28.0363 | 28.0363 | 28.0363 | 28.0363 | 28.0363 | 28.0363 | 28.0363 | 28.0363 | 28.0363 | 28.0363 | 28.0363 | 28.0363 | 28.0363 | 28.0363 | 28.0363 | 28.0363 | 28.0363 | 28.0363 | 28.0363 | 28.0363 | 28.0363
2227 | 28.0374 | 28.0374 | 28.0374 | 28.0374 | 28.0374 | 28.0374 | 28.0374 | 28.0374 | 28.0374 | 28.0374 | 28.0374 | 28.0374 | 28.0374 | 28.0374 | 28.0374 | 28.0374 | 28.0374 | 28.0374 | 28.0374 | 28.0374 | 28.0374 | 28.0374 | 28.0374 | 28.0374 | 28.0374 | 28.0374 | 28.0374 | 28.0374 | 28.0374 | 28.0374 | 28.0374 | 28.0374 | 28.0374 | 28.0374 | 28.0374 | 28.0374 | 28.0374 | 28.0374 | 28.0374 | 28.0374 | 28.0374 | 28.0374 | 28.0374 | 28.0374 | 28.0374 | 28.0374 | 28.0374 | 28.0374 | 28.0374 | 28.0374 | 28.0374 | 28.0374 | 28.0374 | 28.0374 | 28.0374 | 28.0374 | 28.0374 | 28.0374 | 28.0374 | 28.0374
2228 | 28.0385 | 28.0385 | 28.0385 | 28.0385 | 28.0385 | 28.0385 | 28.0385 | 28.0385 | 28.0385 | 28.0385 | 28.0385 | 28.0385 | 28.0385 | 28.0385 | 28.0385 | 28.0385 | 28.0385 | 28.0385 | 28.0385 | 28.0385 | 28.0385 | 28.0385 | 28.0385 | 28.0385 | 28.0385 | 28.0385 | 28.0385 | 28.0385 | 28.0385 | 28.0385 | 28.0385 | 28.0385 | 28.0385 | 28.0385 | 28.0385 | 28.0385 | 28.0385 | 28.0385 | 28.0385 | 28.0385 | 28.0385 | 28.0385 | 28.0385 | 28.0385 | 28.0385 | 28.0385 | 28.0385 | 28.0385 | 28.0385 | 28.0385 | 28.0385 | 28.0385 | 28.0385 | 28.0385 | 28.0385 | 28.0385 | 28.0385 | 28.0385 | 28.0385 | 28.0385
2229 | 28.0397 | 28.0397 | 28.0397 | 28.0397 | 28.0397 | 28.0397 | 28.0397 | 28.0397 | 28.0397 | 28.0397 | 28.0397 | 28.0397 | 28.0397 | 28.0397 | 28.0397 | 28.0397 | 28.0397 | 28.0397 | 28.0397 | 28.0397 | 28.0397 | 28.0397 | 28.0397 | 28.0397 | 28.0397 | 28.0397 | 28.0397 | 28.0397 | 28.0397 | 28.0397 | 28.0397 | 28.0397 | 28.0397 | 28.0397 | 28.0397 | 28.0397 | 28.0397 | 28.0397 | 28.0397 | 28.0397 | 28.0397 | 28.0397 | 28.0397 | 28.0397 | 28.0397 | 28.0397 | 28.0397 | 28.0397 | 28.0397 | 28.0397 | 28.0397 | 28.0397 | 28.0397 | 28.0397 | 28.0397 | 28.0397 | 28.0397 | 28.0397 | 28.0397 | 28.0397
2230 | 28.0408 | 28.0408 | 28.0408 | 28.0408 | 28.0408 | 28.0408 | 28.0408 | 28.0408 | 28.0408 | 28.0408 | 28.0408 | 28.0408 | 28.0408 | 28.0408 | 28.0408 | 28.0408 | 28.0408 | 28.0408 | 28.0408 | 28.0408 | 28.0408 | 28.0408 | 28.0408 | 28.0408 | 28.0408 | 28.0408 | 28.0408 | 28.0408 | 28.0408 | 28.0408 | 28.0408 | 28.0408 | 28.0408 | 28.0408 | 28.0408 | 28.0408 | 28.0408 | 28.0408 | 28.0408 | 28.0408 | 28.0408 | 28.0408 | 28.0408 | 28.0408 | 28.0408 | 28.0408 | 28.0408 | 28.0408 | 28.0408 | 28.0408 | 28.0408 | 28.0408 | 28.0408 | 28.0408 | 28.0408 | 28.0408 | 28.0408 | 28.0408 | 28.0408 | 28.0408
2231 | 28.0419 | 28.0419 | 28.0419 | 28.0419 | 28.0419 | 28.0419 | 28.0419 | 28.0419 | 28.0419 | 28.0419 | 28.0419 | 28.0419 | 28.0419 | 28.0419 | 28.0419 | 28.0419 | 28.0419 | 28.0419 | 28.0419 | 28.0419 | 28.0419 | 28.0419 | 28.0419 | 28.0419 | 28.0419 | 28.0419 | 28.0419 | 28.0419 | 28.0419 | 28.0419 | 28.0419 | 28.0419 | 28.0419 | 28.0419 | 28.0419 | 28.0419 | 28.0419 | 28.0419 | 28.0419 | 28.0419 | 28.0419 | 28.0419 | 28.0419 | 28.0419 | 28.0419 | 28.0419 | 28.0419 | 28.0419 | 28.0419 | 28.0419 | 28.0419 | 28.0419 | 28.0419 | 28.0419 | 28.0419 | 28.0419 | 28.0419 | 28.0419 | 28.0419 | 28.0419
2232 | 28.043 | 28.043 | 28.043 | 28.043 | 28.043 | 28.043 | 28.043 | 28.043 | 28.043 | 28.043 | 28.043 | 28.043 | 28.043 | 28.043 | 28.043 | 28.043 | 28.043 | 28.043 | 28.043 | 28.043 | 28.043 | 28.043 | 28.043 | 28.043 | 28.043 | 28.043 | 28.043 | 28.043 | 28.043 | 28.043 | 28.043 | 28.043 | 28.043 | 28.043 | 28.043 | 28.043 | 28.043 | 28.043 | 28.043 | 28.043 | 28.043 | 28.043 | 28.043 | 28.043 | 28.043 | 28.043 | 28.043 | 28.043 | 28.043 | 28.043 | 28.043 | 28.043 | 28.043 | 28.043 | 28.043 | 28.043 | 28.043 | 28.043 | 28.043 | 28.043
2233 | 28.0441 | 28.0441 | 28.0441 | 28.0441 | 28.0441 | 28.0441 | 28.0441 | 28.0441 | 28.0441 | 28.0441 | 28.0441 | 28.0441 | 28.0441 | 28.0441 | 28.0441 | 28.0441 | 28.0441 | 28.0441 | 28.0441 | 28.0441 | 28.0441 | 28.0441 | 28.0441 | 28.0441 | 28.0441 | 28.0441 | 28.0441 | 28.0441 | 28.0441 | 28.0441 | 28.0441 | 28.0441 | 28.0441 | 28.0441 | 28.0441 | 28.0441 | 28.0441 | 28.0441 | 28.0441 | 28.0441 | 28.0441 | 28.0441 | 28.0441 | 28.0441 | 28.0441 | 28.0441 | 28.0441 | 28.0441 | 28.0441 | 28.0441 | 28.0441 | 28.0441 | 28.0441 | 28.0441 | 28.0441 | 28.0441 | 28.0441 | 28.0441 | 28.0441 | 28.0441
2234 | 28.0453 | 28.0453 | 28.0453 | 28.0453 | 28.0453 | 28.0453 | 28.0453 | 28.0453 | 28.0453 | 28.0453 | 28.0453 | 28.0453 | 28.0453 | 28.0453 | 28.0453 | 28.0453 | 28.0453 | 28.0453 | 28.0453 | 28.0453 | 28.0453 | 28.0453 | 28.0453 | 28.0453 | 28.0453 | 28.0453 | 28.0453 | 28.0453 | 28.0453 | 28.0453 | 28.0453 | 28.0453 | 28.0453 | 28.0453 | 28.0453 | 28.0453 | 28.0453 | 28.0453 | 28.0453 | 28.0453 | 28.0453 | 28.0453 | 28.0453 | 28.0453 | 28.0453 | 28.0453 | 28.0453 | 28.0453 | 28.0453 | 28.0453 | 28.0453 | 28.0453 | 28.0453 | 28.0453 | 28.0453 | 28.0453 | 28.0453 | 28.0453 | 28.0453 | 28.0453
2235 | 28.0464 | 28.0464 | 28.0464 | 28.0464 | 28.0464 | 28.0464 | 28.0464 | 28.0464 | 28.0464 | 28.0464 | 28.0464 | 28.0464 | 28.0464 | 28.0464 | 28.0464 | 28.0464 | 28.0464 | 28.0464 | 28.0464 | 28.0464 | 28.0464 | 28.0464 | 28.0464 | 28.0464 | 28.0464 | 28.0464 | 28.0464 | 28.0464 | 28.0464 | 28.0464 | 28.0464 | 28.0464 | 28.0464 | 28.0464 | 28.0464 | 28.0464 | 28.0464 | 28.0464 | 28.0464 | 28.0464 | 28.0464 | 28.0464 | 28.0464 | 28.0464 | 28.0464 | 28.0464 | 28.0464 | 28.0464 | 28.0464 | 28.0464 | 28.0464 | 28.0464 | 28.0464 | 28.0464 | 28.0464 | 28.0464 | 28.0464 | 28.0464 | 28.0464 | 28.0464
2236 | 28.0475 | 28.0475 | 28.0475 | 28.0475 | 28.0475 | 28.0475 | 28.0475 | 28.0475 | 28.0475 | 28.0475 | 28.0475 | 28.0475 | 28.0475 | 28.0475 | 28.0475 | 28.0475 | 28.0475 | 28.0475 | 28.0475 | 28.0475 | 28.0475 | 28.0475 | 28.0475 | 28.0475 | 28.0475 | 28.0475 | 28.0475 | 28.0475 | 28.0475 | 28.0475 | 28.0475 | 28.0475 | 28.0475 | 28.0475 | 28.0475 | 28.0475 | 28.0475 | 28.0475 | 28.0475 | 28.0475 | 28.0475 | 28.0475 | 28.0475 | 28.0475 | 28.0475 | 28.0475 | 28.0475 | 28.0475 | 28.0475 | 28.0475 | 28.0475 | 28.0475 | 28.0475 | 28.0475 | 28.0475 | 28.0475 | 28.0475 | 28.0475 | 28.0475 | 28.0475
2237 | 28.0486 | 28.0486 | 28.0486 | 28.0486 | 28.0486 | 28.0486 | 28.0486 | 28.0486 | 28.0486 | 28.0486 | 28.0486 | 28.0486 | 28.0486 | 28.0486 | 28.0486 | 28.0486 | 28.0486 | 28.0486 | 28.0486 | 28.0486 | 28.0486 | 28.0486 | 28.0486 | 28.0486 | 28.0486 | 28.0486 | 28.0486 | 28.0486 | 28.0486 | 28.0486 | 28.0486 | 28.0486 | 28.0486 | 28.0486 | 28.0486 | 28.0486 | 28.0486 | 28.0486 | 28.0486 | 28.0486 | 28.0486 | 28.0486 | 28.0486 | 28.0486 | 28.0486 | 28.0486 | 28.0486 | 28.0486 | 28.0486 | 28.0486 | 28.0486 | 28.0486 | 28.0486 | 28.0486 | 28.0486 | 28.0486 | 28.0486 | 28.0486 | 28.0486 | 28.0486
2238 | 28.0497 | 28.0497 | 28.0497 | 28.0497 | 28.0497 | 28.0497 | 28.0497 | 28.0497 | 28.0497 | 28.0497 | 28.0497 | 28.0497 | 28.0497 | 28.0497 | 28.0497 | 28.0497 | 28.0497 | 28.0497 | 28.0497 | 28.0497 | 28.0497 | 28.0497 | 28.0497 | 28.0497 | 28.0497 | 28.0497 | 28.0497 | 28.0497 | 28.0497 | 28.0497 | 28.0497 | 28.0497 | 28.0497 | 28.0497 | 28.0497 | 28.0497 | 28.0497 | 28.0497 | 28.0497 | 28.0497 | 28.0497 | 28.0497 | 28.0497 | 28.0497 | 28.0497 | 28.0497 | 28.0497 | 28.0497 | 28.0497 | 28.0497 | 28.0497 | 28.0497 | 28.0497 | 28.0497 | 28.0497 | 28.0497 | 28.0497 | 28.0497 | 28.0497 | 28.0497
2239 | 28.0509 | 28.0509 | 28.0509 | 28.0509 | 28.0509 | 28.0509 | 28.0509 | 28.0509 | 28.0509 | 28.0509 | 28.0509 | 28.0509 | 28.0509 | 28.0509 | 28.0509 | 28.0509 | 28.0509 | 28.0509 | 28.0509 | 28.0509 | 28.0509 | 28.0509 | 28.0509 | 28.0509 | 28.0509 | 28.0509 | 28.0509 | 28.0509 | 28.0509 | 28.0509 | 28.0509 | 28.0509 | 28.0509 | 28.0509 | 28.0509 | 28.0509 | 28.0509 | 28.0509 | 28.0509 | 28.0509 | 28.0509 | 28.0509 | 28.0509 | 28.0509 | 28.0509 | 28.0509 | 28.0509 | 28.0509 | 28.0509 | 28.0509 | 28.0509 | 28.0509 | 28.0509 | 28.0509 | 28.0509 | 28.0509 | 28.0509 | 28.0509 | 28.0509 | 28.0509
2240 | 28.052 | 28.052 | 28.052 | 28.052 | 28.052 | 28.052 | 28.052 | 28.052 | 28.052 | 28.052 | 28.052 | 28.052 | 28.052 | 28.052 | 28.052 | 28.052 | 28.052 | 28.052 | 28.052 | 28.052 | 28.052 | 28.052 | 28.052 | 28.052 | 28.052 | 28.052 | 28.052 | 28.052 | 28.052 | 28.052 | 28.052 | 28.052 | 28.052 | 28.052 | 28.052 | 28.052 | 28.052 | 28.052 | 28.052 | 28.052 | 28.052 | 28.052 | 28.052 | 28.052 | 28.052 | 28.052 | 28.052 | 28.052 | 28.052 | 28.052 | 28.052 | 28.052 | 28.052 | 28.052 | 28.052 | 28.052 | 28.052 | 28.052 | 28.052 | 28.052
2241 | 28.0531 | 28.0531 | 28.0531 | 28.0531 | 28.0531 | 28.0531 | 28.0531 | 28.0531 | 28.0531 | 28.0531 | 28.0531 | 28.0531 | 28.0531 | 28.0531 | 28.0531 | 28.0531 | 28.0531 | 28.0531 | 28.0531 | 28.0531 | 28.0531 | 28.0531 | 28.0531 | 28.0531 | 28.0531 | 28.0531 | 28.0531 | 28.0531 | 28.0531 | 28.0531 | 28.0531 | 28.0531 | 28.0531 | 28.0531 | 28.0531 | 28.0531 | 28.0531 | 28.0531 | 28.0531 | 28.0531 | 28.0531 | 28.0531 | 28.0531 | 28.0531 | 28.0531 | 28.0531 | 28.0531 | 28.0531 | 28.0531 | 28.0531 | 28.0531 | 28.0531 | 28.0531 | 28.0531 | 28.0531 | 28.0531 | 28.0531 | 28.0531 | 28.0531 | 28.0531
2242 | 28.0542 | 28.0542 | 28.0542 | 28.0542 | 28.0542 | 28.0542 | 28.0542 | 28.0542 | 28.0542 | 28.0542 | 28.0542 | 28.0542 | 28.0542 | 28.0542 | 28.0542 | 28.0542 | 28.0542 | 28.0542 | 28.0542 | 28.0542 | 28.0542 | 28.0542 | 28.0542 | 28.0542 | 28.0542 | 28.0542 | 28.0542 | 28.0542 | 28.0542 | 28.0542 | 28.0542 | 28.0542 | 28.0542 | 28.0542 | 28.0542 | 28.0542 | 28.0542 | 28.0542 | 28.0542 | 28.0542 | 28.0542 | 28.0542 | 28.0542 | 28.0542 | 28.0542 | 28.0542 | 28.0542 | 28.0542 | 28.0542 | 28.0542 | 28.0542 | 28.0542 | 28.0542 | 28.0542 | 28.0542 | 28.0542 | 28.0542 | 28.0542 | 28.0542 | 28.0542
2243 | 28.0553 | 28.0553 | 28.0553 | 28.0553 | 28.0553 | 28.0553 | 28.0553 | 28.0553 | 28.0553 | 28.0553 | 28.0553 | 28.0553 | 28.0553 | 28.0553 | 28.0553 | 28.0553 | 28.0553 | 28.0553 | 28.0553 | 28.0553 | 28.0553 | 28.0553 | 28.0553 | 28.0553 | 28.0553 | 28.0553 | 28.0553 | 28.0553 | 28.0553 | 28.0553 | 28.0553 | 28.0553 | 28.0553 | 28.0553 | 28.0553 | 28.0553 | 28.0553 | 28.0553 | 28.0553 | 28.0553 | 28.0553 | 28.0553 | 28.0553 | 28.0553 | 28.0553 | 28.0553 | 28.0553 | 28.0553 | 28.0553 | 28.0553 | 28.0553 | 28.0553 | 28.0553 | 28.0553 | 28.0553 | 28.0553 | 28.0553 | 28.0553 | 28.0553 | 28.0553
2244 | 28.0564 | 28.0564 | 28.0564 | 28.0564 | 28.0564 | 28.0564 | 28.0564 | 28.0564 | 28.0564 | 28.0564 | 28.0564 | 28.0564 | 28.0564 | 28.0564 | 28.0564 | 28.0564 | 28.0564 | 28.0564 | 28.0564 | 28.0564 | 28.0564 | 28.0564 | 28.0564 | 28.0564 | 28.0564 | 28.0564 | 28.0564 | 28.0564 | 28.0564 | 28.0564 | 28.0564 | 28.0564 | 28.0564 | 28.0564 | 28.0564 | 28.0564 | 28.0564 | 28.0564 | 28.0564 | 28.0564 | 28.0564 | 28.0564 | 28.0564 | 28.0564 | 28.0564 | 28.0564 | 28.0564 | 28.0564 | 28.0564 | 28.0564 | 28.0564 | 28.0564 | 28.0564 | 28.0564 | 28.0564 | 28.0564 | 28.0564 | 28.0564 | 28.0564 | 28.0564
2245 | 28.0575 | 28.0575 | 28.0575 | 28.0575 | 28.0575 | 28.0575 | 28.0575 | 28.0575 | 28.0575 | 28.0575 | 28.0575 | 28.0575 | 28.0575 | 28.0575 | 28.0575 | 28.0575 | 28.0575 | 28.0575 | 28.0575 | 28.0575 | 28.0575 | 28.0575 | 28.0575 | 28.0575 | 28.0575 | 28.0575 | 28.0575 | 28.0575 | 28.0575 | 28.0575 | 28.0575 | 28.0575 | 28.0575 | 28.0575 | 28.0575 | 28.0575 | 28.0575 | 28.0575 | 28.0575 | 28.0575 | 28.0575 | 28.0575 | 28.0575 | 28.0575 | 28.0575 | 28.0575 | 28.0575 | 28.0575 | 28.0575 | 28.0575 | 28.0575 | 28.0575 | 28.0575 | 28.0575 | 28.0575 | 28.0575 | 28.0575 | 28.0575 | 28.0575 | 28.0575
2246 | 28.0587 | 28.0587 | 28.0587 | 28.0587 | 28.0587 | 28.0587 | 28.0587 | 28.0587 | 28.0587 | 28.0587 | 28.0587 | 28.0587 | 28.0587 | 28.0587 | 28.0587 | 28.0587 | 28.0587 | 28.0587 | 28.0587 | 28.0587 | 28.0587 | 28.0587 | 28.0587 | 28.0587 | 28.0587 | 28.0587 | 28.0587 | 28.0587 | 28.0587 | 28.0587 | 28.0587 | 28.0587 | 28.0587 | 28.0587 | 28.0587 | 28.0587 | 28.0587 | 28.0587 | 28.0587 | 28.0587 | 28.0587 | 28.0587 | 28.0587 | 28.0587 | 28.0587 | 28.0587 | 28.0587 | 28.0587 | 28.0587 | 28.0587 | 28.0587 | 28.0587 | 28.0587 | 28.0587 | 28.0587 | 28.0587 | 28.0587 | 28.0587 | 28.0587 | 28.0587
2247 | 28.0598 | 28.0598 | 28.0598 | 28.0598 | 28.0598 | 28.0598 | 28.0598 | 28.0598 | 28.0598 | 28.0598 | 28.0598 | 28.0598 | 28.0598 | 28.0598 | 28.0598 | 28.0598 | 28.0598 | 28.0598 | 28.0598 | 28.0598 | 28.0598 | 28.0598 | 28.0598 | 28.0598 | 28.0598 | 28.0598 | 28.0598 | 28.0598 | 28.0598 | 28.0598 | 28.0598 | 28.0598 | 28.0598 | 28.0598 | 28.0598 | 28.0598 | 28.0598 | 28.0598 | 28.0598 | 28.0598 | 28.0598 | 28.0598 | 28.0598 | 28.0598 | 28.0598 | 28.0598 | 28.0598 | 28.0598 | 28.0598 | 28.0598 | 28.0598 | 28.0598 | 28.0598 | 28.0598 | 28.0598 | 28.0598 | 28.0598 | 28.0598 | 28.0598 | 28.0598
2248 | 28.0609 | 28.0609 | 28.0609 | 28.0609 | 28.0609 | 28.0609 | 28.0609 | 28.0609 | 28.0609 | 28.0609 | 28.0609 | 28.0609 | 28.0609 | 28.0609 | 28.0609 | 28.0609 | 28.0609 | 28.0609 | 28.0609 | 28.0609 | 28.0609 | 28.0609 | 28.0609 | 28.0609 | 28.0609 | 28.0609 | 28.0609 | 28.0609 | 28.0609 | 28.0609 | 28.0609 | 28.0609 | 28.0609 | 28.0609 | 28.0609 | 28.0609 | 28.0609 | 28.0609 | 28.0609 | 28.0609 | 28.0609 | 28.0609 | 28.0609 | 28.0609 | 28.0609 | 28.0609 | 28.0609 | 28.0609 | 28.0609 | 28.0609 | 28.0609 | 28.0609 | 28.0609 | 28.0609 | 28.0609 | 28.0609 | 28.0609 | 28.0609 | 28.0609 | 28.0609
2249 | 28.062 | 28.062 | 28.062 | 28.062 | 28.062 | 28.062 | 28.062 | 28.062 | 28.062 | 28.062 | 28.062 | 28.062 | 28.062 | 28.062 | 28.062 | 28.062 | 28.062 | 28.062 | 28.062 | 28.062 | 28.062 | 28.062 | 28.062 | 28.062 | 28.062 | 28.062 | 28.062 | 28.062 | 28.062 | 28.062 | 28.062 | 28.062 | 28.062 | 28.062 | 28.062 | 28.062 | 28.062 | 28.062 | 28.062 | 28.062 | 28.062 | 28.062 | 28.062 | 28.062 | 28.062 | 28.062 | 28.062 | 28.062 | 28.062 | 28.062 | 28.062 | 28.062 | 28.062 | 28.062 | 28.062 | 28.062 | 28.062 | 28.062 | 28.062 | 28.062
2250 | 28.0631 | 28.0631 | 28.0631 | 28.0631 | 28.0631 | 28.0631 | 28.0631 | 28.0631 | 28.0631 | 28.0631 | 28.0631 | 28.0631 | 28.0631 | 28.0631 | 28.0631 | 28.0631 | 28.0631 | 28.0631 | 28.0631 | 28.0631 | 28.0631 | 28.0631 | 28.0631 | 28.0631 | 28.0631 | 28.0631 | 28.0631 | 28.0631 | 28.0631 | 28.0631 | 28.0631 | 28.0631 | 28.0631 | 28.0631 | 28.0631 | 28.0631 | 28.0631 | 28.0631 | 28.0631 | 28.0631 | 28.0631 | 28.0631 | 28.0631 | 28.0631 | 28.0631 | 28.0631 | 28.0631 | 28.0631 | 28.0631 | 28.0631 | 28.0631 | 28.0631 | 28.0631 | 28.0631 | 28.0631 | 28.0631 | 28.0631 | 28.0631 | 28.0631 | 28.0631
2251 | 28.0642 | 28.0642 | 28.0642 | 28.0642 | 28.0642 | 28.0642 | 28.0642 | 28.0642 | 28.0642 | 28.0642 | 28.0642 | 28.0642 | 28.0642 | 28.0642 | 28.0642 | 28.0642 | 28.0642 | 28.0642 | 28.0642 | 28.0642 | 28.0642 | 28.0642 | 28.0642 | 28.0642 | 28.0642 | 28.0642 | 28.0642 | 28.0642 | 28.0642 | 28.0642 | 28.0642 | 28.0642 | 28.0642 | 28.0642 | 28.0642 | 28.0642 | 28.0642 | 28.0642 | 28.0642 | 28.0642 | 28.0642 | 28.0642 | 28.0642 | 28.0642 | 28.0642 | 28.0642 | 28.0642 | 28.0642 | 28.0642 | 28.0642 | 28.0642 | 28.0642 | 28.0642 | 28.0642 | 28.0642 | 28.0642 | 28.0642 | 28.0642 | 28.0642 | 28.0642
2252 | 28.0653 | 28.0653 | 28.0653 | 28.0653 | 28.0653 | 28.0653 | 28.0653 | 28.0653 | 28.0653 | 28.0653 | 28.0653 | 28.0653 | 28.0653 | 28.0653 | 28.0653 | 28.0653 | 28.0653 | 28.0653 | 28.0653 | 28.0653 | 28.0653 | 28.0653 | 28.0653 | 28.0653 | 28.0653 | 28.0653 | 28.0653 | 28.0653 | 28.0653 | 28.0653 | 28.0653 | 28.0653 | 28.0653 | 28.0653 | 28.0653 | 28.0653 | 28.0653 | 28.0653 | 28.0653 | 28.0653 | 28.0653 | 28.0653 | 28.0653 | 28.0653 | 28.0653 | 28.0653 | 28.0653 | 28.0653 | 28.0653 | 28.0653 | 28.0653 | 28.0653 | 28.0653 | 28.0653 | 28.0653 | 28.0653 | 28.0653 | 28.0653 | 28.0653 | 28.0653
2253 | 28.0664 | 28.0664 | 28.0664 | 28.0664 | 28.0664 | 28.0664 | 28.0664 | 28.0664 | 28.0664 | 28.0664 | 28.0664 | 28.0664 | 28.0664 | 28.0664 | 28.0664 | 28.0664 | 28.0664 | 28.0664 | 28.0664 | 28.0664 | 28.0664 | 28.0664 | 28.0664 | 28.0664 | 28.0664 | 28.0664 | 28.0664 | 28.0664 | 28.0664 | 28.0664 | 28.0664 | 28.0664 | 28.0664 | 28.0664 | 28.0664 | 28.0664 | 28.0664 | 28.0664 | 28.0664 | 28.0664 | 28.0664 | 28.0664 | 28.0664 | 28.0664 | 28.0664 | 28.0664 | 28.0664 | 28.0664 | 28.0664 | 28.0664 | 28.0664 | 28.0664 | 28.0664 | 28.0664 | 28.0664 | 28.0664 | 28.0664 | 28.0664 | 28.0664 | 28.0664
2254 | 28.0675 | 28.0675 | 28.0675 | 28.0675 | 28.0675 | 28.0675 | 28.0675 | 28.0675 | 28.0675 | 28.0675 | 28.0675 | 28.0675 | 28.0675 | 28.0675 | 28.0675 | 28.0675 | 28.0675 | 28.0675 | 28.0675 | 28.0675 | 28.0675 | 28.0675 | 28.0675 | 28.0675 | 28.0675 | 28.0675 | 28.0675 | 28.0675 | 28.0675 | 28.0675 | 28.0675 | 28.0675 | 28.0675 | 28.0675 | 28.0675 | 28.0675 | 28.0675 | 28.0675 | 28.0675 | 28.0675 | 28.0675 | 28.0675 | 28.0675 | 28.0675 | 28.0675 | 28.0675 | 28.0675 | 28.0675 | 28.0675 | 28.0675 | 28.0675 | 28.0675 | 28.0675 | 28.0675 | 28.0675 | 28.0675 | 28.0675 | 28.0675 | 28.0675 | 28.0675
2255 | 28.0687 | 28.0687 | 28.0687 | 28.0687 | 28.0687 | 28.0687 | 28.0687 | 28.0687 | 28.0687 | 28.0687 | 28.0687 | 28.0687 | 28.0687 | 28.0687 | 28.0687 | 28.0687 | 28.0687 | 28.0687 | 28.0687 | 28.0687 | 28.0687 | 28.0687 | 28.0687 | 28.0687 | 28.0687 | 28.0687 | 28.0687 | 28.0687 | 28.0687 | 28.0687 | 28.0687 | 28.0687 | 28.0687 | 28.0687 | 28.0687 | 28.0687 | 28.0687 | 28.0687 | 28.0687 | 28.0687 | 28.0687 | 28.0687 | 28.0687 | 28.0687 | 28.0687 | 28.0687 | 28.0687 | 28.0687 | 28.0687 | 28.0687 | 28.0687 | 28.0687 | 28.0687 | 28.0687 | 28.0687 | 28.0687 | 28.0687 | 28.0687 | 28.0687 | 28.0687
2256 | 28.0698 | 28.0698 | 28.0698 | 28.0698 | 28.0698 | 28.0698 | 28.0698 | 28.0698 | 28.0698 | 28.0698 | 28.0698 | 28.0698 | 28.0698 | 28.0698 | 28.0698 | 28.0698 | 28.0698 | 28.0698 | 28.0698 | 28.0698 | 28.0698 | 28.0698 | 28.0698 | 28.0698 | 28.0698 | 28.0698 | 28.0698 | 28.0698 | 28.0698 | 28.0698 | 28.0698 | 28.0698 | 28.0698 | 28.0698 | 28.0698 | 28.0698 | 28.0698 | 28.0698 | 28.0698 | 28.0698 | 28.0698 | 28.0698 | 28.0698 | 28.0698 | 28.0698 | 28.0698 | 28.0698 | 28.0698 | 28.0698 | 28.0698 | 28.0698 | 28.0698 | 28.0698 | 28.0698 | 28.0698 | 28.0698 | 28.0698 | 28.0698 | 28.0698 | 28.0698
2257 | 28.0709 | 28.0709 | 28.0709 | 28.0709 | 28.0709 | 28.0709 | 28.0709 | 28.0709 | 28.0709 | 28.0709 | 28.0709 | 28.0709 | 28.0709 | 28.0709 | 28.0709 | 28.0709 | 28.0709 | 28.0709 | 28.0709 | 28.0709 | 28.0709 | 28.0709 | 28.0709 | 28.0709 | 28.0709 | 28.0709 | 28.0709 | 28.0709 | 28.0709 | 28.0709 | 28.0709 | 28.0709 | 28.0709 | 28.0709 | 28.0709 | 28.0709 | 28.0709 | 28.0709 | 28.0709 | 28.0709 | 28.0709 | 28.0709 | 28.0709 | 28.0709 | 28.0709 | 28.0709 | 28.0709 | 28.0709 | 28.0709 | 28.0709 | 28.0709 | 28.0709 | 28.0709 | 28.0709 | 28.0709 | 28.0709 | 28.0709 | 28.0709 | 28.0709 | 28.0709
2258 | 28.072 | 28.072 | 28.072 | 28.072 | 28.072 | 28.072 | 28.072 | 28.072 | 28.072 | 28.072 | 28.072 | 28.072 | 28.072 | 28.072 | 28.072 | 28.072 | 28.072 | 28.072 | 28.072 | 28.072 | 28.072 | 28.072 | 28.072 | 28.072 | 28.072 | 28.072 | 28.072 | 28.072 | 28.072 | 28.072 | 28.072 | 28.072 | 28.072 | 28.072 | 28.072 | 28.072 | 28.072 | 28.072 | 28.072 | 28.072 | 28.072 | 28.072 | 28.072 | 28.072 | 28.072 | 28.072 | 28.072 | 28.072 | 28.072 | 28.072 | 28.072 | 28.072 | 28.072 | 28.072 | 28.072 | 28.072 | 28.072 | 28.072 | 28.072 | 28.072
2259 | 28.0731 | 28.0731 | 28.0731 | 28.0731 | 28.0731 | 28.0731 | 28.0731 | 28.0731 | 28.0731 | 28.0731 | 28.0731 | 28.0731 | 28.0731 | 28.0731 | 28.0731 | 28.0731 | 28.0731 | 28.0731 | 28.0731 | 28.0731 | 28.0731 | 28.0731 | 28.0731 | 28.0731 | 28.0731 | 28.0731 | 28.0731 | 28.0731 | 28.0731 | 28.0731 | 28.0731 | 28.0731 | 28.0731 | 28.0731 | 28.0731 | 28.0731 | 28.0731 | 28.0731 | 28.0731 | 28.0731 | 28.0731 | 28.0731 | 28.0731 | 28.0731 | 28.0731 | 28.0731 | 28.0731 | 28.0731 | 28.0731 | 28.0731 | 28.0731 | 28.0731 | 28.0731 | 28.0731 | 28.0731 | 28.0731 | 28.0731 | 28.0731 | 28.0731 | 28.0731
2260 | 28.0742 | 28.0742 | 28.0742 | 28.0742 | 28.0742 | 28.0742 | 28.0742 | 28.0742 | 28.0742 | 28.0742 | 28.0742 | 28.0742 | 28.0742 | 28.0742 | 28.0742 | 28.0742 | 28.0742 | 28.0742 | 28.0742 | 28.0742 | 28.0742 | 28.0742 | 28.0742 | 28.0742 | 28.0742 | 28.0742 | 28.0742 | 28.0742 | 28.0742 | 28.0742 | 28.0742 | 28.0742 | 28.0742 | 28.0742 | 28.0742 | 28.0742 | 28.0742 | 28.0742 | 28.0742 | 28.0742 | 28.0742 | 28.0742 | 28.0742 | 28.0742 | 28.0742 | 28.0742 | 28.0742 | 28.0742 | 28.0742 | 28.0742 | 28.0742 | 28.0742 | 28.0742 | 28.0742 | 28.0742 | 28.0742 | 28.0742 | 28.0742 | 28.0742 | 28.0742
2261 | 28.0753 | 28.0753 | 28.0753 | 28.0753 | 28.0753 | 28.0753 | 28.0753 | 28.0753 | 28.0753 | 28.0753 | 28.0753 | 28.0753 | 28.0753 | 28.0753 | 28.0753 | 28.0753 | 28.0753 | 28.0753 | 28.0753 | 28.0753 | 28.0753 | 28.0753 | 28.0753 | 28.0753 | 28.0753 | 28.0753 | 28.0753 | 28.0753 | 28.0753 | 28.0753 | 28.0753 | 28.0753 | 28.0753 | 28.0753 | 28.0753 | 28.0753 | 28.0753 | 28.0753 | 28.0753 | 28.0753 | 28.0753 | 28.0753 | 28.0753 | 28.0753 | 28.0753 | 28.0753 | 28.0753 | 28.0753 | 28.0753 | 28.0753 | 28.0753 | 28.0753 | 28.0753 | 28.0753 | 28.0753 | 28.0753 | 28.0753 | 28.0753 | 28.0753 | 28.0753
2262 | 28.0764 | 28.0764 | 28.0764 | 28.0764 | 28.0764 | 28.0764 | 28.0764 | 28.0764 | 28.0764 | 28.0764 | 28.0764 | 28.0764 | 28.0764 | 28.0764 | 28.0764 | 28.0764 | 28.0764 | 28.0764 | 28.0764 | 28.0764 | 28.0764 | 28.0764 | 28.0764 | 28.0764 | 28.0764 | 28.0764 | 28.0764 | 28.0764 | 28.0764 | 28.0764 | 28.0764 | 28.0764 | 28.0764 | 28.0764 | 28.0764 | 28.0764 | 28.0764 | 28.0764 | 28.0764 | 28.0764 | 28.0764 | 28.0764 | 28.0764 | 28.0764 | 28.0764 | 28.0764 | 28.0764 | 28.0764 | 28.0764 | 28.0764 | 28.0764 | 28.0764 | 28.0764 | 28.0764 | 28.0764 | 28.0764 | 28.0764 | 28.0764 | 28.0764 | 28.0764
2263 | 28.0775 | 28.0775 | 28.0775 | 28.0775 | 28.0775 | 28.0775 | 28.0775 | 28.0775 | 28.0775 | 28.0775 | 28.0775 | 28.0775 | 28.0775 | 28.0775 | 28.0775 | 28.0775 | 28.0775 | 28.0775 | 28.0775 | 28.0775 | 28.0775 | 28.0775 | 28.0775 | 28.0775 | 28.0775 | 28.0775 | 28.0775 | 28.0775 | 28.0775 | 28.0775 | 28.0775 | 28.0775 | 28.0775 | 28.0775 | 28.0775 | 28.0775 | 28.0775 | 28.0775 | 28.0775 | 28.0775 | 28.0775 | 28.0775 | 28.0775 | 28.0775 | 28.0775 | 28.0775 | 28.0775 | 28.0775 | 28.0775 | 28.0775 | 28.0775 | 28.0775 | 28.0775 | 28.0775 | 28.0775 | 28.0775 | 28.0775 | 28.0775 | 28.0775 | 28.0775
2264 | 28.0786 | 28.0786 | 28.0786 | 28.0786 | 28.0786 | 28.0786 | 28.0786 | 28.0786 | 28.0786 | 28.0786 | 28.0786 | 28.0786 | 28.0786 | 28.0786 | 28.0786 | 28.0786 | 28.0786 | 28.0786 | 28.0786 | 28.0786 | 28.0786 | 28.0786 | 28.0786 | 28.0786 | 28.0786 | 28.0786 | 28.0786 | 28.0786 | 28.0786 | 28.0786 | 28.0786 | 28.0786 | 28.0786 | 28.0786 | 28.0786 | 28.0786 | 28.0786 | 28.0786 | 28.0786 | 28.0786 | 28.0786 | 28.0786 | 28.0786 | 28.0786 | 28.0786 | 28.0786 | 28.0786 | 28.0786 | 28.0786 | 28.0786 | 28.0786 | 28.0786 | 28.0786 | 28.0786 | 28.0786 | 28.0786 | 28.0786 | 28.0786 | 28.0786 | 28.0786
2265 | 28.0797 | 28.0797 | 28.0797 | 28.0797 | 28.0797 | 28.0797 | 28.0797 | 28.0797 | 28.0797 | 28.0797 | 28.0797 | 28.0797 | 28.0797 | 28.0797 | 28.0797 | 28.0797 | 28.0797 | 28.0797 | 28.0797 | 28.0797 | 28.0797 | 28.0797 | 28.0797 | 28.0797 | 28.0797 | 28.0797 | 28.0797 | 28.0797 | 28.0797 | 28.0797 | 28.0797 | 28.0797 | 28.0797 | 28.0797 | 28.0797 | 28.0797 | 28.0797 | 28.0797 | 28.0797 | 28.0797 | 28.0797 | 28.0797 | 28.0797 | 28.0797 | 28.0797 | 28.0797 | 28.0797 | 28.0797 | 28.0797 | 28.0797 | 28.0797 | 28.0797 | 28.0797 | 28.0797 | 28.0797 | 28.0797 | 28.0797 | 28.0797 | 28.0797 | 28.0797
2266 | 28.0808 | 28.0808 | 28.0808 | 28.0808 | 28.0808 | 28.0808 | 28.0808 | 28.0808 | 28.0808 | 28.0808 | 28.0808 | 28.0808 | 28.0808 | 28.0808 | 28.0808 | 28.0808 | 28.0808 | 28.0808 | 28.0808 | 28.0808 | 28.0808 | 28.0808 | 28.0808 | 28.0808 | 28.0808 | 28.0808 | 28.0808 | 28.0808 | 28.0808 | 28.0808 | 28.0808 | 28.0808 | 28.0808 | 28.0808 | 28.0808 | 28.0808 | 28.0808 | 28.0808 | 28.0808 | 28.0808 | 28.0808 | 28.0808 | 28.0808 | 28.0808 | 28.0808 | 28.0808 | 28.0808 | 28.0808 | 28.0808 | 28.0808 | 28.0808 | 28.0808 | 28.0808 | 28.0808 | 28.0808 | 28.0808 | 28.0808 | 28.0808 | 28.0808 | 28.0808
2267 | 28.0819 | 28.0819 | 28.0819 | 28.0819 | 28.0819 | 28.0819 | 28.0819 | 28.0819 | 28.0819 | 28.0819 | 28.0819 | 28.0819 | 28.0819 | 28.0819 | 28.0819 | 28.0819 | 28.0819 | 28.0819 | 28.0819 | 28.0819 | 28.0819 | 28.0819 | 28.0819 | 28.0819 | 28.0819 | 28.0819 | 28.0819 | 28.0819 | 28.0819 | 28.0819 | 28.0819 | 28.0819 | 28.0819 | 28.0819 | 28.0819 | 28.0819 | 28.0819 | 28.0819 | 28.0819 | 28.0819 | 28.0819 | 28.0819 | 28.0819 | 28.0819 | 28.0819 | 28.0819 | 28.0819 | 28.0819 | 28.0819 | 28.0819 | 28.0819 | 28.0819 | 28.0819 | 28.0819 | 28.0819 | 28.0819 | 28.0819 | 28.0819 | 28.0819 | 28.0819
2268 | 28.083 | 28.083 | 28.083 | 28.083 | 28.083 | 28.083 | 28.083 | 28.083 | 28.083 | 28.083 | 28.083 | 28.083 | 28.083 | 28.083 | 28.083 | 28.083 | 28.083 | 28.083 | 28.083 | 28.083 | 28.083 | 28.083 | 28.083 | 28.083 | 28.083 | 28.083 | 28.083 | 28.083 | 28.083 | 28.083 | 28.083 | 28.083 | 28.083 | 28.083 | 28.083 | 28.083 | 28.083 | 28.083 | 28.083 | 28.083 | 28.083 | 28.083 | 28.083 | 28.083 | 28.083 | 28.083 | 28.083 | 28.083 | 28.083 | 28.083 | 28.083 | 28.083 | 28.083 | 28.083 | 28.083 | 28.083 | 28.083 | 28.083 | 28.083 | 28.083
2269 | 28.0841 | 28.0841 | 28.0841 | 28.0841 | 28.0841 | 28.0841 | 28.0841 | 28.0841 | 28.0841 | 28.0841 | 28.0841 | 28.0841 | 28.0841 | 28.0841 | 28.0841 | 28.0841 | 28.0841 | 28.0841 | 28.0841 | 28.0841 | 28.0841 | 28.0841 | 28.0841 | 28.0841 | 28.0841 | 28.0841 | 28.0841 | 28.0841 | 28.0841 | 28.0841 | 28.0841 | 28.0841 | 28.0841 | 28.0841 | 28.0841 | 28.0841 | 28.0841 | 28.0841 | 28.0841 | 28.0841 | 28.0841 | 28.0841 | 28.0841 | 28.0841 | 28.0841 | 28.0841 | 28.0841 | 28.0841 | 28.0841 | 28.0841 | 28.0841 | 28.0841 | 28.0841 | 28.0841 | 28.0841 | 28.0841 | 28.0841 | 28.0841 | 28.0841 | 28.0841
2270 | 28.0852 | 28.0852 | 28.0852 | 28.0852 | 28.0852 | 28.0852 | 28.0852 | 28.0852 | 28.0852 | 28.0852 | 28.0852 | 28.0852 | 28.0852 | 28.0852 | 28.0852 | 28.0852 | 28.0852 | 28.0852 | 28.0852 | 28.0852 | 28.0852 | 28.0852 | 28.0852 | 28.0852 | 28.0852 | 28.0852 | 28.0852 | 28.0852 | 28.0852 | 28.0852 | 28.0852 | 28.0852 | 28.0852 | 28.0852 | 28.0852 | 28.0852 | 28.0852 | 28.0852 | 28.0852 | 28.0852 | 28.0852 | 28.0852 | 28.0852 | 28.0852 | 28.0852 | 28.0852 | 28.0852 | 28.0852 | 28.0852 | 28.0852 | 28.0852 | 28.0852 | 28.0852 | 28.0852 | 28.0852 | 28.0852 | 28.0852 | 28.0852 | 28.0852 | 28.0852
2271 | 28.0863 | 28.0863 | 28.0863 | 28.0863 | 28.0863 | 28.0863 | 28.0863 | 28.0863 | 28.0863 | 28.0863 | 28.0863 | 28.0863 | 28.0863 | 28.0863 | 28.0863 | 28.0863 | 28.0863 | 28.0863 | 28.0863 | 28.0863 | 28.0863 | 28.0863 | 28.0863 | 28.0863 | 28.0863 | 28.0863 | 28.0863 | 28.0863 | 28.0863 | 28.0863 | 28.0863 | 28.0863 | 28.0863 | 28.0863 | 28.0863 | 28.0863 | 28.0863 | 28.0863 | 28.0863 | 28.0863 | 28.0863 | 28.0863 | 28.0863 | 28.0863 | 28.0863 | 28.0863 | 28.0863 | 28.0863 | 28.0863 | 28.0863 | 28.0863 | 28.0863 | 28.0863 | 28.0863 | 28.0863 | 28.0863 | 28.0863 | 28.0863 | 28.0863 | 28.0863
2272 | 28.0874 | 28.0874 | 28.0874 | 28.0874 | 28.0874 | 28.0874 | 28.0874 | 28.0874 | 28.0874 | 28.0874 | 28.0874 | 28.0874 | 28.0874 | 28.0874 | 28.0874 | 28.0874 | 28.0874 | 28.0874 | 28.0874 | 28.0874 | 28.0874 | 28.0874 | 28.0874 | 28.0874 | 28.0874 | 28.0874 | 28.0874 | 28.0874 | 28.0874 | 28.0874 | 28.0874 | 28.0874 | 28.0874 | 28.0874 | 28.0874 | 28.0874 | 28.0874 | 28.0874 | 28.0874 | 28.0874 | 28.0874 | 28.0874 | 28.0874 | 28.0874 | 28.0874 | 28.0874 | 28.0874 | 28.0874 | 28.0874 | 28.0874 | 28.0874 | 28.0874 | 28.0874 | 28.0874 | 28.0874 | 28.0874 | 28.0874 | 28.0874 | 28.0874 | 28.0874
2273 | 28.0885 | 28.0885 | 28.0885 | 28.0885 | 28.0885 | 28.0885 | 28.0885 | 28.0885 | 28.0885 | 28.0885 | 28.0885 | 28.0885 | 28.0885 | 28.0885 | 28.0885 | 28.0885 | 28.0885 | 28.0885 | 28.0885 | 28.0885 | 28.0885 | 28.0885 | 28.0885 | 28.0885 | 28.0885 | 28.0885 | 28.0885 | 28.0885 | 28.0885 | 28.0885 | 28.0885 | 28.0885 | 28.0885 | 28.0885 | 28.0885 | 28.0885 | 28.0885 | 28.0885 | 28.0885 | 28.0885 | 28.0885 | 28.0885 | 28.0885 | 28.0885 | 28.0885 | 28.0885 | 28.0885 | 28.0885 | 28.0885 | 28.0885 | 28.0885 | 28.0885 | 28.0885 | 28.0885 | 28.0885 | 28.0885 | 28.0885 | 28.0885 | 28.0885 | 28.0885
2274 | 28.0896 | 28.0896 | 28.0896 | 28.0896 | 28.0896 | 28.0896 | 28.0896 | 28.0896 | 28.0896 | 28.0896 | 28.0896 | 28.0896 | 28.0896 | 28.0896 | 28.0896 | 28.0896 | 28.0896 | 28.0896 | 28.0896 | 28.0896 | 28.0896 | 28.0896 | 28.0896 | 28.0896 | 28.0896 | 28.0896 | 28.0896 | 28.0896 | 28.0896 | 28.0896 | 28.0896 | 28.0896 | 28.0896 | 28.0896 | 28.0896 | 28.0896 | 28.0896 | 28.0896 | 28.0896 | 28.0896 | 28.0896 | 28.0896 | 28.0896 | 28.0896 | 28.0896 | 28.0896 | 28.0896 | 28.0896 | 28.0896 | 28.0896 | 28.0896 | 28.0896 | 28.0896 | 28.0896 | 28.0896 | 28.0896 | 28.0896 | 28.0896 | 28.0896 | 28.0896
2275 | 28.0907 | 28.0907 | 28.0907 | 28.0907 | 28.0907 | 28.0907 | 28.0907 | 28.0907 | 28.0907 | 28.0907 | 28.0907 | 28.0907 | 28.0907 | 28.0907 | 28.0907 | 28.0907 | 28.0907 | 28.0907 | 28.0907 | 28.0907 | 28.0907 | 28.0907 | 28.0907 | 28.0907 | 28.0907 | 28.0907 | 28.0907 | 28.0907 | 28.0907 | 28.0907 | 28.0907 | 28.0907 | 28.0907 | 28.0907 | 28.0907 | 28.0907 | 28.0907 | 28.0907 | 28.0907 | 28.0907 | 28.0907 | 28.0907 | 28.0907 | 28.0907 | 28.0907 | 28.0907 | 28.0907 | 28.0907 | 28.0907 | 28.0907 | 28.0907 | 28.0907 | 28.0907 | 28.0907 | 28.0907 | 28.0907 | 28.0907 | 28.0907 | 28.0907 | 28.0907
2276 | 28.0918 | 28.0918 | 28.0918 | 28.0918 | 28.0918 | 28.0918 | 28.0918 | 28.0918 | 28.0918 | 28.0918 | 28.0918 | 28.0918 | 28.0918 | 28.0918 | 28.0918 | 28.0918 | 28.0918 | 28.0918 | 28.0918 | 28.0918 | 28.0918 | 28.0918 | 28.0918 | 28.0918 | 28.0918 | 28.0918 | 28.0918 | 28.0918 | 28.0918 | 28.0918 | 28.0918 | 28.0918 | 28.0918 | 28.0918 | 28.0918 | 28.0918 | 28.0918 | 28.0918 | 28.0918 | 28.0918 | 28.0918 | 28.0918 | 28.0918 | 28.0918 | 28.0918 | 28.0918 | 28.0918 | 28.0918 | 28.0918 | 28.0918 | 28.0918 | 28.0918 | 28.0918 | 28.0918 | 28.0918 | 28.0918 | 28.0918 | 28.0918 | 28.0918 | 28.0918
2277 | 28.0929 | 28.0929 | 28.0929 | 28.0929 | 28.0929 | 28.0929 | 28.0929 | 28.0929 | 28.0929 | 28.0929 | 28.0929 | 28.0929 | 28.0929 | 28.0929 | 28.0929 | 28.0929 | 28.0929 | 28.0929 | 28.0929 | 28.0929 | 28.0929 | 28.0929 | 28.0929 | 28.0929 | 28.0929 | 28.0929 | 28.0929 | 28.0929 | 28.0929 | 28.0929 | 28.0929 | 28.0929 | 28.0929 | 28.0929 | 28.0929 | 28.0929 | 28.0929 | 28.0929 | 28.0929 | 28.0929 | 28.0929 | 28.0929 | 28.0929 | 28.0929 | 28.0929 | 28.0929 | 28.0929 | 28.0929 | 28.0929 | 28.0929 | 28.0929 | 28.0929 | 28.0929 | 28.0929 | 28.0929 | 28.0929 | 28.0929 | 28.0929 | 28.0929 | 28.0929
2278 | 28.094 | 28.094 | 28.094 | 28.094 | 28.094 | 28.094 | 28.094 | 28.094 | 28.094 | 28.094 | 28.094 | 28.094 | 28.094 | 28.094 | 28.094 | 28.094 | 28.094 | 28.094 | 28.094 | 28.094 | 28.094 | 28.094 | 28.094 | 28.094 | 28.094 | 28.094 | 28.094 | 28.094 | 28.094 | 28.094 | 28.094 | 28.094 | 28.094 | 28.094 | 28.094 | 28.094 | 28.094 | 28.094 | 28.094 | 28.094 | 28.094 | 28.094 | 28.094 | 28.094 | 28.094 | 28.094 | 28.094 | 28.094 | 28.094 | 28.094 | 28.094 | 28.094 | 28.094 | 28.094 | 28.094 | 28.094 | 28.094 | 28.094 | 28.094 | 28.094
2279 | 28.0951 | 28.0951 | 28.0951 | 28.0951 | 28.0951 | 28.0951 | 28.0951 | 28.0951 | 28.0951 | 28.0951 | 28.0951 | 28.0951 | 28.0951 | 28.0951 | 28.0951 | 28.0951 | 28.0951 | 28.0951 | 28.0951 | 28.0951 | 28.0951 | 28.0951 | 28.0951 | 28.0951 | 28.0951 | 28.0951 | 28.0951 | 28.0951 | 28.0951 | 28.0951 | 28.0951 | 28.0951 | 28.0951 | 28.0951 | 28.0951 | 28.0951 | 28.0951 | 28.0951 | 28.0951 | 28.0951 | 28.0951 | 28.0951 | 28.0951 | 28.0951 | 28.0951 | 28.0951 | 28.0951 | 28.0951 | 28.0951 | 28.0951 | 28.0951 | 28.0951 | 28.0951 | 28.0951 | 28.0951 | 28.0951 | 28.0951 | 28.0951 | 28.0951 | 28.0951
2280 | 28.0962 | 28.0962 | 28.0962 | 28.0962 | 28.0962 | 28.0962 | 28.0962 | 28.0962 | 28.0962 | 28.0962 | 28.0962 | 28.0962 | 28.0962 | 28.0962 | 28.0962 | 28.0962 | 28.0962 | 28.0962 | 28.0962 | 28.0962 | 28.0962 | 28.0962 | 28.0962 | 28.0962 | 28.0962 | 28.0962 | 28.0962 | 28.0962 | 28.0962 | 28.0962 | 28.0962 | 28.0962 | 28.0962 | 28.0962 | 28.0962 | 28.0962 | 28.0962 | 28.0962 | 28.0962 | 28.0962 | 28.0962 | 28.0962 | 28.0962 | 28.0962 | 28.0962 | 28.0962 | 28.0962 | 28.0962 | 28.0962 | 28.0962 | 28.0962 | 28.0962 | 28.0962 | 28.0962 | 28.0962 | 28.0962 | 28.0962 | 28.0962 | 28.0962 | 28.0962
2281 | 28.0973 | 28.0973 | 28.0973 | 28.0973 | 28.0973 | 28.0973 | 28.0973 | 28.0973 | 28.0973 | 28.0973 | 28.0973 | 28.0973 | 28.0973 | 28.0973 | 28.0973 | 28.0973 | 28.0973 | 28.0973 | 28.0973 | 28.0973 | 28.0973 | 28.0973 | 28.0973 | 28.0973 | 28.0973 | 28.0973 | 28.0973 | 28.0973 | 28.0973 | 28.0973 | 28.0973 | 28.0973 | 28.0973 | 28.0973 | 28.0973 | 28.0973 | 28.0973 | 28.0973 | 28.0973 | 28.0973 | 28.0973 | 28.0973 | 28.0973 | 28.0973 | 28.0973 | 28.0973 | 28.0973 | 28.0973 | 28.0973 | 28.0973 | 28.0973 | 28.0973 | 28.0973 | 28.0973 | 28.0973 | 28.0973 | 28.0973 | 28.0973 | 28.0973 | 28.0973
2282 | 28.0984 | 28.0984 | 28.0984 | 28.0984 | 28.0984 | 28.0984 | 28.0984 | 28.0984 | 28.0984 | 28.0984 | 28.0984 | 28.0984 | 28.0984 | 28.0984 | 28.0984 | 28.0984 | 28.0984 | 28.0984 | 28.0984 | 28.0984 | 28.0984 | 28.0984 | 28.0984 | 28.0984 | 28.0984 | 28.0984 | 28.0984 | 28.0984 | 28.0984 | 28.0984 | 28.0984 | 28.0984 | 28.0984 | 28.0984 | 28.0984 | 28.0984 | 28.0984 | 28.0984 | 28.0984 | 28.0984 | 28.0984 | 28.0984 | 28.0984 | 28.0984 | 28.0984 | 28.0984 | 28.0984 | 28.0984 | 28.0984 | 28.0984 | 28.0984 | 28.0984 | 28.0984 | 28.0984 | 28.0984 | 28.0984 | 28.0984 | 28.0984 | 28.0984 | 28.0984
2283 | 28.0995 | 28.0995 | 28.0995 | 28.0995 | 28.0995 | 28.0995 | 28.0995 | 28.0995 | 28.0995 | 28.0995 | 28.0995 | 28.0995 | 28.0995 | 28.0995 | 28.0995 | 28.0995 | 28.0995 | 28.0995 | 28.0995 | 28.0995 | 28.0995 | 28.0995 | 28.0995 | 28.0995 | 28.0995 | 28.0995 | 28.0995 | 28.0995 | 28.0995 | 28.0995 | 28.0995 | 28.0995 | 28.0995 | 28.0995 | 28.0995 | 28.0995 | 28.0995 | 28.0995 | 28.0995 | 28.0995 | 28.0995 | 28.0995 | 28.0995 | 28.0995 | 28.0995 | 28.0995 | 28.0995 | 28.0995 | 28.0995 | 28.0995 | 28.0995 | 28.0995 | 28.0995 | 28.0995 | 28.0995 | 28.0995 | 28.0995 | 28.0995 | 28.0995 | 28.0995
2284 | 28.1006 | 28.1006 | 28.1006 | 28.1006 | 28.1006 | 28.1006 | 28.1006 | 28.1006 | 28.1006 | 28.1006 | 28.1006 | 28.1006 | 28.1006 | 28.1006 | 28.1006 | 28.1006 | 28.1006 | 28.1006 | 28.1006 | 28.1006 | 28.1006 | 28.1006 | 28.1006 | 28.1006 | 28.1006 | 28.1006 | 28.1006 | 28.1006 | 28.1006 | 28.1006 | 28.1006 | 28.1006 | 28.1006 | 28.1006 | 28.1006 | 28.1006 | 28.1006 | 28.1006 | 28.1006 | 28.1006 | 28.1006 | 28.1006 | 28.1006 | 28.1006 | 28.1006 | 28.1006 | 28.1006 | 28.1006 | 28.1006 | 28.1006 | 28.1006 | 28.1006 | 28.1006 | 28.1006 | 28.1006 | 28.1006 | 28.1006 | 28.1006 | 28.1006 | 28.1006
2285 | 28.1017 | 28.1017 | 28.1017 | 28.1017 | 28.1017 | 28.1017 | 28.1017 | 28.1017 | 28.1017 | 28.1017 | 28.1017 | 28.1017 | 28.1017 | 28.1017 | 28.1017 | 28.1017 | 28.1017 | 28.1017 | 28.1017 | 28.1017 | 28.1017 | 28.1017 | 28.1017 | 28.1017 | 28.1017 | 28.1017 | 28.1017 | 28.1017 | 28.1017 | 28.1017 | 28.1017 | 28.1017 | 28.1017 | 28.1017 | 28.1017 | 28.1017 | 28.1017 | 28.1017 | 28.1017 | 28.1017 | 28.1017 | 28.1017 | 28.1017 | 28.1017 | 28.1017 | 28.1017 | 28.1017 | 28.1017 | 28.1017 | 28.1017 | 28.1017 | 28.1017 | 28.1017 | 28.1017 | 28.1017 | 28.1017 | 28.1017 | 28.1017 | 28.1017 | 28.1017
2286 | 28.1028 | 28.1028 | 28.1028 | 28.1028 | 28.1028 | 28.1028 | 28.1028 | 28.1028 | 28.1028 | 28.1028 | 28.1028 | 28.1028 | 28.1028 | 28.1028 | 28.1028 | 28.1028 | 28.1028 | 28.1028 | 28.1028 | 28.1028 | 28.1028 | 28.1028 | 28.1028 | 28.1028 | 28.1028 | 28.1028 | 28.1028 | 28.1028 | 28.1028 | 28.1028 | 28.1028 | 28.1028 | 28.1028 | 28.1028 | 28.1028 | 28.1028 | 28.1028 | 28.1028 | 28.1028 | 28.1028 | 28.1028 | 28.1028 | 28.1028 | 28.1028 | 28.1028 | 28.1028 | 28.1028 | 28.1028 | 28.1028 | 28.1028 | 28.1028 | 28.1028 | 28.1028 | 28.1028 | 28.1028 | 28.1028 | 28.1028 | 28.1028 | 28.1028 | 28.1028
2287 | 28.1039 | 28.1039 | 28.1039 | 28.1039 | 28.1039 | 28.1039 | 28.1039 | 28.1039 | 28.1039 | 28.1039 | 28.1039 | 28.1039 | 28.1039 | 28.1039 | 28.1039 | 28.1039 | 28.1039 | 28.1039 | 28.1039 | 28.1039 | 28.1039 | 28.1039 | 28.1039 | 28.1039 | 28.1039 | 28.1039 | 28.1039 | 28.1039 | 28.1039 | 28.1039 | 28.1039 | 28.1039 | 28.1039 | 28.1039 | 28.1039 | 28.1039 | 28.1039 | 28.1039 | 28.1039 | 28.1039 | 28.1039 | 28.1039 | 28.1039 | 28.1039 | 28.1039 | 28.1039 | 28.1039 | 28.1039 | 28.1039 | 28.1039 | 28.1039 | 28.1039 | 28.1039 | 28.1039 | 28.1039 | 28.1039 | 28.1039 | 28.1039 | 28.1039 | 28.1039
2288 | 28.105 | 28.105 | 28.105 | 28.105 | 28.105 | 28.105 | 28.105 | 28.105 | 28.105 | 28.105 | 28.105 | 28.105 | 28.105 | 28.105 | 28.105 | 28.105 | 28.105 | 28.105 | 28.105 | 28.105 | 28.105 | 28.105 | 28.105 | 28.105 | 28.105 | 28.105 | 28.105 | 28.105 | 28.105 | 28.105 | 28.105 | 28.105 | 28.105 | 28.105 | 28.105 | 28.105 | 28.105 | 28.105 | 28.105 | 28.105 | 28.105 | 28.105 | 28.105 | 28.105 | 28.105 | 28.105 | 28.105 | 28.105 | 28.105 | 28.105 | 28.105 | 28.105 | 28.105 | 28.105 | 28.105 | 28.105 | 28.105 | 28.105 | 28.105 | 28.105
2289 | 28.1061 | 28.1061 | 28.1061 | 28.1061 | 28.1061 | 28.1061 | 28.1061 | 28.1061 | 28.1061 | 28.1061 | 28.1061 | 28.1061 | 28.1061 | 28.1061 | 28.1061 | 28.1061 | 28.1061 | 28.1061 | 28.1061 | 28.1061 | 28.1061 | 28.1061 | 28.1061 | 28.1061 | 28.1061 | 28.1061 | 28.1061 | 28.1061 | 28.1061 | 28.1061 | 28.1061 | 28.1061 | 28.1061 | 28.1061 | 28.1061 | 28.1061 | 28.1061 | 28.1061 | 28.1061 | 28.1061 | 28.1061 | 28.1061 | 28.1061 | 28.1061 | 28.1061 | 28.1061 | 28.1061 | 28.1061 | 28.1061 | 28.1061 | 28.1061 | 28.1061 | 28.1061 | 28.1061 | 28.1061 | 28.1061 | 28.1061 | 28.1061 | 28.1061 | 28.1061
2290 | 28.1072 | 28.1072 | 28.1072 | 28.1072 | 28.1072 | 28.1072 | 28.1072 | 28.1072 | 28.1072 | 28.1072 | 28.1072 | 28.1072 | 28.1072 | 28.1072 | 28.1072 | 28.1072 | 28.1072 | 28.1072 | 28.1072 | 28.1072 | 28.1072 | 28.1072 | 28.1072 | 28.1072 | 28.1072 | 28.1072 | 28.1072 | 28.1072 | 28.1072 | 28.1072 | 28.1072 | 28.1072 | 28.1072 | 28.1072 | 28.1072 | 28.1072 | 28.1072 | 28.1072 | 28.1072 | 28.1072 | 28.1072 | 28.1072 | 28.1072 | 28.1072 | 28.1072 | 28.1072 | 28.1072 | 28.1072 | 28.1072 | 28.1072 | 28.1072 | 28.1072 | 28.1072 | 28.1072 | 28.1072 | 28.1072 | 28.1072 | 28.1072 | 28.1072 | 28.1072
2291 | 28.1083 | 28.1083 | 28.1083 | 28.1083 | 28.1083 | 28.1083 | 28.1083 | 28.1083 | 28.1083 | 28.1083 | 28.1083 | 28.1083 | 28.1083 | 28.1083 | 28.1083 | 28.1083 | 28.1083 | 28.1083 | 28.1083 | 28.1083 | 28.1083 | 28.1083 | 28.1083 | 28.1083 | 28.1083 | 28.1083 | 28.1083 | 28.1083 | 28.1083 | 28.1083 | 28.1083 | 28.1083 | 28.1083 | 28.1083 | 28.1083 | 28.1083 | 28.1083 | 28.1083 | 28.1083 | 28.1083 | 28.1083 | 28.1083 | 28.1083 | 28.1083 | 28.1083 | 28.1083 | 28.1083 | 28.1083 | 28.1083 | 28.1083 | 28.1083 | 28.1083 | 28.1083 | 28.1083 | 28.1083 | 28.1083 | 28.1083 | 28.1083 | 28.1083 | 28.1083
2292 | 28.1093 | 28.1093 | 28.1093 | 28.1093 | 28.1093 | 28.1093 | 28.1093 | 28.1093 | 28.1093 | 28.1093 | 28.1093 | 28.1093 | 28.1093 | 28.1093 | 28.1093 | 28.1093 | 28.1093 | 28.1093 | 28.1093 | 28.1093 | 28.1093 | 28.1093 | 28.1093 | 28.1093 | 28.1093 | 28.1093 | 28.1093 | 28.1093 | 28.1093 | 28.1093 | 28.1093 | 28.1093 | 28.1093 | 28.1093 | 28.1093 | 28.1093 | 28.1093 | 28.1093 | 28.1093 | 28.1093 | 28.1093 | 28.1093 | 28.1093 | 28.1093 | 28.1093 | 28.1093 | 28.1093 | 28.1093 | 28.1093 | 28.1093 | 28.1093 | 28.1093 | 28.1093 | 28.1093 | 28.1093 | 28.1093 | 28.1093 | 28.1093 | 28.1093 | 28.1093
2293 | 28.1104 | 28.1104 | 28.1104 | 28.1104 | 28.1104 | 28.1104 | 28.1104 | 28.1104 | 28.1104 | 28.1104 | 28.1104 | 28.1104 | 28.1104 | 28.1104 | 28.1104 | 28.1104 | 28.1104 | 28.1104 | 28.1104 | 28.1104 | 28.1104 | 28.1104 | 28.1104 | 28.1104 | 28.1104 | 28.1104 | 28.1104 | 28.1104 | 28.1104 | 28.1104 | 28.1104 | 28.1104 | 28.1104 | 28.1104 | 28.1104 | 28.1104 | 28.1104 | 28.1104 | 28.1104 | 28.1104 | 28.1104 | 28.1104 | 28.1104 | 28.1104 | 28.1104 | 28.1104 | 28.1104 | 28.1104 | 28.1104 | 28.1104 | 28.1104 | 28.1104 | 28.1104 | 28.1104 | 28.1104 | 28.1104 | 28.1104 | 28.1104 | 28.1104 | 28.1104
2294 | 28.1115 | 28.1115 | 28.1115 | 28.1115 | 28.1115 | 28.1115 | 28.1115 | 28.1115 | 28.1115 | 28.1115 | 28.1115 | 28.1115 | 28.1115 | 28.1115 | 28.1115 | 28.1115 | 28.1115 | 28.1115 | 28.1115 | 28.1115 | 28.1115 | 28.1115 | 28.1115 | 28.1115 | 28.1115 | 28.1115 | 28.1115 | 28.1115 | 28.1115 | 28.1115 | 28.1115 | 28.1115 | 28.1115 | 28.1115 | 28.1115 | 28.1115 | 28.1115 | 28.1115 | 28.1115 | 28.1115 | 28.1115 | 28.1115 | 28.1115 | 28.1115 | 28.1115 | 28.1115 | 28.1115 | 28.1115 | 28.1115 | 28.1115 | 28.1115 | 28.1115 | 28.1115 | 28.1115 | 28.1115 | 28.1115 | 28.1115 | 28.1115 | 28.1115 | 28.1115
2295 | 28.1126 | 28.1126 | 28.1126 | 28.1126 | 28.1126 | 28.1126 | 28.1126 | 28.1126 | 28.1126 | 28.1126 | 28.1126 | 28.1126 | 28.1126 | 28.1126 | 28.1126 | 28.1126 | 28.1126 | 28.1126 | 28.1126 | 28.1126 | 28.1126 | 28.1126 | 28.1126 | 28.1126 | 28.1126 | 28.1126 | 28.1126 | 28.1126 | 28.1126 | 28.1126 | 28.1126 | 28.1126 | 28.1126 | 28.1126 | 28.1126 | 28.1126 | 28.1126 | 28.1126 | 28.1126 | 28.1126 | 28.1126 | 28.1126 | 28.1126 | 28.1126 | 28.1126 | 28.1126 | 28.1126 | 28.1126 | 28.1126 | 28.1126 | 28.1126 | 28.1126 | 28.1126 | 28.1126 | 28.1126 | 28.1126 | 28.1126 | 28.1126 | 28.1126 | 28.1126
2296 | 28.1137 | 28.1137 | 28.1137 | 28.1137 | 28.1137 | 28.1137 | 28.1137 | 28.1137 | 28.1137 | 28.1137 | 28.1137 | 28.1137 | 28.1137 | 28.1137 | 28.1137 | 28.1137 | 28.1137 | 28.1137 | 28.1137 | 28.1137 | 28.1137 | 28.1137 | 28.1137 | 28.1137 | 28.1137 | 28.1137 | 28.1137 | 28.1137 | 28.1137 | 28.1137 | 28.1137 | 28.1137 | 28.1137 | 28.1137 | 28.1137 | 28.1137 | 28.1137 | 28.1137 | 28.1137 | 28.1137 | 28.1137 | 28.1137 | 28.1137 | 28.1137 | 28.1137 | 28.1137 | 28.1137 | 28.1137 | 28.1137 | 28.1137 | 28.1137 | 28.1137 | 28.1137 | 28.1137 | 28.1137 | 28.1137 | 28.1137 | 28.1137 | 28.1137 | 28.1137
2297 | 28.1148 | 28.1148 | 28.1148 | 28.1148 | 28.1148 | 28.1148 | 28.1148 | 28.1148 | 28.1148 | 28.1148 | 28.1148 | 28.1148 | 28.1148 | 28.1148 | 28.1148 | 28.1148 | 28.1148 | 28.1148 | 28.1148 | 28.1148 | 28.1148 | 28.1148 | 28.1148 | 28.1148 | 28.1148 | 28.1148 | 28.1148 | 28.1148 | 28.1148 | 28.1148 | 28.1148 | 28.1148 | 28.1148 | 28.1148 | 28.1148 | 28.1148 | 28.1148 | 28.1148 | 28.1148 | 28.1148 | 28.1148 | 28.1148 | 28.1148 | 28.1148 | 28.1148 | 28.1148 | 28.1148 | 28.1148 | 28.1148 | 28.1148 | 28.1148 | 28.1148 | 28.1148 | 28.1148 | 28.1148 | 28.1148 | 28.1148 | 28.1148 | 28.1148 | 28.1148
2298 | 28.1159 | 28.1159 | 28.1159 | 28.1159 | 28.1159 | 28.1159 | 28.1159 | 28.1159 | 28.1159 | 28.1159 | 28.1159 | 28.1159 | 28.1159 | 28.1159 | 28.1159 | 28.1159 | 28.1159 | 28.1159 | 28.1159 | 28.1159 | 28.1159 | 28.1159 | 28.1159 | 28.1159 | 28.1159 | 28.1159 | 28.1159 | 28.1159 | 28.1159 | 28.1159 | 28.1159 | 28.1159 | 28.1159 | 28.1159 | 28.1159 | 28.1159 | 28.1159 | 28.1159 | 28.1159 | 28.1159 | 28.1159 | 28.1159 | 28.1159 | 28.1159 | 28.1159 | 28.1159 | 28.1159 | 28.1159 | 28.1159 | 28.1159 | 28.1159 | 28.1159 | 28.1159 | 28.1159 | 28.1159 | 28.1159 | 28.1159 | 28.1159 | 28.1159 | 28.1159
2299 | 28.117 | 28.117 | 28.117 | 28.117 | 28.117 | 28.117 | 28.117 | 28.117 | 28.117 | 28.117 | 28.117 | 28.117 | 28.117 | 28.117 | 28.117 | 28.117 | 28.117 | 28.117 | 28.117 | 28.117 | 28.117 | 28.117 | 28.117 | 28.117 | 28.117 | 28.117 | 28.117 | 28.117 | 28.117 | 28.117 | 28.117 | 28.117 | 28.117 | 28.117 | 28.117 | 28.117 | 28.117 | 28.117 | 28.117 | 28.117 | 28.117 | 28.117 | 28.117 | 28.117 | 28.117 | 28.117 | 28.117 | 28.117 | 28.117 | 28.117 | 28.117 | 28.117 | 28.117 | 28.117 | 28.117 | 28.117 | 28.117 | 28.117 | 28.117 | 28.117
2300 | 28.1181 | 28.1181 | 28.1181 | 28.1181 | 28.1181 | 28.1181 | 28.1181 | 28.1181 | 28.1181 | 28.1181 | 28.1181 | 28.1181 | 28.1181 | 28.1181 | 28.1181 | 28.1181 | 28.1181 | 28.1181 | 28.1181 | 28.1181 | 28.1181 | 28.1181 | 28.1181 | 28.1181 | 28.1181 | 28.1181 | 28.1181 | 28.1181 | 28.1181 | 28.1181 | 28.1181 | 28.1181 | 28.1181 | 28.1181 | 28.1181 | 28.1181 | 28.1181 | 28.1181 | 28.1181 | 28.1181 | 28.1181 | 28.1181 | 28.1181 | 28.1181 | 28.1181 | 28.1181 | 28.1181 | 28.1181 | 28.1181 | 28.1181 | 28.1181 | 28.1181 | 28.1181 | 28.1181 | 28.1181 | 28.1181 | 28.1181 | 28.1181 | 28.1181 | 28.1181
2301 | 28.1191 | 28.1191 | 28.1191 | 28.1191 | 28.1191 | 28.1191 | 28.1191 | 28.1191 | 28.1191 | 28.1191 | 28.1191 | 28.1191 | 28.1191 | 28.1191 | 28.1191 | 28.1191 | 28.1191 | 28.1191 | 28.1191 | 28.1191 | 28.1191 | 28.1191 | 28.1191 | 28.1191 | 28.1191 | 28.1191 | 28.1191 | 28.1191 | 28.1191 | 28.1191 | 28.1191 | 28.1191 | 28.1191 | 28.1191 | 28.1191 | 28.1191 | 28.1191 | 28.1191 | 28.1191 | 28.1191 | 28.1191 | 28.1191 | 28.1191 | 28.1191 | 28.1191 | 28.1191 | 28.1191 | 28.1191 | 28.1191 | 28.1191 | 28.1191 | 28.1191 | 28.1191 | 28.1191 | 28.1191 | 28.1191 | 28.1191 | 28.1191 | 28.1191 | 28.1191
2302 | 28.1202 | 28.1202 | 28.1202 | 28.1202 | 28.1202 | 28.1202 | 28.1202 | 28.1202 | 28.1202 | 28.1202 | 28.1202 | 28.1202 | 28.1202 | 28.1202 | 28.1202 | 28.1202 | 28.1202 | 28.1202 | 28.1202 | 28.1202 | 28.1202 | 28.1202 | 28.1202 | 28.1202 | 28.1202 | 28.1202 | 28.1202 | 28.1202 | 28.1202 | 28.1202 | 28.1202 | 28.1202 | 28.1202 | 28.1202 | 28.1202 | 28.1202 | 28.1202 | 28.1202 | 28.1202 | 28.1202 | 28.1202 | 28.1202 | 28.1202 | 28.1202 | 28.1202 | 28.1202 | 28.1202 | 28.1202 | 28.1202 | 28.1202 | 28.1202 | 28.1202 | 28.1202 | 28.1202 | 28.1202 | 28.1202 | 28.1202 | 28.1202 | 28.1202 | 28.1202
2303 | 28.1213 | 28.1213 | 28.1213 | 28.1213 | 28.1213 | 28.1213 | 28.1213 | 28.1213 | 28.1213 | 28.1213 | 28.1213 | 28.1213 | 28.1213 | 28.1213 | 28.1213 | 28.1213 | 28.1213 | 28.1213 | 28.1213 | 28.1213 | 28.1213 | 28.1213 | 28.1213 | 28.1213 | 28.1213 | 28.1213 | 28.1213 | 28.1213 | 28.1213 | 28.1213 | 28.1213 | 28.1213 | 28.1213 | 28.1213 | 28.1213 | 28.1213 | 28.1213 | 28.1213 | 28.1213 | 28.1213 | 28.1213 | 28.1213 | 28.1213 | 28.1213 | 28.1213 | 28.1213 | 28.1213 | 28.1213 | 28.1213 | 28.1213 | 28.1213 | 28.1213 | 28.1213 | 28.1213 | 28.1213 | 28.1213 | 28.1213 | 28.1213 | 28.1213 | 28.1213
2304 | 28.1224 | 28.1224 | 28.1224 | 28.1224 | 28.1224 | 28.1224 | 28.1224 | 28.1224 | 28.1224 | 28.1224 | 28.1224 | 28.1224 | 28.1224 | 28.1224 | 28.1224 | 28.1224 | 28.1224 | 28.1224 | 28.1224 | 28.1224 | 28.1224 | 28.1224 | 28.1224 | 28.1224 | 28.1224 | 28.1224 | 28.1224 | 28.1224 | 28.1224 | 28.1224 | 28.1224 | 28.1224 | 28.1224 | 28.1224 | 28.1224 | 28.1224 | 28.1224 | 28.1224 | 28.1224 | 28.1224 | 28.1224 | 28.1224 | 28.1224 | 28.1224 | 28.1224 | 28.1224 | 28.1224 | 28.1224 | 28.1224 | 28.1224 | 28.1224 | 28.1224 | 28.1224 | 28.1224 | 28.1224 | 28.1224 | 28.1224 | 28.1224 | 28.1224 | 28.1224
2305 | 28.1235 | 28.1235 | 28.1235 | 28.1235 | 28.1235 | 28.1235 | 28.1235 | 28.1235 | 28.1235 | 28.1235 | 28.1235 | 28.1235 | 28.1235 | 28.1235 | 28.1235 | 28.1235 | 28.1235 | 28.1235 | 28.1235 | 28.1235 | 28.1235 | 28.1235 | 28.1235 | 28.1235 | 28.1235 | 28.1235 | 28.1235 | 28.1235 | 28.1235 | 28.1235 | 28.1235 | 28.1235 | 28.1235 | 28.1235 | 28.1235 | 28.1235 | 28.1235 | 28.1235 | 28.1235 | 28.1235 | 28.1235 | 28.1235 | 28.1235 | 28.1235 | 28.1235 | 28.1235 | 28.1235 | 28.1235 | 28.1235 | 28.1235 | 28.1235 | 28.1235 | 28.1235 | 28.1235 | 28.1235 | 28.1235 | 28.1235 | 28.1235 | 28.1235 | 28.1235
2306 | 28.1246 | 28.1246 | 28.1246 | 28.1246 | 28.1246 | 28.1246 | 28.1246 | 28.1246 | 28.1246 | 28.1246 | 28.1246 | 28.1246 | 28.1246 | 28.1246 | 28.1246 | 28.1246 | 28.1246 | 28.1246 | 28.1246 | 28.1246 | 28.1246 | 28.1246 | 28.1246 | 28.1246 | 28.1246 | 28.1246 | 28.1246 | 28.1246 | 28.1246 | 28.1246 | 28.1246 | 28.1246 | 28.1246 | 28.1246 | 28.1246 | 28.1246 | 28.1246 | 28.1246 | 28.1246 | 28.1246 | 28.1246 | 28.1246 | 28.1246 | 28.1246 | 28.1246 | 28.1246 | 28.1246 | 28.1246 | 28.1246 | 28.1246 | 28.1246 | 28.1246 | 28.1246 | 28.1246 | 28.1246 | 28.1246 | 28.1246 | 28.1246 | 28.1246 | 28.1246
2307 | 28.1257 | 28.1257 | 28.1257 | 28.1257 | 28.1257 | 28.1257 | 28.1257 | 28.1257 | 28.1257 | 28.1257 | 28.1257 | 28.1257 | 28.1257 | 28.1257 | 28.1257 | 28.1257 | 28.1257 | 28.1257 | 28.1257 | 28.1257 | 28.1257 | 28.1257 | 28.1257 | 28.1257 | 28.1257 | 28.1257 | 28.1257 | 28.1257 | 28.1257 | 28.1257 | 28.1257 | 28.1257 | 28.1257 | 28.1257 | 28.1257 | 28.1257 | 28.1257 | 28.1257 | 28.1257 | 28.1257 | 28.1257 | 28.1257 | 28.1257 | 28.1257 | 28.1257 | 28.1257 | 28.1257 | 28.1257 | 28.1257 | 28.1257 | 28.1257 | 28.1257 | 28.1257 | 28.1257 | 28.1257 | 28.1257 | 28.1257 | 28.1257 | 28.1257 | 28.1257
2308 | 28.1267 | 28.1267 | 28.1267 | 28.1267 | 28.1267 | 28.1267 | 28.1267 | 28.1267 | 28.1267 | 28.1267 | 28.1267 | 28.1267 | 28.1267 | 28.1267 | 28.1267 | 28.1267 | 28.1267 | 28.1267 | 28.1267 | 28.1267 | 28.1267 | 28.1267 | 28.1267 | 28.1267 | 28.1267 | 28.1267 | 28.1267 | 28.1267 | 28.1267 | 28.1267 | 28.1267 | 28.1267 | 28.1267 | 28.1267 | 28.1267 | 28.1267 | 28.1267 | 28.1267 | 28.1267 | 28.1267 | 28.1267 | 28.1267 | 28.1267 | 28.1267 | 28.1267 | 28.1267 | 28.1267 | 28.1267 | 28.1267 | 28.1267 | 28.1267 | 28.1267 | 28.1267 | 28.1267 | 28.1267 | 28.1267 | 28.1267 | 28.1267 | 28.1267 | 28.1267
2309 | 28.1278 | 28.1278 | 28.1278 | 28.1278 | 28.1278 | 28.1278 | 28.1278 | 28.1278 | 28.1278 | 28.1278 | 28.1278 | 28.1278 | 28.1278 | 28.1278 | 28.1278 | 28.1278 | 28.1278 | 28.1278 | 28.1278 | 28.1278 | 28.1278 | 28.1278 | 28.1278 | 28.1278 | 28.1278 | 28.1278 | 28.1278 | 28.1278 | 28.1278 | 28.1278 | 28.1278 | 28.1278 | 28.1278 | 28.1278 | 28.1278 | 28.1278 | 28.1278 | 28.1278 | 28.1278 | 28.1278 | 28.1278 | 28.1278 | 28.1278 | 28.1278 | 28.1278 | 28.1278 | 28.1278 | 28.1278 | 28.1278 | 28.1278 | 28.1278 | 28.1278 | 28.1278 | 28.1278 | 28.1278 | 28.1278 | 28.1278 | 28.1278 | 28.1278 | 28.1278
2310 | 28.1289 | 28.1289 | 28.1289 | 28.1289 | 28.1289 | 28.1289 | 28.1289 | 28.1289 | 28.1289 | 28.1289 | 28.1289 | 28.1289 | 28.1289 | 28.1289 | 28.1289 | 28.1289 | 28.1289 | 28.1289 | 28.1289 | 28.1289 | 28.1289 | 28.1289 | 28.1289 | 28.1289 | 28.1289 | 28.1289 | 28.1289 | 28.1289 | 28.1289 | 28.1289 | 28.1289 | 28.1289 | 28.1289 | 28.1289 | 28.1289 | 28.1289 | 28.1289 | 28.1289 | 28.1289 | 28.1289 | 28.1289 | 28.1289 | 28.1289 | 28.1289 | 28.1289 | 28.1289 | 28.1289 | 28.1289 | 28.1289 | 28.1289 | 28.1289 | 28.1289 | 28.1289 | 28.1289 | 28.1289 | 28.1289 | 28.1289 | 28.1289 | 28.1289 | 28.1289
2311 | 28.13 | 28.13 | 28.13 | 28.13 | 28.13 | 28.13 | 28.13 | 28.13 | 28.13 | 28.13 | 28.13 | 28.13 | 28.13 | 28.13 | 28.13 | 28.13 | 28.13 | 28.13 | 28.13 | 28.13 | 28.13 | 28.13 | 28.13 | 28.13 | 28.13 | 28.13 | 28.13 | 28.13 | 28.13 | 28.13 | 28.13 | 28.13 | 28.13 | 28.13 | 28.13 | 28.13 | 28.13 | 28.13 | 28.13 | 28.13 | 28.13 | 28.13 | 28.13 | 28.13 | 28.13 | 28.13 | 28.13 | 28.13 | 28.13 | 28.13 | 28.13 | 28.13 | 28.13 | 28.13 | 28.13 | 28.13 | 28.13 | 28.13 | 28.13 | 28.13
2312 | 28.1311 | 28.1311 | 28.1311 | 28.1311 | 28.1311 | 28.1311 | 28.1311 | 28.1311 | 28.1311 | 28.1311 | 28.1311 | 28.1311 | 28.1311 | 28.1311 | 28.1311 | 28.1311 | 28.1311 | 28.1311 | 28.1311 | 28.1311 | 28.1311 | 28.1311 | 28.1311 | 28.1311 | 28.1311 | 28.1311 | 28.1311 | 28.1311 | 28.1311 | 28.1311 | 28.1311 | 28.1311 | 28.1311 | 28.1311 | 28.1311 | 28.1311 | 28.1311 | 28.1311 | 28.1311 | 28.1311 | 28.1311 | 28.1311 | 28.1311 | 28.1311 | 28.1311 | 28.1311 | 28.1311 | 28.1311 | 28.1311 | 28.1311 | 28.1311 | 28.1311 | 28.1311 | 28.1311 | 28.1311 | 28.1311 | 28.1311 | 28.1311 | 28.1311 | 28.1311
2313 | 28.1321 | 28.1321 | 28.1321 | 28.1321 | 28.1321 | 28.1321 | 28.1321 | 28.1321 | 28.1321 | 28.1321 | 28.1321 | 28.1321 | 28.1321 | 28.1321 | 28.1321 | 28.1321 | 28.1321 | 28.1321 | 28.1321 | 28.1321 | 28.1321 | 28.1321 | 28.1321 | 28.1321 | 28.1321 | 28.1321 | 28.1321 | 28.1321 | 28.1321 | 28.1321 | 28.1321 | 28.1321 | 28.1321 | 28.1321 | 28.1321 | 28.1321 | 28.1321 | 28.1321 | 28.1321 | 28.1321 | 28.1321 | 28.1321 | 28.1321 | 28.1321 | 28.1321 | 28.1321 | 28.1321 | 28.1321 | 28.1321 | 28.1321 | 28.1321 | 28.1321 | 28.1321 | 28.1321 | 28.1321 | 28.1321 | 28.1321 | 28.1321 | 28.1321 | 28.1321
2314 | 28.1332 | 28.1332 | 28.1332 | 28.1332 | 28.1332 | 28.1332 | 28.1332 | 28.1332 | 28.1332 | 28.1332 | 28.1332 | 28.1332 | 28.1332 | 28.1332 | 28.1332 | 28.1332 | 28.1332 | 28.1332 | 28.1332 | 28.1332 | 28.1332 | 28.1332 | 28.1332 | 28.1332 | 28.1332 | 28.1332 | 28.1332 | 28.1332 | 28.1332 | 28.1332 | 28.1332 | 28.1332 | 28.1332 | 28.1332 | 28.1332 | 28.1332 | 28.1332 | 28.1332 | 28.1332 | 28.1332 | 28.1332 | 28.1332 | 28.1332 | 28.1332 | 28.1332 | 28.1332 | 28.1332 | 28.1332 | 28.1332 | 28.1332 | 28.1332 | 28.1332 | 28.1332 | 28.1332 | 28.1332 | 28.1332 | 28.1332 | 28.1332 | 28.1332 | 28.1332
2315 | 28.1343 | 28.1343 | 28.1343 | 28.1343 | 28.1343 | 28.1343 | 28.1343 | 28.1343 | 28.1343 | 28.1343 | 28.1343 | 28.1343 | 28.1343 | 28.1343 | 28.1343 | 28.1343 | 28.1343 | 28.1343 | 28.1343 | 28.1343 | 28.1343 | 28.1343 | 28.1343 | 28.1343 | 28.1343 | 28.1343 | 28.1343 | 28.1343 | 28.1343 | 28.1343 | 28.1343 | 28.1343 | 28.1343 | 28.1343 | 28.1343 | 28.1343 | 28.1343 | 28.1343 | 28.1343 | 28.1343 | 28.1343 | 28.1343 | 28.1343 | 28.1343 | 28.1343 | 28.1343 | 28.1343 | 28.1343 | 28.1343 | 28.1343 | 28.1343 | 28.1343 | 28.1343 | 28.1343 | 28.1343 | 28.1343 | 28.1343 | 28.1343 | 28.1343 | 28.1343
2316 | 28.1354 | 28.1354 | 28.1354 | 28.1354 | 28.1354 | 28.1354 | 28.1354 | 28.1354 | 28.1354 | 28.1354 | 28.1354 | 28.1354 | 28.1354 | 28.1354 | 28.1354 | 28.1354 | 28.1354 | 28.1354 | 28.1354 | 28.1354 | 28.1354 | 28.1354 | 28.1354 | 28.1354 | 28.1354 | 28.1354 | 28.1354 | 28.1354 | 28.1354 | 28.1354 | 28.1354 | 28.1354 | 28.1354 | 28.1354 | 28.1354 | 28.1354 | 28.1354 | 28.1354 | 28.1354 | 28.1354 | 28.1354 | 28.1354 | 28.1354 | 28.1354 | 28.1354 | 28.1354 | 28.1354 | 28.1354 | 28.1354 | 28.1354 | 28.1354 | 28.1354 | 28.1354 | 28.1354 | 28.1354 | 28.1354 | 28.1354 | 28.1354 | 28.1354 | 28.1354
2317 | 28.1365 | 28.1365 | 28.1365 | 28.1365 | 28.1365 | 28.1365 | 28.1365 | 28.1365 | 28.1365 | 28.1365 | 28.1365 | 28.1365 | 28.1365 | 28.1365 | 28.1365 | 28.1365 | 28.1365 | 28.1365 | 28.1365 | 28.1365 | 28.1365 | 28.1365 | 28.1365 | 28.1365 | 28.1365 | 28.1365 | 28.1365 | 28.1365 | 28.1365 | 28.1365 | 28.1365 | 28.1365 | 28.1365 | 28.1365 | 28.1365 | 28.1365 | 28.1365 | 28.1365 | 28.1365 | 28.1365 | 28.1365 | 28.1365 | 28.1365 | 28.1365 | 28.1365 | 28.1365 | 28.1365 | 28.1365 | 28.1365 | 28.1365 | 28.1365 | 28.1365 | 28.1365 | 28.1365 | 28.1365 | 28.1365 | 28.1365 | 28.1365 | 28.1365 | 28.1365
2318 | 28.1375 | 28.1375 | 28.1375 | 28.1375 | 28.1375 | 28.1375 | 28.1375 | 28.1375 | 28.1375 | 28.1375 | 28.1375 | 28.1375 | 28.1375 | 28.1375 | 28.1375 | 28.1375 | 28.1375 | 28.1375 | 28.1375 | 28.1375 | 28.1375 | 28.1375 | 28.1375 | 28.1375 | 28.1375 | 28.1375 | 28.1375 | 28.1375 | 28.1375 | 28.1375 | 28.1375 | 28.1375 | 28.1375 | 28.1375 | 28.1375 | 28.1375 | 28.1375 | 28.1375 | 28.1375 | 28.1375 | 28.1375 | 28.1375 | 28.1375 | 28.1375 | 28.1375 | 28.1375 | 28.1375 | 28.1375 | 28.1375 | 28.1375 | 28.1375 | 28.1375 | 28.1375 | 28.1375 | 28.1375 | 28.1375 | 28.1375 | 28.1375 | 28.1375 | 28.1375
2319 | 28.1386 | 28.1386 | 28.1386 | 28.1386 | 28.1386 | 28.1386 | 28.1386 | 28.1386 | 28.1386 | 28.1386 | 28.1386 | 28.1386 | 28.1386 | 28.1386 | 28.1386 | 28.1386 | 28.1386 | 28.1386 | 28.1386 | 28.1386 | 28.1386 | 28.1386 | 28.1386 | 28.1386 | 28.1386 | 28.1386 | 28.1386 | 28.1386 | 28.1386 | 28.1386 | 28.1386 | 28.1386 | 28.1386 | 28.1386 | 28.1386 | 28.1386 | 28.1386 | 28.1386 | 28.1386 | 28.1386 | 28.1386 | 28.1386 | 28.1386 | 28.1386 | 28.1386 | 28.1386 | 28.1386 | 28.1386 | 28.1386 | 28.1386 | 28.1386 | 28.1386 | 28.1386 | 28.1386 | 28.1386 | 28.1386 | 28.1386 | 28.1386 | 28.1386 | 28.1386
2320 | 28.1397 | 28.1397 | 28.1397 | 28.1397 | 28.1397 | 28.1397 | 28.1397 | 28.1397 | 28.1397 | 28.1397 | 28.1397 | 28.1397 | 28.1397 | 28.1397 | 28.1397 | 28.1397 | 28.1397 | 28.1397 | 28.1397 | 28.1397 | 28.1397 | 28.1397 | 28.1397 | 28.1397 | 28.1397 | 28.1397 | 28.1397 | 28.1397 | 28.1397 | 28.1397 | 28.1397 | 28.1397 | 28.1397 | 28.1397 | 28.1397 | 28.1397 | 28.1397 | 28.1397 | 28.1397 | 28.1397 | 28.1397 | 28.1397 | 28.1397 | 28.1397 | 28.1397 | 28.1397 | 28.1397 | 28.1397 | 28.1397 | 28.1397 | 28.1397 | 28.1397 | 28.1397 | 28.1397 | 28.1397 | 28.1397 | 28.1397 | 28.1397 | 28.1397 | 28.1397
2321 | 28.1408 | 28.1408 | 28.1408 | 28.1408 | 28.1408 | 28.1408 | 28.1408 | 28.1408 | 28.1408 | 28.1408 | 28.1408 | 28.1408 | 28.1408 | 28.1408 | 28.1408 | 28.1408 | 28.1408 | 28.1408 | 28.1408 | 28.1408 | 28.1408 | 28.1408 | 28.1408 | 28.1408 | 28.1408 | 28.1408 | 28.1408 | 28.1408 | 28.1408 | 28.1408 | 28.1408 | 28.1408 | 28.1408 | 28.1408 | 28.1408 | 28.1408 | 28.1408 | 28.1408 | 28.1408 | 28.1408 | 28.1408 | 28.1408 | 28.1408 | 28.1408 | 28.1408 | 28.1408 | 28.1408 | 28.1408 | 28.1408 | 28.1408 | 28.1408 | 28.1408 | 28.1408 | 28.1408 | 28.1408 | 28.1408 | 28.1408 | 28.1408 | 28.1408 | 28.1408
2322 | 28.1419 | 28.1419 | 28.1419 | 28.1419 | 28.1419 | 28.1419 | 28.1419 | 28.1419 | 28.1419 | 28.1419 | 28.1419 | 28.1419 | 28.1419 | 28.1419 | 28.1419 | 28.1419 | 28.1419 | 28.1419 | 28.1419 | 28.1419 | 28.1419 | 28.1419 | 28.1419 | 28.1419 | 28.1419 | 28.1419 | 28.1419 | 28.1419 | 28.1419 | 28.1419 | 28.1419 | 28.1419 | 28.1419 | 28.1419 | 28.1419 | 28.1419 | 28.1419 | 28.1419 | 28.1419 | 28.1419 | 28.1419 | 28.1419 | 28.1419 | 28.1419 | 28.1419 | 28.1419 | 28.1419 | 28.1419 | 28.1419 | 28.1419 | 28.1419 | 28.1419 | 28.1419 | 28.1419 | 28.1419 | 28.1419 | 28.1419 | 28.1419 | 28.1419 | 28.1419
2323 | 28.1429 | 28.1429 | 28.1429 | 28.1429 | 28.1429 | 28.1429 | 28.1429 | 28.1429 | 28.1429 | 28.1429 | 28.1429 | 28.1429 | 28.1429 | 28.1429 | 28.1429 | 28.1429 | 28.1429 | 28.1429 | 28.1429 | 28.1429 | 28.1429 | 28.1429 | 28.1429 | 28.1429 | 28.1429 | 28.1429 | 28.1429 | 28.1429 | 28.1429 | 28.1429 | 28.1429 | 28.1429 | 28.1429 | 28.1429 | 28.1429 | 28.1429 | 28.1429 | 28.1429 | 28.1429 | 28.1429 | 28.1429 | 28.1429 | 28.1429 | 28.1429 | 28.1429 | 28.1429 | 28.1429 | 28.1429 | 28.1429 | 28.1429 | 28.1429 | 28.1429 | 28.1429 | 28.1429 | 28.1429 | 28.1429 | 28.1429 | 28.1429 | 28.1429 | 28.1429
2324 | 28.144 | 28.144 | 28.144 | 28.144 | 28.144 | 28.144 | 28.144 | 28.144 | 28.144 | 28.144 | 28.144 | 28.144 | 28.144 | 28.144 | 28.144 | 28.144 | 28.144 | 28.144 | 28.144 | 28.144 | 28.144 | 28.144 | 28.144 | 28.144 | 28.144 | 28.144 | 28.144 | 28.144 | 28.144 | 28.144 | 28.144 | 28.144 | 28.144 | 28.144 | 28.144 | 28.144 | 28.144 | 28.144 | 28.144 | 28.144 | 28.144 | 28.144 | 28.144 | 28.144 | 28.144 | 28.144 | 28.144 | 28.144 | 28.144 | 28.144 | 28.144 | 28.144 | 28.144 | 28.144 | 28.144 | 28.144 | 28.144 | 28.144 | 28.144 | 28.144
2325 | 28.1451 | 28.1451 | 28.1451 | 28.1451 | 28.1451 | 28.1451 | 28.1451 | 28.1451 | 28.1451 | 28.1451 | 28.1451 | 28.1451 | 28.1451 | 28.1451 | 28.1451 | 28.1451 | 28.1451 | 28.1451 | 28.1451 | 28.1451 | 28.1451 | 28.1451 | 28.1451 | 28.1451 | 28.1451 | 28.1451 | 28.1451 | 28.1451 | 28.1451 | 28.1451 | 28.1451 | 28.1451 | 28.1451 | 28.1451 | 28.1451 | 28.1451 | 28.1451 | 28.1451 | 28.1451 | 28.1451 | 28.1451 | 28.1451 | 28.1451 | 28.1451 | 28.1451 | 28.1451 | 28.1451 | 28.1451 | 28.1451 | 28.1451 | 28.1451 | 28.1451 | 28.1451 | 28.1451 | 28.1451 | 28.1451 | 28.1451 | 28.1451 | 28.1451 | 28.1451
2326 | 28.1462 | 28.1462 | 28.1462 | 28.1462 | 28.1462 | 28.1462 | 28.1462 | 28.1462 | 28.1462 | 28.1462 | 28.1462 | 28.1462 | 28.1462 | 28.1462 | 28.1462 | 28.1462 | 28.1462 | 28.1462 | 28.1462 | 28.1462 | 28.1462 | 28.1462 | 28.1462 | 28.1462 | 28.1462 | 28.1462 | 28.1462 | 28.1462 | 28.1462 | 28.1462 | 28.1462 | 28.1462 | 28.1462 | 28.1462 | 28.1462 | 28.1462 | 28.1462 | 28.1462 | 28.1462 | 28.1462 | 28.1462 | 28.1462 | 28.1462 | 28.1462 | 28.1462 | 28.1462 | 28.1462 | 28.1462 | 28.1462 | 28.1462 | 28.1462 | 28.1462 | 28.1462 | 28.1462 | 28.1462 | 28.1462 | 28.1462 | 28.1462 | 28.1462 | 28.1462
2327 | 28.1472 | 28.1472 | 28.1472 | 28.1472 | 28.1472 | 28.1472 | 28.1472 | 28.1472 | 28.1472 | 28.1472 | 28.1472 | 28.1472 | 28.1472 | 28.1472 | 28.1472 | 28.1472 | 28.1472 | 28.1472 | 28.1472 | 28.1472 | 28.1472 | 28.1472 | 28.1472 | 28.1472 | 28.1472 | 28.1472 | 28.1472 | 28.1472 | 28.1472 | 28.1472 | 28.1472 | 28.1472 | 28.1472 | 28.1472 | 28.1472 | 28.1472 | 28.1472 | 28.1472 | 28.1472 | 28.1472 | 28.1472 | 28.1472 | 28.1472 | 28.1472 | 28.1472 | 28.1472 | 28.1472 | 28.1472 | 28.1472 | 28.1472 | 28.1472 | 28.1472 | 28.1472 | 28.1472 | 28.1472 | 28.1472 | 28.1472 | 28.1472 | 28.1472 | 28.1472
2328 | 28.1483 | 28.1483 | 28.1483 | 28.1483 | 28.1483 | 28.1483 | 28.1483 | 28.1483 | 28.1483 | 28.1483 | 28.1483 | 28.1483 | 28.1483 | 28.1483 | 28.1483 | 28.1483 | 28.1483 | 28.1483 | 28.1483 | 28.1483 | 28.1483 | 28.1483 | 28.1483 | 28.1483 | 28.1483 | 28.1483 | 28.1483 | 28.1483 | 28.1483 | 28.1483 | 28.1483 | 28.1483 | 28.1483 | 28.1483 | 28.1483 | 28.1483 | 28.1483 | 28.1483 | 28.1483 | 28.1483 | 28.1483 | 28.1483 | 28.1483 | 28.1483 | 28.1483 | 28.1483 | 28.1483 | 28.1483 | 28.1483 | 28.1483 | 28.1483 | 28.1483 | 28.1483 | 28.1483 | 28.1483 | 28.1483 | 28.1483 | 28.1483 | 28.1483 | 28.1483
2329 | 28.1494 | 28.1494 | 28.1494 | 28.1494 | 28.1494 | 28.1494 | 28.1494 | 28.1494 | 28.1494 | 28.1494 | 28.1494 | 28.1494 | 28.1494 | 28.1494 | 28.1494 | 28.1494 | 28.1494 | 28.1494 | 28.1494 | 28.1494 | 28.1494 | 28.1494 | 28.1494 | 28.1494 | 28.1494 | 28.1494 | 28.1494 | 28.1494 | 28.1494 | 28.1494 | 28.1494 | 28.1494 | 28.1494 | 28.1494 | 28.1494 | 28.1494 | 28.1494 | 28.1494 | 28.1494 | 28.1494 | 28.1494 | 28.1494 | 28.1494 | 28.1494 | 28.1494 | 28.1494 | 28.1494 | 28.1494 | 28.1494 | 28.1494 | 28.1494 | 28.1494 | 28.1494 | 28.1494 | 28.1494 | 28.1494 | 28.1494 | 28.1494 | 28.1494 | 28.1494
2330 | 28.1505 | 28.1505 | 28.1505 | 28.1505 | 28.1505 | 28.1505 | 28.1505 | 28.1505 | 28.1505 | 28.1505 | 28.1505 | 28.1505 | 28.1505 | 28.1505 | 28.1505 | 28.1505 | 28.1505 | 28.1505 | 28.1505 | 28.1505 | 28.1505 | 28.1505 | 28.1505 | 28.1505 | 28.1505 | 28.1505 | 28.1505 | 28.1505 | 28.1505 | 28.1505 | 28.1505 | 28.1505 | 28.1505 | 28.1505 | 28.1505 | 28.1505 | 28.1505 | 28.1505 | 28.1505 | 28.1505 | 28.1505 | 28.1505 | 28.1505 | 28.1505 | 28.1505 | 28.1505 | 28.1505 | 28.1505 | 28.1505 | 28.1505 | 28.1505 | 28.1505 | 28.1505 | 28.1505 | 28.1505 | 28.1505 | 28.1505 | 28.1505 | 28.1505 | 28.1505
2331 | 28.1515 | 28.1515 | 28.1515 | 28.1515 | 28.1515 | 28.1515 | 28.1515 | 28.1515 | 28.1515 | 28.1515 | 28.1515 | 28.1515 | 28.1515 | 28.1515 | 28.1515 | 28.1515 | 28.1515 | 28.1515 | 28.1515 | 28.1515 | 28.1515 | 28.1515 | 28.1515 | 28.1515 | 28.1515 | 28.1515 | 28.1515 | 28.1515 | 28.1515 | 28.1515 | 28.1515 | 28.1515 | 28.1515 | 28.1515 | 28.1515 | 28.1515 | 28.1515 | 28.1515 | 28.1515 | 28.1515 | 28.1515 | 28.1515 | 28.1515 | 28.1515 | 28.1515 | 28.1515 | 28.1515 | 28.1515 | 28.1515 | 28.1515 | 28.1515 | 28.1515 | 28.1515 | 28.1515 | 28.1515 | 28.1515 | 28.1515 | 28.1515 | 28.1515 | 28.1515
2332 | 28.1526 | 28.1526 | 28.1526 | 28.1526 | 28.1526 | 28.1526 | 28.1526 | 28.1526 | 28.1526 | 28.1526 | 28.1526 | 28.1526 | 28.1526 | 28.1526 | 28.1526 | 28.1526 | 28.1526 | 28.1526 | 28.1526 | 28.1526 | 28.1526 | 28.1526 | 28.1526 | 28.1526 | 28.1526 | 28.1526 | 28.1526 | 28.1526 | 28.1526 | 28.1526 | 28.1526 | 28.1526 | 28.1526 | 28.1526 | 28.1526 | 28.1526 | 28.1526 | 28.1526 | 28.1526 | 28.1526 | 28.1526 | 28.1526 | 28.1526 | 28.1526 | 28.1526 | 28.1526 | 28.1526 | 28.1526 | 28.1526 | 28.1526 | 28.1526 | 28.1526 | 28.1526 | 28.1526 | 28.1526 | 28.1526 | 28.1526 | 28.1526 | 28.1526 | 28.1526
2333 | 28.1537 | 28.1537 | 28.1537 | 28.1537 | 28.1537 | 28.1537 | 28.1537 | 28.1537 | 28.1537 | 28.1537 | 28.1537 | 28.1537 | 28.1537 | 28.1537 | 28.1537 | 28.1537 | 28.1537 | 28.1537 | 28.1537 | 28.1537 | 28.1537 | 28.1537 | 28.1537 | 28.1537 | 28.1537 | 28.1537 | 28.1537 | 28.1537 | 28.1537 | 28.1537 | 28.1537 | 28.1537 | 28.1537 | 28.1537 | 28.1537 | 28.1537 | 28.1537 | 28.1537 | 28.1537 | 28.1537 | 28.1537 | 28.1537 | 28.1537 | 28.1537 | 28.1537 | 28.1537 | 28.1537 | 28.1537 | 28.1537 | 28.1537 | 28.1537 | 28.1537 | 28.1537 | 28.1537 | 28.1537 | 28.1537 | 28.1537 | 28.1537 | 28.1537 | 28.1537
2334 | 28.1547 | 28.1547 | 28.1547 | 28.1547 | 28.1547 | 28.1547 | 28.1547 | 28.1547 | 28.1547 | 28.1547 | 28.1547 | 28.1547 | 28.1547 | 28.1547 | 28.1547 | 28.1547 | 28.1547 | 28.1547 | 28.1547 | 28.1547 | 28.1547 | 28.1547 | 28.1547 | 28.1547 | 28.1547 | 28.1547 | 28.1547 | 28.1547 | 28.1547 | 28.1547 | 28.1547 | 28.1547 | 28.1547 | 28.1547 | 28.1547 | 28.1547 | 28.1547 | 28.1547 | 28.1547 | 28.1547 | 28.1547 | 28.1547 | 28.1547 | 28.1547 | 28.1547 | 28.1547 | 28.1547 | 28.1547 | 28.1547 | 28.1547 | 28.1547 | 28.1547 | 28.1547 | 28.1547 | 28.1547 | 28.1547 | 28.1547 | 28.1547 | 28.1547 | 28.1547
2335 | 28.1558 | 28.1558 | 28.1558 | 28.1558 | 28.1558 | 28.1558 | 28.1558 | 28.1558 | 28.1558 | 28.1558 | 28.1558 | 28.1558 | 28.1558 | 28.1558 | 28.1558 | 28.1558 | 28.1558 | 28.1558 | 28.1558 | 28.1558 | 28.1558 | 28.1558 | 28.1558 | 28.1558 | 28.1558 | 28.1558 | 28.1558 | 28.1558 | 28.1558 | 28.1558 | 28.1558 | 28.1558 | 28.1558 | 28.1558 | 28.1558 | 28.1558 | 28.1558 | 28.1558 | 28.1558 | 28.1558 | 28.1558 | 28.1558 | 28.1558 | 28.1558 | 28.1558 | 28.1558 | 28.1558 | 28.1558 | 28.1558 | 28.1558 | 28.1558 | 28.1558 | 28.1558 | 28.1558 | 28.1558 | 28.1558 | 28.1558 | 28.1558 | 28.1558 | 28.1558
2336 | 28.1569 | 28.1569 | 28.1569 | 28.1569 | 28.1569 | 28.1569 | 28.1569 | 28.1569 | 28.1569 | 28.1569 | 28.1569 | 28.1569 | 28.1569 | 28.1569 | 28.1569 | 28.1569 | 28.1569 | 28.1569 | 28.1569 | 28.1569 | 28.1569 | 28.1569 | 28.1569 | 28.1569 | 28.1569 | 28.1569 | 28.1569 | 28.1569 | 28.1569 | 28.1569 | 28.1569 | 28.1569 | 28.1569 | 28.1569 | 28.1569 | 28.1569 | 28.1569 | 28.1569 | 28.1569 | 28.1569 | 28.1569 | 28.1569 | 28.1569 | 28.1569 | 28.1569 | 28.1569 | 28.1569 | 28.1569 | 28.1569 | 28.1569 | 28.1569 | 28.1569 | 28.1569 | 28.1569 | 28.1569 | 28.1569 | 28.1569 | 28.1569 | 28.1569 | 28.1569
2337 | 28.158 | 28.158 | 28.158 | 28.158 | 28.158 | 28.158 | 28.158 | 28.158 | 28.158 | 28.158 | 28.158 | 28.158 | 28.158 | 28.158 | 28.158 | 28.158 | 28.158 | 28.158 | 28.158 | 28.158 | 28.158 | 28.158 | 28.158 | 28.158 | 28.158 | 28.158 | 28.158 | 28.158 | 28.158 | 28.158 | 28.158 | 28.158 | 28.158 | 28.158 | 28.158 | 28.158 | 28.158 | 28.158 | 28.158 | 28.158 | 28.158 | 28.158 | 28.158 | 28.158 | 28.158 | 28.158 | 28.158 | 28.158 | 28.158 | 28.158 | 28.158 | 28.158 | 28.158 | 28.158 | 28.158 | 28.158 | 28.158 | 28.158 | 28.158 | 28.158
2338 | 28.159 | 28.159 | 28.159 | 28.159 | 28.159 | 28.159 | 28.159 | 28.159 | 28.159 | 28.159 | 28.159 | 28.159 | 28.159 | 28.159 | 28.159 | 28.159 | 28.159 | 28.159 | 28.159 | 28.159 | 28.159 | 28.159 | 28.159 | 28.159 | 28.159 | 28.159 | 28.159 | 28.159 | 28.159 | 28.159 | 28.159 | 28.159 | 28.159 | 28.159 | 28.159 | 28.159 | 28.159 | 28.159 | 28.159 | 28.159 | 28.159 | 28.159 | 28.159 | 28.159 | 28.159 | 28.159 | 28.159 | 28.159 | 28.159 | 28.159 | 28.159 | 28.159 | 28.159 | 28.159 | 28.159 | 28.159 | 28.159 | 28.159 | 28.159 | 28.159
2339 | 28.1601 | 28.1601 | 28.1601 | 28.1601 | 28.1601 | 28.1601 | 28.1601 | 28.1601 | 28.1601 | 28.1601 | 28.1601 | 28.1601 | 28.1601 | 28.1601 | 28.1601 | 28.1601 | 28.1601 | 28.1601 | 28.1601 | 28.1601 | 28.1601 | 28.1601 | 28.1601 | 28.1601 | 28.1601 | 28.1601 | 28.1601 | 28.1601 | 28.1601 | 28.1601 | 28.1601 | 28.1601 | 28.1601 | 28.1601 | 28.1601 | 28.1601 | 28.1601 | 28.1601 | 28.1601 | 28.1601 | 28.1601 | 28.1601 | 28.1601 | 28.1601 | 28.1601 | 28.1601 | 28.1601 | 28.1601 | 28.1601 | 28.1601 | 28.1601 | 28.1601 | 28.1601 | 28.1601 | 28.1601 | 28.1601 | 28.1601 | 28.1601 | 28.1601 | 28.1601
2340 | 28.1612 | 28.1612 | 28.1612 | 28.1612 | 28.1612 | 28.1612 | 28.1612 | 28.1612 | 28.1612 | 28.1612 | 28.1612 | 28.1612 | 28.1612 | 28.1612 | 28.1612 | 28.1612 | 28.1612 | 28.1612 | 28.1612 | 28.1612 | 28.1612 | 28.1612 | 28.1612 | 28.1612 | 28.1612 | 28.1612 | 28.1612 | 28.1612 | 28.1612 | 28.1612 | 28.1612 | 28.1612 | 28.1612 | 28.1612 | 28.1612 | 28.1612 | 28.1612 | 28.1612 | 28.1612 | 28.1612 | 28.1612 | 28.1612 | 28.1612 | 28.1612 | 28.1612 | 28.1612 | 28.1612 | 28.1612 | 28.1612 | 28.1612 | 28.1612 | 28.1612 | 28.1612 | 28.1612 | 28.1612 | 28.1612 | 28.1612 | 28.1612 | 28.1612 | 28.1612
2341 | 28.1622 | 28.1622 | 28.1622 | 28.1622 | 28.1622 | 28.1622 | 28.1622 | 28.1622 | 28.1622 | 28.1622 | 28.1622 | 28.1622 | 28.1622 | 28.1622 | 28.1622 | 28.1622 | 28.1622 | 28.1622 | 28.1622 | 28.1622 | 28.1622 | 28.1622 | 28.1622 | 28.1622 | 28.1622 | 28.1622 | 28.1622 | 28.1622 | 28.1622 | 28.1622 | 28.1622 | 28.1622 | 28.1622 | 28.1622 | 28.1622 | 28.1622 | 28.1622 | 28.1622 | 28.1622 | 28.1622 | 28.1622 | 28.1622 | 28.1622 | 28.1622 | 28.1622 | 28.1622 | 28.1622 | 28.1622 | 28.1622 | 28.1622 | 28.1622 | 28.1622 | 28.1622 | 28.1622 | 28.1622 | 28.1622 | 28.1622 | 28.1622 | 28.1622 | 28.1622
2342 | 28.1633 | 28.1633 | 28.1633 | 28.1633 | 28.1633 | 28.1633 | 28.1633 | 28.1633 | 28.1633 | 28.1633 | 28.1633 | 28.1633 | 28.1633 | 28.1633 | 28.1633 | 28.1633 | 28.1633 | 28.1633 | 28.1633 | 28.1633 | 28.1633 | 28.1633 | 28.1633 | 28.1633 | 28.1633 | 28.1633 | 28.1633 | 28.1633 | 28.1633 | 28.1633 | 28.1633 | 28.1633 | 28.1633 | 28.1633 | 28.1633 | 28.1633 | 28.1633 | 28.1633 | 28.1633 | 28.1633 | 28.1633 | 28.1633 | 28.1633 | 28.1633 | 28.1633 | 28.1633 | 28.1633 | 28.1633 | 28.1633 | 28.1633 | 28.1633 | 28.1633 | 28.1633 | 28.1633 | 28.1633 | 28.1633 | 28.1633 | 28.1633 | 28.1633 | 28.1633
2343 | 28.1644 | 28.1644 | 28.1644 | 28.1644 | 28.1644 | 28.1644 | 28.1644 | 28.1644 | 28.1644 | 28.1644 | 28.1644 | 28.1644 | 28.1644 | 28.1644 | 28.1644 | 28.1644 | 28.1644 | 28.1644 | 28.1644 | 28.1644 | 28.1644 | 28.1644 | 28.1644 | 28.1644 | 28.1644 | 28.1644 | 28.1644 | 28.1644 | 28.1644 | 28.1644 | 28.1644 | 28.1644 | 28.1644 | 28.1644 | 28.1644 | 28.1644 | 28.1644 | 28.1644 | 28.1644 | 28.1644 | 28.1644 | 28.1644 | 28.1644 | 28.1644 | 28.1644 | 28.1644 | 28.1644 | 28.1644 | 28.1644 | 28.1644 | 28.1644 | 28.1644 | 28.1644 | 28.1644 | 28.1644 | 28.1644 | 28.1644 | 28.1644 | 28.1644 | 28.1644
2344 | 28.1654 | 28.1654 | 28.1654 | 28.1654 | 28.1654 | 28.1654 | 28.1654 | 28.1654 | 28.1654 | 28.1654 | 28.1654 | 28.1654 | 28.1654 | 28.1654 | 28.1654 | 28.1654 | 28.1654 | 28.1654 | 28.1654 | 28.1654 | 28.1654 | 28.1654 | 28.1654 | 28.1654 | 28.1654 | 28.1654 | 28.1654 | 28.1654 | 28.1654 | 28.1654 | 28.1654 | 28.1654 | 28.1654 | 28.1654 | 28.1654 | 28.1654 | 28.1654 | 28.1654 | 28.1654 | 28.1654 | 28.1654 | 28.1654 | 28.1654 | 28.1654 | 28.1654 | 28.1654 | 28.1654 | 28.1654 | 28.1654 | 28.1654 | 28.1654 | 28.1654 | 28.1654 | 28.1654 | 28.1654 | 28.1654 | 28.1654 | 28.1654 | 28.1654 | 28.1654
2345 | 28.1665 | 28.1665 | 28.1665 | 28.1665 | 28.1665 | 28.1665 | 28.1665 | 28.1665 | 28.1665 | 28.1665 | 28.1665 | 28.1665 | 28.1665 | 28.1665 | 28.1665 | 28.1665 | 28.1665 | 28.1665 | 28.1665 | 28.1665 | 28.1665 | 28.1665 | 28.1665 | 28.1665 | 28.1665 | 28.1665 | 28.1665 | 28.1665 | 28.1665 | 28.1665 | 28.1665 | 28.1665 | 28.1665 | 28.1665 | 28.1665 | 28.1665 | 28.1665 | 28.1665 | 28.1665 | 28.1665 | 28.1665 | 28.1665 | 28.1665 | 28.1665 | 28.1665 | 28.1665 | 28.1665 | 28.1665 | 28.1665 | 28.1665 | 28.1665 | 28.1665 | 28.1665 | 28.1665 | 28.1665 | 28.1665 | 28.1665 | 28.1665 | 28.1665 | 28.1665
2346 | 28.1676 | 28.1676 | 28.1676 | 28.1676 | 28.1676 | 28.1676 | 28.1676 | 28.1676 | 28.1676 | 28.1676 | 28.1676 | 28.1676 | 28.1676 | 28.1676 | 28.1676 | 28.1676 | 28.1676 | 28.1676 | 28.1676 | 28.1676 | 28.1676 | 28.1676 | 28.1676 | 28.1676 | 28.1676 | 28.1676 | 28.1676 | 28.1676 | 28.1676 | 28.1676 | 28.1676 | 28.1676 | 28.1676 | 28.1676 | 28.1676 | 28.1676 | 28.1676 | 28.1676 | 28.1676 | 28.1676 | 28.1676 | 28.1676 | 28.1676 | 28.1676 | 28.1676 | 28.1676 | 28.1676 | 28.1676 | 28.1676 | 28.1676 | 28.1676 | 28.1676 | 28.1676 | 28.1676 | 28.1676 | 28.1676 | 28.1676 | 28.1676 | 28.1676 | 28.1676
2347 | 28.1686 | 28.1686 | 28.1686 | 28.1686 | 28.1686 | 28.1686 | 28.1686 | 28.1686 | 28.1686 | 28.1686 | 28.1686 | 28.1686 | 28.1686 | 28.1686 | 28.1686 | 28.1686 | 28.1686 | 28.1686 | 28.1686 | 28.1686 | 28.1686 | 28.1686 | 28.1686 | 28.1686 | 28.1686 | 28.1686 | 28.1686 | 28.1686 | 28.1686 | 28.1686 | 28.1686 | 28.1686 | 28.1686 | 28.1686 | 28.1686 | 28.1686 | 28.1686 | 28.1686 | 28.1686 | 28.1686 | 28.1686 | 28.1686 | 28.1686 | 28.1686 | 28.1686 | 28.1686 | 28.1686 | 28.1686 | 28.1686 | 28.1686 | 28.1686 | 28.1686 | 28.1686 | 28.1686 | 28.1686 | 28.1686 | 28.1686 | 28.1686 | 28.1686 | 28.1686
2348 | 28.1697 | 28.1697 | 28.1697 | 28.1697 | 28.1697 | 28.1697 | 28.1697 | 28.1697 | 28.1697 | 28.1697 | 28.1697 | 28.1697 | 28.1697 | 28.1697 | 28.1697 | 28.1697 | 28.1697 | 28.1697 | 28.1697 | 28.1697 | 28.1697 | 28.1697 | 28.1697 | 28.1697 | 28.1697 | 28.1697 | 28.1697 | 28.1697 | 28.1697 | 28.1697 | 28.1697 | 28.1697 | 28.1697 | 28.1697 | 28.1697 | 28.1697 | 28.1697 | 28.1697 | 28.1697 | 28.1697 | 28.1697 | 28.1697 | 28.1697 | 28.1697 | 28.1697 | 28.1697 | 28.1697 | 28.1697 | 28.1697 | 28.1697 | 28.1697 | 28.1697 | 28.1697 | 28.1697 | 28.1697 | 28.1697 | 28.1697 | 28.1697 | 28.1697 | 28.1697
2349 | 28.1708 | 28.1708 | 28.1708 | 28.1708 | 28.1708 | 28.1708 | 28.1708 | 28.1708 | 28.1708 | 28.1708 | 28.1708 | 28.1708 | 28.1708 | 28.1708 | 28.1708 | 28.1708 | 28.1708 | 28.1708 | 28.1708 | 28.1708 | 28.1708 | 28.1708 | 28.1708 | 28.1708 | 28.1708 | 28.1708 | 28.1708 | 28.1708 | 28.1708 | 28.1708 | 28.1708 | 28.1708 | 28.1708 | 28.1708 | 28.1708 | 28.1708 | 28.1708 | 28.1708 | 28.1708 | 28.1708 | 28.1708 | 28.1708 | 28.1708 | 28.1708 | 28.1708 | 28.1708 | 28.1708 | 28.1708 | 28.1708 | 28.1708 | 28.1708 | 28.1708 | 28.1708 | 28.1708 | 28.1708 | 28.1708 | 28.1708 | 28.1708 | 28.1708 | 28.1708
2350 | 28.1718 | 28.1718 | 28.1718 | 28.1718 | 28.1718 | 28.1718 | 28.1718 | 28.1718 | 28.1718 | 28.1718 | 28.1718 | 28.1718 | 28.1718 | 28.1718 | 28.1718 | 28.1718 | 28.1718 | 28.1718 | 28.1718 | 28.1718 | 28.1718 | 28.1718 | 28.1718 | 28.1718 | 28.1718 | 28.1718 | 28.1718 | 28.1718 | 28.1718 | 28.1718 | 28.1718 | 28.1718 | 28.1718 | 28.1718 | 28.1718 | 28.1718 | 28.1718 | 28.1718 | 28.1718 | 28.1718 | 28.1718 | 28.1718 | 28.1718 | 28.1718 | 28.1718 | 28.1718 | 28.1718 | 28.1718 | 28.1718 | 28.1718 | 28.1718 | 28.1718 | 28.1718 | 28.1718 | 28.1718 | 28.1718 | 28.1718 | 28.1718 | 28.1718 | 28.1718
2351 | 28.1729 | 28.1729 | 28.1729 | 28.1729 | 28.1729 | 28.1729 | 28.1729 | 28.1729 | 28.1729 | 28.1729 | 28.1729 | 28.1729 | 28.1729 | 28.1729 | 28.1729 | 28.1729 | 28.1729 | 28.1729 | 28.1729 | 28.1729 | 28.1729 | 28.1729 | 28.1729 | 28.1729 | 28.1729 | 28.1729 | 28.1729 | 28.1729 | 28.1729 | 28.1729 | 28.1729 | 28.1729 | 28.1729 | 28.1729 | 28.1729 | 28.1729 | 28.1729 | 28.1729 | 28.1729 | 28.1729 | 28.1729 | 28.1729 | 28.1729 | 28.1729 | 28.1729 | 28.1729 | 28.1729 | 28.1729 | 28.1729 | 28.1729 | 28.1729 | 28.1729 | 28.1729 | 28.1729 | 28.1729 | 28.1729 | 28.1729 | 28.1729 | 28.1729 | 28.1729
2352 | 28.1739 | 28.1739 | 28.1739 | 28.1739 | 28.1739 | 28.1739 | 28.1739 | 28.1739 | 28.1739 | 28.1739 | 28.1739 | 28.1739 | 28.1739 | 28.1739 | 28.1739 | 28.1739 | 28.1739 | 28.1739 | 28.1739 | 28.1739 | 28.1739 | 28.1739 | 28.1739 | 28.1739 | 28.1739 | 28.1739 | 28.1739 | 28.1739 | 28.1739 | 28.1739 | 28.1739 | 28.1739 | 28.1739 | 28.1739 | 28.1739 | 28.1739 | 28.1739 | 28.1739 | 28.1739 | 28.1739 | 28.1739 | 28.1739 | 28.1739 | 28.1739 | 28.1739 | 28.1739 | 28.1739 | 28.1739 | 28.1739 | 28.1739 | 28.1739 | 28.1739 | 28.1739 | 28.1739 | 28.1739 | 28.1739 | 28.1739 | 28.1739 | 28.1739 | 28.1739
2353 | 28.175 | 28.175 | 28.175 | 28.175 | 28.175 | 28.175 | 28.175 | 28.175 | 28.175 | 28.175 | 28.175 | 28.175 | 28.175 | 28.175 | 28.175 | 28.175 | 28.175 | 28.175 | 28.175 | 28.175 | 28.175 | 28.175 | 28.175 | 28.175 | 28.175 | 28.175 | 28.175 | 28.175 | 28.175 | 28.175 | 28.175 | 28.175 | 28.175 | 28.175 | 28.175 | 28.175 | 28.175 | 28.175 | 28.175 | 28.175 | 28.175 | 28.175 | 28.175 | 28.175 | 28.175 | 28.175 | 28.175 | 28.175 | 28.175 | 28.175 | 28.175 | 28.175 | 28.175 | 28.175 | 28.175 | 28.175 | 28.175 | 28.175 | 28.175 | 28.175
2354 | 28.1761 | 28.1761 | 28.1761 | 28.1761 | 28.1761 | 28.1761 | 28.1761 | 28.1761 | 28.1761 | 28.1761 | 28.1761 | 28.1761 | 28.1761 | 28.1761 | 28.1761 | 28.1761 | 28.1761 | 28.1761 | 28.1761 | 28.1761 | 28.1761 | 28.1761 | 28.1761 | 28.1761 | 28.1761 | 28.1761 | 28.1761 | 28.1761 | 28.1761 | 28.1761 | 28.1761 | 28.1761 | 28.1761 | 28.1761 | 28.1761 | 28.1761 | 28.1761 | 28.1761 | 28.1761 | 28.1761 | 28.1761 | 28.1761 | 28.1761 | 28.1761 | 28.1761 | 28.1761 | 28.1761 | 28.1761 | 28.1761 | 28.1761 | 28.1761 | 28.1761 | 28.1761 | 28.1761 | 28.1761 | 28.1761 | 28.1761 | 28.1761 | 28.1761 | 28.1761
2355 | 28.1771 | 28.1771 | 28.1771 | 28.1771 | 28.1771 | 28.1771 | 28.1771 | 28.1771 | 28.1771 | 28.1771 | 28.1771 | 28.1771 | 28.1771 | 28.1771 | 28.1771 | 28.1771 | 28.1771 | 28.1771 | 28.1771 | 28.1771 | 28.1771 | 28.1771 | 28.1771 | 28.1771 | 28.1771 | 28.1771 | 28.1771 | 28.1771 | 28.1771 | 28.1771 | 28.1771 | 28.1771 | 28.1771 | 28.1771 | 28.1771 | 28.1771 | 28.1771 | 28.1771 | 28.1771 | 28.1771 | 28.1771 | 28.1771 | 28.1771 | 28.1771 | 28.1771 | 28.1771 | 28.1771 | 28.1771 | 28.1771 | 28.1771 | 28.1771 | 28.1771 | 28.1771 | 28.1771 | 28.1771 | 28.1771 | 28.1771 | 28.1771 | 28.1771 | 28.1771
2356 | 28.1782 | 28.1782 | 28.1782 | 28.1782 | 28.1782 | 28.1782 | 28.1782 | 28.1782 | 28.1782 | 28.1782 | 28.1782 | 28.1782 | 28.1782 | 28.1782 | 28.1782 | 28.1782 | 28.1782 | 28.1782 | 28.1782 | 28.1782 | 28.1782 | 28.1782 | 28.1782 | 28.1782 | 28.1782 | 28.1782 | 28.1782 | 28.1782 | 28.1782 | 28.1782 | 28.1782 | 28.1782 | 28.1782 | 28.1782 | 28.1782 | 28.1782 | 28.1782 | 28.1782 | 28.1782 | 28.1782 | 28.1782 | 28.1782 | 28.1782 | 28.1782 | 28.1782 | 28.1782 | 28.1782 | 28.1782 | 28.1782 | 28.1782 | 28.1782 | 28.1782 | 28.1782 | 28.1782 | 28.1782 | 28.1782 | 28.1782 | 28.1782 | 28.1782 | 28.1782
2357 | 28.1793 | 28.1793 | 28.1793 | 28.1793 | 28.1793 | 28.1793 | 28.1793 | 28.1793 | 28.1793 | 28.1793 | 28.1793 | 28.1793 | 28.1793 | 28.1793 | 28.1793 | 28.1793 | 28.1793 | 28.1793 | 28.1793 | 28.1793 | 28.1793 | 28.1793 | 28.1793 | 28.1793 | 28.1793 | 28.1793 | 28.1793 | 28.1793 | 28.1793 | 28.1793 | 28.1793 | 28.1793 | 28.1793 | 28.1793 | 28.1793 | 28.1793 | 28.1793 | 28.1793 | 28.1793 | 28.1793 | 28.1793 | 28.1793 | 28.1793 | 28.1793 | 28.1793 | 28.1793 | 28.1793 | 28.1793 | 28.1793 | 28.1793 | 28.1793 | 28.1793 | 28.1793 | 28.1793 | 28.1793 | 28.1793 | 28.1793 | 28.1793 | 28.1793 | 28.1793
2358 | 28.1803 | 28.1803 | 28.1803 | 28.1803 | 28.1803 | 28.1803 | 28.1803 | 28.1803 | 28.1803 | 28.1803 | 28.1803 | 28.1803 | 28.1803 | 28.1803 | 28.1803 | 28.1803 | 28.1803 | 28.1803 | 28.1803 | 28.1803 | 28.1803 | 28.1803 | 28.1803 | 28.1803 | 28.1803 | 28.1803 | 28.1803 | 28.1803 | 28.1803 | 28.1803 | 28.1803 | 28.1803 | 28.1803 | 28.1803 | 28.1803 | 28.1803 | 28.1803 | 28.1803 | 28.1803 | 28.1803 | 28.1803 | 28.1803 | 28.1803 | 28.1803 | 28.1803 | 28.1803 | 28.1803 | 28.1803 | 28.1803 | 28.1803 | 28.1803 | 28.1803 | 28.1803 | 28.1803 | 28.1803 | 28.1803 | 28.1803 | 28.1803 | 28.1803 | 28.1803
2359 | 28.1814 | 28.1814 | 28.1814 | 28.1814 | 28.1814 | 28.1814 | 28.1814 | 28.1814 | 28.1814 | 28.1814 | 28.1814 | 28.1814 | 28.1814 | 28.1814 | 28.1814 | 28.1814 | 28.1814 | 28.1814 | 28.1814 | 28.1814 | 28.1814 | 28.1814 | 28.1814 | 28.1814 | 28.1814 | 28.1814 | 28.1814 | 28.1814 | 28.1814 | 28.1814 | 28.1814 | 28.1814 | 28.1814 | 28.1814 | 28.1814 | 28.1814 | 28.1814 | 28.1814 | 28.1814 | 28.1814 | 28.1814 | 28.1814 | 28.1814 | 28.1814 | 28.1814 | 28.1814 | 28.1814 | 28.1814 | 28.1814 | 28.1814 | 28.1814 | 28.1814 | 28.1814 | 28.1814 | 28.1814 | 28.1814 | 28.1814 | 28.1814 | 28.1814 | 28.1814
2360 | 28.1824 | 28.1824 | 28.1824 | 28.1824 | 28.1824 | 28.1824 | 28.1824 | 28.1824 | 28.1824 | 28.1824 | 28.1824 | 28.1824 | 28.1824 | 28.1824 | 28.1824 | 28.1824 | 28.1824 | 28.1824 | 28.1824 | 28.1824 | 28.1824 | 28.1824 | 28.1824 | 28.1824 | 28.1824 | 28.1824 | 28.1824 | 28.1824 | 28.1824 | 28.1824 | 28.1824 | 28.1824 | 28.1824 | 28.1824 | 28.1824 | 28.1824 | 28.1824 | 28.1824 | 28.1824 | 28.1824 | 28.1824 | 28.1824 | 28.1824 | 28.1824 | 28.1824 | 28.1824 | 28.1824 | 28.1824 | 28.1824 | 28.1824 | 28.1824 | 28.1824 | 28.1824 | 28.1824 | 28.1824 | 28.1824 | 28.1824 | 28.1824 | 28.1824 | 28.1824
2361 | 28.1835 | 28.1835 | 28.1835 | 28.1835 | 28.1835 | 28.1835 | 28.1835 | 28.1835 | 28.1835 | 28.1835 | 28.1835 | 28.1835 | 28.1835 | 28.1835 | 28.1835 | 28.1835 | 28.1835 | 28.1835 | 28.1835 | 28.1835 | 28.1835 | 28.1835 | 28.1835 | 28.1835 | 28.1835 | 28.1835 | 28.1835 | 28.1835 | 28.1835 | 28.1835 | 28.1835 | 28.1835 | 28.1835 | 28.1835 | 28.1835 | 28.1835 | 28.1835 | 28.1835 | 28.1835 | 28.1835 | 28.1835 | 28.1835 | 28.1835 | 28.1835 | 28.1835 | 28.1835 | 28.1835 | 28.1835 | 28.1835 | 28.1835 | 28.1835 | 28.1835 | 28.1835 | 28.1835 | 28.1835 | 28.1835 | 28.1835 | 28.1835 | 28.1835 | 28.1835
2362 | 28.1846 | 28.1846 | 28.1846 | 28.1846 | 28.1846 | 28.1846 | 28.1846 | 28.1846 | 28.1846 | 28.1846 | 28.1846 | 28.1846 | 28.1846 | 28.1846 | 28.1846 | 28.1846 | 28.1846 | 28.1846 | 28.1846 | 28.1846 | 28.1846 | 28.1846 | 28.1846 | 28.1846 | 28.1846 | 28.1846 | 28.1846 | 28.1846 | 28.1846 | 28.1846 | 28.1846 | 28.1846 | 28.1846 | 28.1846 | 28.1846 | 28.1846 | 28.1846 | 28.1846 | 28.1846 | 28.1846 | 28.1846 | 28.1846 | 28.1846 | 28.1846 | 28.1846 | 28.1846 | 28.1846 | 28.1846 | 28.1846 | 28.1846 | 28.1846 | 28.1846 | 28.1846 | 28.1846 | 28.1846 | 28.1846 | 28.1846 | 28.1846 | 28.1846 | 28.1846
2363 | 28.1856 | 28.1856 | 28.1856 | 28.1856 | 28.1856 | 28.1856 | 28.1856 | 28.1856 | 28.1856 | 28.1856 | 28.1856 | 28.1856 | 28.1856 | 28.1856 | 28.1856 | 28.1856 | 28.1856 | 28.1856 | 28.1856 | 28.1856 | 28.1856 | 28.1856 | 28.1856 | 28.1856 | 28.1856 | 28.1856 | 28.1856 | 28.1856 | 28.1856 | 28.1856 | 28.1856 | 28.1856 | 28.1856 | 28.1856 | 28.1856 | 28.1856 | 28.1856 | 28.1856 | 28.1856 | 28.1856 | 28.1856 | 28.1856 | 28.1856 | 28.1856 | 28.1856 | 28.1856 | 28.1856 | 28.1856 | 28.1856 | 28.1856 | 28.1856 | 28.1856 | 28.1856 | 28.1856 | 28.1856 | 28.1856 | 28.1856 | 28.1856 | 28.1856 | 28.1856
2364 | 28.1867 | 28.1867 | 28.1867 | 28.1867 | 28.1867 | 28.1867 | 28.1867 | 28.1867 | 28.1867 | 28.1867 | 28.1867 | 28.1867 | 28.1867 | 28.1867 | 28.1867 | 28.1867 | 28.1867 | 28.1867 | 28.1867 | 28.1867 | 28.1867 | 28.1867 | 28.1867 | 28.1867 | 28.1867 | 28.1867 | 28.1867 | 28.1867 | 28.1867 | 28.1867 | 28.1867 | 28.1867 | 28.1867 | 28.1867 | 28.1867 | 28.1867 | 28.1867 | 28.1867 | 28.1867 | 28.1867 | 28.1867 | 28.1867 | 28.1867 | 28.1867 | 28.1867 | 28.1867 | 28.1867 | 28.1867 | 28.1867 | 28.1867 | 28.1867 | 28.1867 | 28.1867 | 28.1867 | 28.1867 | 28.1867 | 28.1867 | 28.1867 | 28.1867 | 28.1867
2365 | 28.1877 | 28.1877 | 28.1877 | 28.1877 | 28.1877 | 28.1877 | 28.1877 | 28.1877 | 28.1877 | 28.1877 | 28.1877 | 28.1877 | 28.1877 | 28.1877 | 28.1877 | 28.1877 | 28.1877 | 28.1877 | 28.1877 | 28.1877 | 28.1877 | 28.1877 | 28.1877 | 28.1877 | 28.1877 | 28.1877 | 28.1877 | 28.1877 | 28.1877 | 28.1877 | 28.1877 | 28.1877 | 28.1877 | 28.1877 | 28.1877 | 28.1877 | 28.1877 | 28.1877 | 28.1877 | 28.1877 | 28.1877 | 28.1877 | 28.1877 | 28.1877 | 28.1877 | 28.1877 | 28.1877 | 28.1877 | 28.1877 | 28.1877 | 28.1877 | 28.1877 | 28.1877 | 28.1877 | 28.1877 | 28.1877 | 28.1877 | 28.1877 | 28.1877 | 28.1877
2366 | 28.1888 | 28.1888 | 28.1888 | 28.1888 | 28.1888 | 28.1888 | 28.1888 | 28.1888 | 28.1888 | 28.1888 | 28.1888 | 28.1888 | 28.1888 | 28.1888 | 28.1888 | 28.1888 | 28.1888 | 28.1888 | 28.1888 | 28.1888 | 28.1888 | 28.1888 | 28.1888 | 28.1888 | 28.1888 | 28.1888 | 28.1888 | 28.1888 | 28.1888 | 28.1888 | 28.1888 | 28.1888 | 28.1888 | 28.1888 | 28.1888 | 28.1888 | 28.1888 | 28.1888 | 28.1888 | 28.1888 | 28.1888 | 28.1888 | 28.1888 | 28.1888 | 28.1888 | 28.1888 | 28.1888 | 28.1888 | 28.1888 | 28.1888 | 28.1888 | 28.1888 | 28.1888 | 28.1888 | 28.1888 | 28.1888 | 28.1888 | 28.1888 | 28.1888 | 28.1888
2367 | 28.1898 | 28.1898 | 28.1898 | 28.1898 | 28.1898 | 28.1898 | 28.1898 | 28.1898 | 28.1898 | 28.1898 | 28.1898 | 28.1898 | 28.1898 | 28.1898 | 28.1898 | 28.1898 | 28.1898 | 28.1898 | 28.1898 | 28.1898 | 28.1898 | 28.1898 | 28.1898 | 28.1898 | 28.1898 | 28.1898 | 28.1898 | 28.1898 | 28.1898 | 28.1898 | 28.1898 | 28.1898 | 28.1898 | 28.1898 | 28.1898 | 28.1898 | 28.1898 | 28.1898 | 28.1898 | 28.1898 | 28.1898 | 28.1898 | 28.1898 | 28.1898 | 28.1898 | 28.1898 | 28.1898 | 28.1898 | 28.1898 | 28.1898 | 28.1898 | 28.1898 | 28.1898 | 28.1898 | 28.1898 | 28.1898 | 28.1898 | 28.1898 | 28.1898 | 28.1898
2368 | 28.1909 | 28.1909 | 28.1909 | 28.1909 | 28.1909 | 28.1909 | 28.1909 | 28.1909 | 28.1909 | 28.1909 | 28.1909 | 28.1909 | 28.1909 | 28.1909 | 28.1909 | 28.1909 | 28.1909 | 28.1909 | 28.1909 | 28.1909 | 28.1909 | 28.1909 | 28.1909 | 28.1909 | 28.1909 | 28.1909 | 28.1909 | 28.1909 | 28.1909 | 28.1909 | 28.1909 | 28.1909 | 28.1909 | 28.1909 | 28.1909 | 28.1909 | 28.1909 | 28.1909 | 28.1909 | 28.1909 | 28.1909 | 28.1909 | 28.1909 | 28.1909 | 28.1909 | 28.1909 | 28.1909 | 28.1909 | 28.1909 | 28.1909 | 28.1909 | 28.1909 | 28.1909 | 28.1909 | 28.1909 | 28.1909 | 28.1909 | 28.1909 | 28.1909 | 28.1909
2369 | 28.192 | 28.192 | 28.192 | 28.192 | 28.192 | 28.192 | 28.192 | 28.192 | 28.192 | 28.192 | 28.192 | 28.192 | 28.192 | 28.192 | 28.192 | 28.192 | 28.192 | 28.192 | 28.192 | 28.192 | 28.192 | 28.192 | 28.192 | 28.192 | 28.192 | 28.192 | 28.192 | 28.192 | 28.192 | 28.192 | 28.192 | 28.192 | 28.192 | 28.192 | 28.192 | 28.192 | 28.192 | 28.192 | 28.192 | 28.192 | 28.192 | 28.192 | 28.192 | 28.192 | 28.192 | 28.192 | 28.192 | 28.192 | 28.192 | 28.192 | 28.192 | 28.192 | 28.192 | 28.192 | 28.192 | 28.192 | 28.192 | 28.192 | 28.192 | 28.192
2370 | 28.193 | 28.193 | 28.193 | 28.193 | 28.193 | 28.193 | 28.193 | 28.193 | 28.193 | 28.193 | 28.193 | 28.193 | 28.193 | 28.193 | 28.193 | 28.193 | 28.193 | 28.193 | 28.193 | 28.193 | 28.193 | 28.193 | 28.193 | 28.193 | 28.193 | 28.193 | 28.193 | 28.193 | 28.193 | 28.193 | 28.193 | 28.193 | 28.193 | 28.193 | 28.193 | 28.193 | 28.193 | 28.193 | 28.193 | 28.193 | 28.193 | 28.193 | 28.193 | 28.193 | 28.193 | 28.193 | 28.193 | 28.193 | 28.193 | 28.193 | 28.193 | 28.193 | 28.193 | 28.193 | 28.193 | 28.193 | 28.193 | 28.193 | 28.193 | 28.193
2371 | 28.1941 | 28.1941 | 28.1941 | 28.1941 | 28.1941 | 28.1941 | 28.1941 | 28.1941 | 28.1941 | 28.1941 | 28.1941 | 28.1941 | 28.1941 | 28.1941 | 28.1941 | 28.1941 | 28.1941 | 28.1941 | 28.1941 | 28.1941 | 28.1941 | 28.1941 | 28.1941 | 28.1941 | 28.1941 | 28.1941 | 28.1941 | 28.1941 | 28.1941 | 28.1941 | 28.1941 | 28.1941 | 28.1941 | 28.1941 | 28.1941 | 28.1941 | 28.1941 | 28.1941 | 28.1941 | 28.1941 | 28.1941 | 28.1941 | 28.1941 | 28.1941 | 28.1941 | 28.1941 | 28.1941 | 28.1941 | 28.1941 | 28.1941 | 28.1941 | 28.1941 | 28.1941 | 28.1941 | 28.1941 | 28.1941 | 28.1941 | 28.1941 | 28.1941 | 28.1941
2372 | 28.1951 | 28.1951 | 28.1951 | 28.1951 | 28.1951 | 28.1951 | 28.1951 | 28.1951 | 28.1951 | 28.1951 | 28.1951 | 28.1951 | 28.1951 | 28.1951 | 28.1951 | 28.1951 | 28.1951 | 28.1951 | 28.1951 | 28.1951 | 28.1951 | 28.1951 | 28.1951 | 28.1951 | 28.1951 | 28.1951 | 28.1951 | 28.1951 | 28.1951 | 28.1951 | 28.1951 | 28.1951 | 28.1951 | 28.1951 | 28.1951 | 28.1951 | 28.1951 | 28.1951 | 28.1951 | 28.1951 | 28.1951 | 28.1951 | 28.1951 | 28.1951 | 28.1951 | 28.1951 | 28.1951 | 28.1951 | 28.1951 | 28.1951 | 28.1951 | 28.1951 | 28.1951 | 28.1951 | 28.1951 | 28.1951 | 28.1951 | 28.1951 | 28.1951 | 28.1951
2373 | 28.1962 | 28.1962 | 28.1962 | 28.1962 | 28.1962 | 28.1962 | 28.1962 | 28.1962 | 28.1962 | 28.1962 | 28.1962 | 28.1962 | 28.1962 | 28.1962 | 28.1962 | 28.1962 | 28.1962 | 28.1962 | 28.1962 | 28.1962 | 28.1962 | 28.1962 | 28.1962 | 28.1962 | 28.1962 | 28.1962 | 28.1962 | 28.1962 | 28.1962 | 28.1962 | 28.1962 | 28.1962 | 28.1962 | 28.1962 | 28.1962 | 28.1962 | 28.1962 | 28.1962 | 28.1962 | 28.1962 | 28.1962 | 28.1962 | 28.1962 | 28.1962 | 28.1962 | 28.1962 | 28.1962 | 28.1962 | 28.1962 | 28.1962 | 28.1962 | 28.1962 | 28.1962 | 28.1962 | 28.1962 | 28.1962 | 28.1962 | 28.1962 | 28.1962 | 28.1962
2374 | 28.1972 | 28.1972 | 28.1972 | 28.1972 | 28.1972 | 28.1972 | 28.1972 | 28.1972 | 28.1972 | 28.1972 | 28.1972 | 28.1972 | 28.1972 | 28.1972 | 28.1972 | 28.1972 | 28.1972 | 28.1972 | 28.1972 | 28.1972 | 28.1972 | 28.1972 | 28.1972 | 28.1972 | 28.1972 | 28.1972 | 28.1972 | 28.1972 | 28.1972 | 28.1972 | 28.1972 | 28.1972 | 28.1972 | 28.1972 | 28.1972 | 28.1972 | 28.1972 | 28.1972 | 28.1972 | 28.1972 | 28.1972 | 28.1972 | 28.1972 | 28.1972 | 28.1972 | 28.1972 | 28.1972 | 28.1972 | 28.1972 | 28.1972 | 28.1972 | 28.1972 | 28.1972 | 28.1972 | 28.1972 | 28.1972 | 28.1972 | 28.1972 | 28.1972 | 28.1972
2375 | 28.1983 | 28.1983 | 28.1983 | 28.1983 | 28.1983 | 28.1983 | 28.1983 | 28.1983 | 28.1983 | 28.1983 | 28.1983 | 28.1983 | 28.1983 | 28.1983 | 28.1983 | 28.1983 | 28.1983 | 28.1983 | 28.1983 | 28.1983 | 28.1983 | 28.1983 | 28.1983 | 28.1983 | 28.1983 | 28.1983 | 28.1983 | 28.1983 | 28.1983 | 28.1983 | 28.1983 | 28.1983 | 28.1983 | 28.1983 | 28.1983 | 28.1983 | 28.1983 | 28.1983 | 28.1983 | 28.1983 | 28.1983 | 28.1983 | 28.1983 | 28.1983 | 28.1983 | 28.1983 | 28.1983 | 28.1983 | 28.1983 | 28.1983 | 28.1983 | 28.1983 | 28.1983 | 28.1983 | 28.1983 | 28.1983 | 28.1983 | 28.1983 | 28.1983 | 28.1983
2376 | 28.1993 | 28.1993 | 28.1993 | 28.1993 | 28.1993 | 28.1993 | 28.1993 | 28.1993 | 28.1993 | 28.1993 | 28.1993 | 28.1993 | 28.1993 | 28.1993 | 28.1993 | 28.1993 | 28.1993 | 28.1993 | 28.1993 | 28.1993 | 28.1993 | 28.1993 | 28.1993 | 28.1993 | 28.1993 | 28.1993 | 28.1993 | 28.1993 | 28.1993 | 28.1993 | 28.1993 | 28.1993 | 28.1993 | 28.1993 | 28.1993 | 28.1993 | 28.1993 | 28.1993 | 28.1993 | 28.1993 | 28.1993 | 28.1993 | 28.1993 | 28.1993 | 28.1993 | 28.1993 | 28.1993 | 28.1993 | 28.1993 | 28.1993 | 28.1993 | 28.1993 | 28.1993 | 28.1993 | 28.1993 | 28.1993 | 28.1993 | 28.1993 | 28.1993 | 28.1993
2377 | 28.2004 | 28.2004 | 28.2004 | 28.2004 | 28.2004 | 28.2004 | 28.2004 | 28.2004 | 28.2004 | 28.2004 | 28.2004 | 28.2004 | 28.2004 | 28.2004 | 28.2004 | 28.2004 | 28.2004 | 28.2004 | 28.2004 | 28.2004 | 28.2004 | 28.2004 | 28.2004 | 28.2004 | 28.2004 | 28.2004 | 28.2004 | 28.2004 | 28.2004 | 28.2004 | 28.2004 | 28.2004 | 28.2004 | 28.2004 | 28.2004 | 28.2004 | 28.2004 | 28.2004 | 28.2004 | 28.2004 | 28.2004 | 28.2004 | 28.2004 | 28.2004 | 28.2004 | 28.2004 | 28.2004 | 28.2004 | 28.2004 | 28.2004 | 28.2004 | 28.2004 | 28.2004 | 28.2004 | 28.2004 | 28.2004 | 28.2004 | 28.2004 | 28.2004 | 28.2004
2378 | 28.2014 | 28.2014 | 28.2014 | 28.2014 | 28.2014 | 28.2014 | 28.2014 | 28.2014 | 28.2014 | 28.2014 | 28.2014 | 28.2014 | 28.2014 | 28.2014 | 28.2014 | 28.2014 | 28.2014 | 28.2014 | 28.2014 | 28.2014 | 28.2014 | 28.2014 | 28.2014 | 28.2014 | 28.2014 | 28.2014 | 28.2014 | 28.2014 | 28.2014 | 28.2014 | 28.2014 | 28.2014 | 28.2014 | 28.2014 | 28.2014 | 28.2014 | 28.2014 | 28.2014 | 28.2014 | 28.2014 | 28.2014 | 28.2014 | 28.2014 | 28.2014 | 28.2014 | 28.2014 | 28.2014 | 28.2014 | 28.2014 | 28.2014 | 28.2014 | 28.2014 | 28.2014 | 28.2014 | 28.2014 | 28.2014 | 28.2014 | 28.2014 | 28.2014 | 28.2014
2379 | 28.2025 | 28.2025 | 28.2025 | 28.2025 | 28.2025 | 28.2025 | 28.2025 | 28.2025 | 28.2025 | 28.2025 | 28.2025 | 28.2025 | 28.2025 | 28.2025 | 28.2025 | 28.2025 | 28.2025 | 28.2025 | 28.2025 | 28.2025 | 28.2025 | 28.2025 | 28.2025 | 28.2025 | 28.2025 | 28.2025 | 28.2025 | 28.2025 | 28.2025 | 28.2025 | 28.2025 | 28.2025 | 28.2025 | 28.2025 | 28.2025 | 28.2025 | 28.2025 | 28.2025 | 28.2025 | 28.2025 | 28.2025 | 28.2025 | 28.2025 | 28.2025 | 28.2025 | 28.2025 | 28.2025 | 28.2025 | 28.2025 | 28.2025 | 28.2025 | 28.2025 | 28.2025 | 28.2025 | 28.2025 | 28.2025 | 28.2025 | 28.2025 | 28.2025 | 28.2025
2380 | 28.2035 | 28.2035 | 28.2035 | 28.2035 | 28.2035 | 28.2035 | 28.2035 | 28.2035 | 28.2035 | 28.2035 | 28.2035 | 28.2035 | 28.2035 | 28.2035 | 28.2035 | 28.2035 | 28.2035 | 28.2035 | 28.2035 | 28.2035 | 28.2035 | 28.2035 | 28.2035 | 28.2035 | 28.2035 | 28.2035 | 28.2035 | 28.2035 | 28.2035 | 28.2035 | 28.2035 | 28.2035 | 28.2035 | 28.2035 | 28.2035 | 28.2035 | 28.2035 | 28.2035 | 28.2035 | 28.2035 | 28.2035 | 28.2035 | 28.2035 | 28.2035 | 28.2035 | 28.2035 | 28.2035 | 28.2035 | 28.2035 | 28.2035 | 28.2035 | 28.2035 | 28.2035 | 28.2035 | 28.2035 | 28.2035 | 28.2035 | 28.2035 | 28.2035 | 28.2035
2381 | 28.2046 | 28.2046 | 28.2046 | 28.2046 | 28.2046 | 28.2046 | 28.2046 | 28.2046 | 28.2046 | 28.2046 | 28.2046 | 28.2046 | 28.2046 | 28.2046 | 28.2046 | 28.2046 | 28.2046 | 28.2046 | 28.2046 | 28.2046 | 28.2046 | 28.2046 | 28.2046 | 28.2046 | 28.2046 | 28.2046 | 28.2046 | 28.2046 | 28.2046 | 28.2046 | 28.2046 | 28.2046 | 28.2046 | 28.2046 | 28.2046 | 28.2046 | 28.2046 | 28.2046 | 28.2046 | 28.2046 | 28.2046 | 28.2046 | 28.2046 | 28.2046 | 28.2046 | 28.2046 | 28.2046 | 28.2046 | 28.2046 | 28.2046 | 28.2046 | 28.2046 | 28.2046 | 28.2046 | 28.2046 | 28.2046 | 28.2046 | 28.2046 | 28.2046 | 28.2046
2382 | 28.2056 | 28.2056 | 28.2056 | 28.2056 | 28.2056 | 28.2056 | 28.2056 | 28.2056 | 28.2056 | 28.2056 | 28.2056 | 28.2056 | 28.2056 | 28.2056 | 28.2056 | 28.2056 | 28.2056 | 28.2056 | 28.2056 | 28.2056 | 28.2056 | 28.2056 | 28.2056 | 28.2056 | 28.2056 | 28.2056 | 28.2056 | 28.2056 | 28.2056 | 28.2056 | 28.2056 | 28.2056 | 28.2056 | 28.2056 | 28.2056 | 28.2056 | 28.2056 | 28.2056 | 28.2056 | 28.2056 | 28.2056 | 28.2056 | 28.2056 | 28.2056 | 28.2056 | 28.2056 | 28.2056 | 28.2056 | 28.2056 | 28.2056 | 28.2056 | 28.2056 | 28.2056 | 28.2056 | 28.2056 | 28.2056 | 28.2056 | 28.2056 | 28.2056 | 28.2056
2383 | 28.2067 | 28.2067 | 28.2067 | 28.2067 | 28.2067 | 28.2067 | 28.2067 | 28.2067 | 28.2067 | 28.2067 | 28.2067 | 28.2067 | 28.2067 | 28.2067 | 28.2067 | 28.2067 | 28.2067 | 28.2067 | 28.2067 | 28.2067 | 28.2067 | 28.2067 | 28.2067 | 28.2067 | 28.2067 | 28.2067 | 28.2067 | 28.2067 | 28.2067 | 28.2067 | 28.2067 | 28.2067 | 28.2067 | 28.2067 | 28.2067 | 28.2067 | 28.2067 | 28.2067 | 28.2067 | 28.2067 | 28.2067 | 28.2067 | 28.2067 | 28.2067 | 28.2067 | 28.2067 | 28.2067 | 28.2067 | 28.2067 | 28.2067 | 28.2067 | 28.2067 | 28.2067 | 28.2067 | 28.2067 | 28.2067 | 28.2067 | 28.2067 | 28.2067 | 28.2067
2384 | 28.2077 | 28.2077 | 28.2077 | 28.2077 | 28.2077 | 28.2077 | 28.2077 | 28.2077 | 28.2077 | 28.2077 | 28.2077 | 28.2077 | 28.2077 | 28.2077 | 28.2077 | 28.2077 | 28.2077 | 28.2077 | 28.2077 | 28.2077 | 28.2077 | 28.2077 | 28.2077 | 28.2077 | 28.2077 | 28.2077 | 28.2077 | 28.2077 | 28.2077 | 28.2077 | 28.2077 | 28.2077 | 28.2077 | 28.2077 | 28.2077 | 28.2077 | 28.2077 | 28.2077 | 28.2077 | 28.2077 | 28.2077 | 28.2077 | 28.2077 | 28.2077 | 28.2077 | 28.2077 | 28.2077 | 28.2077 | 28.2077 | 28.2077 | 28.2077 | 28.2077 | 28.2077 | 28.2077 | 28.2077 | 28.2077 | 28.2077 | 28.2077 | 28.2077 | 28.2077
2385 | 28.2088 | 28.2088 | 28.2088 | 28.2088 | 28.2088 | 28.2088 | 28.2088 | 28.2088 | 28.2088 | 28.2088 | 28.2088 | 28.2088 | 28.2088 | 28.2088 | 28.2088 | 28.2088 | 28.2088 | 28.2088 | 28.2088 | 28.2088 | 28.2088 | 28.2088 | 28.2088 | 28.2088 | 28.2088 | 28.2088 | 28.2088 | 28.2088 | 28.2088 | 28.2088 | 28.2088 | 28.2088 | 28.2088 | 28.2088 | 28.2088 | 28.2088 | 28.2088 | 28.2088 | 28.2088 | 28.2088 | 28.2088 | 28.2088 | 28.2088 | 28.2088 | 28.2088 | 28.2088 | 28.2088 | 28.2088 | 28.2088 | 28.2088 | 28.2088 | 28.2088 | 28.2088 | 28.2088 | 28.2088 | 28.2088 | 28.2088 | 28.2088 | 28.2088 | 28.2088
2386 | 28.2098 | 28.2098 | 28.2098 | 28.2098 | 28.2098 | 28.2098 | 28.2098 | 28.2098 | 28.2098 | 28.2098 | 28.2098 | 28.2098 | 28.2098 | 28.2098 | 28.2098 | 28.2098 | 28.2098 | 28.2098 | 28.2098 | 28.2098 | 28.2098 | 28.2098 | 28.2098 | 28.2098 | 28.2098 | 28.2098 | 28.2098 | 28.2098 | 28.2098 | 28.2098 | 28.2098 | 28.2098 | 28.2098 | 28.2098 | 28.2098 | 28.2098 | 28.2098 | 28.2098 | 28.2098 | 28.2098 | 28.2098 | 28.2098 | 28.2098 | 28.2098 | 28.2098 | 28.2098 | 28.2098 | 28.2098 | 28.2098 | 28.2098 | 28.2098 | 28.2098 | 28.2098 | 28.2098 | 28.2098 | 28.2098 | 28.2098 | 28.2098 | 28.2098 | 28.2098
2387 | 28.2109 | 28.2109 | 28.2109 | 28.2109 | 28.2109 | 28.2109 | 28.2109 | 28.2109 | 28.2109 | 28.2109 | 28.2109 | 28.2109 | 28.2109 | 28.2109 | 28.2109 | 28.2109 | 28.2109 | 28.2109 | 28.2109 | 28.2109 | 28.2109 | 28.2109 | 28.2109 | 28.2109 | 28.2109 | 28.2109 | 28.2109 | 28.2109 | 28.2109 | 28.2109 | 28.2109 | 28.2109 | 28.2109 | 28.2109 | 28.2109 | 28.2109 | 28.2109 | 28.2109 | 28.2109 | 28.2109 | 28.2109 | 28.2109 | 28.2109 | 28.2109 | 28.2109 | 28.2109 | 28.2109 | 28.2109 | 28.2109 | 28.2109 | 28.2109 | 28.2109 | 28.2109 | 28.2109 | 28.2109 | 28.2109 | 28.2109 | 28.2109 | 28.2109 | 28.2109
2388 | 28.2119 | 28.2119 | 28.2119 | 28.2119 | 28.2119 | 28.2119 | 28.2119 | 28.2119 | 28.2119 | 28.2119 | 28.2119 | 28.2119 | 28.2119 | 28.2119 | 28.2119 | 28.2119 | 28.2119 | 28.2119 | 28.2119 | 28.2119 | 28.2119 | 28.2119 | 28.2119 | 28.2119 | 28.2119 | 28.2119 | 28.2119 | 28.2119 | 28.2119 | 28.2119 | 28.2119 | 28.2119 | 28.2119 | 28.2119 | 28.2119 | 28.2119 | 28.2119 | 28.2119 | 28.2119 | 28.2119 | 28.2119 | 28.2119 | 28.2119 | 28.2119 | 28.2119 | 28.2119 | 28.2119 | 28.2119 | 28.2119 | 28.2119 | 28.2119 | 28.2119 | 28.2119 | 28.2119 | 28.2119 | 28.2119 | 28.2119 | 28.2119 | 28.2119 | 28.2119
2389 | 28.213 | 28.213 | 28.213 | 28.213 | 28.213 | 28.213 | 28.213 | 28.213 | 28.213 | 28.213 | 28.213 | 28.213 | 28.213 | 28.213 | 28.213 | 28.213 | 28.213 | 28.213 | 28.213 | 28.213 | 28.213 | 28.213 | 28.213 | 28.213 | 28.213 | 28.213 | 28.213 | 28.213 | 28.213 | 28.213 | 28.213 | 28.213 | 28.213 | 28.213 | 28.213 | 28.213 | 28.213 | 28.213 | 28.213 | 28.213 | 28.213 | 28.213 | 28.213 | 28.213 | 28.213 | 28.213 | 28.213 | 28.213 | 28.213 | 28.213 | 28.213 | 28.213 | 28.213 | 28.213 | 28.213 | 28.213 | 28.213 | 28.213 | 28.213 | 28.213
2390 | 28.214 | 28.214 | 28.214 | 28.214 | 28.214 | 28.214 | 28.214 | 28.214 | 28.214 | 28.214 | 28.214 | 28.214 | 28.214 | 28.214 | 28.214 | 28.214 | 28.214 | 28.214 | 28.214 | 28.214 | 28.214 | 28.214 | 28.214 | 28.214 | 28.214 | 28.214 | 28.214 | 28.214 | 28.214 | 28.214 | 28.214 | 28.214 | 28.214 | 28.214 | 28.214 | 28.214 | 28.214 | 28.214 | 28.214 | 28.214 | 28.214 | 28.214 | 28.214 | 28.214 | 28.214 | 28.214 | 28.214 | 28.214 | 28.214 | 28.214 | 28.214 | 28.214 | 28.214 | 28.214 | 28.214 | 28.214 | 28.214 | 28.214 | 28.214 | 28.214
2391 | 28.2151 | 28.2151 | 28.2151 | 28.2151 | 28.2151 | 28.2151 | 28.2151 | 28.2151 | 28.2151 | 28.2151 | 28.2151 | 28.2151 | 28.2151 | 28.2151 | 28.2151 | 28.2151 | 28.2151 | 28.2151 | 28.2151 | 28.2151 | 28.2151 | 28.2151 | 28.2151 | 28.2151 | 28.2151 | 28.2151 | 28.2151 | 28.2151 | 28.2151 | 28.2151 | 28.2151 | 28.2151 | 28.2151 | 28.2151 | 28.2151 | 28.2151 | 28.2151 | 28.2151 | 28.2151 | 28.2151 | 28.2151 | 28.2151 | 28.2151 | 28.2151 | 28.2151 | 28.2151 | 28.2151 | 28.2151 | 28.2151 | 28.2151 | 28.2151 | 28.2151 | 28.2151 | 28.2151 | 28.2151 | 28.2151 | 28.2151 | 28.2151 | 28.2151 | 28.2151
2392 | 28.2161 | 28.2161 | 28.2161 | 28.2161 | 28.2161 | 28.2161 | 28.2161 | 28.2161 | 28.2161 | 28.2161 | 28.2161 | 28.2161 | 28.2161 | 28.2161 | 28.2161 | 28.2161 | 28.2161 | 28.2161 | 28.2161 | 28.2161 | 28.2161 | 28.2161 | 28.2161 | 28.2161 | 28.2161 | 28.2161 | 28.2161 | 28.2161 | 28.2161 | 28.2161 | 28.2161 | 28.2161 | 28.2161 | 28.2161 | 28.2161 | 28.2161 | 28.2161 | 28.2161 | 28.2161 | 28.2161 | 28.2161 | 28.2161 | 28.2161 | 28.2161 | 28.2161 | 28.2161 | 28.2161 | 28.2161 | 28.2161 | 28.2161 | 28.2161 | 28.2161 | 28.2161 | 28.2161 | 28.2161 | 28.2161 | 28.2161 | 28.2161 | 28.2161 | 28.2161
2393 | 28.2172 | 28.2172 | 28.2172 | 28.2172 | 28.2172 | 28.2172 | 28.2172 | 28.2172 | 28.2172 | 28.2172 | 28.2172 | 28.2172 | 28.2172 | 28.2172 | 28.2172 | 28.2172 | 28.2172 | 28.2172 | 28.2172 | 28.2172 | 28.2172 | 28.2172 | 28.2172 | 28.2172 | 28.2172 | 28.2172 | 28.2172 | 28.2172 | 28.2172 | 28.2172 | 28.2172 | 28.2172 | 28.2172 | 28.2172 | 28.2172 | 28.2172 | 28.2172 | 28.2172 | 28.2172 | 28.2172 | 28.2172 | 28.2172 | 28.2172 | 28.2172 | 28.2172 | 28.2172 | 28.2172 | 28.2172 | 28.2172 | 28.2172 | 28.2172 | 28.2172 | 28.2172 | 28.2172 | 28.2172 | 28.2172 | 28.2172 | 28.2172 | 28.2172 | 28.2172
2394 | 28.2182 | 28.2182 | 28.2182 | 28.2182 | 28.2182 | 28.2182 | 28.2182 | 28.2182 | 28.2182 | 28.2182 | 28.2182 | 28.2182 | 28.2182 | 28.2182 | 28.2182 | 28.2182 | 28.2182 | 28.2182 | 28.2182 | 28.2182 | 28.2182 | 28.2182 | 28.2182 | 28.2182 | 28.2182 | 28.2182 | 28.2182 | 28.2182 | 28.2182 | 28.2182 | 28.2182 | 28.2182 | 28.2182 | 28.2182 | 28.2182 | 28.2182 | 28.2182 | 28.2182 | 28.2182 | 28.2182 | 28.2182 | 28.2182 | 28.2182 | 28.2182 | 28.2182 | 28.2182 | 28.2182 | 28.2182 | 28.2182 | 28.2182 | 28.2182 | 28.2182 | 28.2182 | 28.2182 | 28.2182 | 28.2182 | 28.2182 | 28.2182 | 28.2182 | 28.2182
2395 | 28.2192 | 28.2192 | 28.2192 | 28.2192 | 28.2192 | 28.2192 | 28.2192 | 28.2192 | 28.2192 | 28.2192 | 28.2192 | 28.2192 | 28.2192 | 28.2192 | 28.2192 | 28.2192 | 28.2192 | 28.2192 | 28.2192 | 28.2192 | 28.2192 | 28.2192 | 28.2192 | 28.2192 | 28.2192 | 28.2192 | 28.2192 | 28.2192 | 28.2192 | 28.2192 | 28.2192 | 28.2192 | 28.2192 | 28.2192 | 28.2192 | 28.2192 | 28.2192 | 28.2192 | 28.2192 | 28.2192 | 28.2192 | 28.2192 | 28.2192 | 28.2192 | 28.2192 | 28.2192 | 28.2192 | 28.2192 | 28.2192 | 28.2192 | 28.2192 | 28.2192 | 28.2192 | 28.2192 | 28.2192 | 28.2192 | 28.2192 | 28.2192 | 28.2192 | 28.2192
2396 | 28.2203 | 28.2203 | 28.2203 | 28.2203 | 28.2203 | 28.2203 | 28.2203 | 28.2203 | 28.2203 | 28.2203 | 28.2203 | 28.2203 | 28.2203 | 28.2203 | 28.2203 | 28.2203 | 28.2203 | 28.2203 | 28.2203 | 28.2203 | 28.2203 | 28.2203 | 28.2203 | 28.2203 | 28.2203 | 28.2203 | 28.2203 | 28.2203 | 28.2203 | 28.2203 | 28.2203 | 28.2203 | 28.2203 | 28.2203 | 28.2203 | 28.2203 | 28.2203 | 28.2203 | 28.2203 | 28.2203 | 28.2203 | 28.2203 | 28.2203 | 28.2203 | 28.2203 | 28.2203 | 28.2203 | 28.2203 | 28.2203 | 28.2203 | 28.2203 | 28.2203 | 28.2203 | 28.2203 | 28.2203 | 28.2203 | 28.2203 | 28.2203 | 28.2203 | 28.2203
2397 | 28.2213 | 28.2213 | 28.2213 | 28.2213 | 28.2213 | 28.2213 | 28.2213 | 28.2213 | 28.2213 | 28.2213 | 28.2213 | 28.2213 | 28.2213 | 28.2213 | 28.2213 | 28.2213 | 28.2213 | 28.2213 | 28.2213 | 28.2213 | 28.2213 | 28.2213 | 28.2213 | 28.2213 | 28.2213 | 28.2213 | 28.2213 | 28.2213 | 28.2213 | 28.2213 | 28.2213 | 28.2213 | 28.2213 | 28.2213 | 28.2213 | 28.2213 | 28.2213 | 28.2213 | 28.2213 | 28.2213 | 28.2213 | 28.2213 | 28.2213 | 28.2213 | 28.2213 | 28.2213 | 28.2213 | 28.2213 | 28.2213 | 28.2213 | 28.2213 | 28.2213 | 28.2213 | 28.2213 | 28.2213 | 28.2213 | 28.2213 | 28.2213 | 28.2213 | 28.2213
2398 | 28.2224 | 28.2224 | 28.2224 | 28.2224 | 28.2224 | 28.2224 | 28.2224 | 28.2224 | 28.2224 | 28.2224 | 28.2224 | 28.2224 | 28.2224 | 28.2224 | 28.2224 | 28.2224 | 28.2224 | 28.2224 | 28.2224 | 28.2224 | 28.2224 | 28.2224 | 28.2224 | 28.2224 | 28.2224 | 28.2224 | 28.2224 | 28.2224 | 28.2224 | 28.2224 | 28.2224 | 28.2224 | 28.2224 | 28.2224 | 28.2224 | 28.2224 | 28.2224 | 28.2224 | 28.2224 | 28.2224 | 28.2224 | 28.2224 | 28.2224 | 28.2224 | 28.2224 | 28.2224 | 28.2224 | 28.2224 | 28.2224 | 28.2224 | 28.2224 | 28.2224 | 28.2224 | 28.2224 | 28.2224 | 28.2224 | 28.2224 | 28.2224 | 28.2224 | 28.2224
2399 | 28.2234 | 28.2234 | 28.2234 | 28.2234 | 28.2234 | 28.2234 | 28.2234 | 28.2234 | 28.2234 | 28.2234 | 28.2234 | 28.2234 | 28.2234 | 28.2234 | 28.2234 | 28.2234 | 28.2234 | 28.2234 | 28.2234 | 28.2234 | 28.2234 | 28.2234 | 28.2234 | 28.2234 | 28.2234 | 28.2234 | 28.2234 | 28.2234 | 28.2234 | 28.2234 | 28.2234 | 28.2234 | 28.2234 | 28.2234 | 28.2234 | 28.2234 | 28.2234 | 28.2234 | 28.2234 | 28.2234 | 28.2234 | 28.2234 | 28.2234 | 28.2234 | 28.2234 | 28.2234 | 28.2234 | 28.2234 | 28.2234 | 28.2234 | 28.2234 | 28.2234 | 28.2234 | 28.2234 | 28.2234 | 28.2234 | 28.2234 | 28.2234 | 28.2234 | 28.2234
2400 | 28.2245 | 28.2245 | 28.2245 | 28.2245 | 28.2245 | 28.2245 | 28.2245 | 28.2245 | 28.2245 | 28.2245 | 28.2245 | 28.2245 | 28.2245 | 28.2245 | 28.2245 | 28.2245 | 28.2245 | 28.2245 | 28.2245 | 28.2245 | 28.2245 | 28.2245 | 28.2245 | 28.2245 | 28.2245 | 28.2245 | 28.2245 | 28.2245 | 28.2245 | 28.2245 | 28.2245 | 28.2245 | 28.2245 | 28.2245 | 28.2245 | 28.2245 | 28.2245 | 28.2245 | 28.2245 | 28.2245 | 28.2245 | 28.2245 | 28.2245 | 28.2245 | 28.2245 | 28.2245 | 28.2245 | 28.2245 | 28.2245 | 28.2245 | 28.2245 | 28.2245 | 28.2245 | 28.2245 | 28.2245 | 28.2245 | 28.2245 | 28.2245 | 28.2245 | 28.2245
2401 | 28.2255 | 28.2255 | 28.2255 | 28.2255 | 28.2255 | 28.2255 | 28.2255 | 28.2255 | 28.2255 | 28.2255 | 28.2255 | 28.2255 | 28.2255 | 28.2255 | 28.2255 | 28.2255 | 28.2255 | 28.2255 | 28.2255 | 28.2255 | 28.2255 | 28.2255 | 28.2255 | 28.2255 | 28.2255 | 28.2255 | 28.2255 | 28.2255 | 28.2255 | 28.2255 | 28.2255 | 28.2255 | 28.2255 | 28.2255 | 28.2255 | 28.2255 | 28.2255 | 28.2255 | 28.2255 | 28.2255 | 28.2255 | 28.2255 | 28.2255 | 28.2255 | 28.2255 | 28.2255 | 28.2255 | 28.2255 | 28.2255 | 28.2255 | 28.2255 | 28.2255 | 28.2255 | 28.2255 | 28.2255 | 28.2255 | 28.2255 | 28.2255 | 28.2255 | 28.2255
2402 | 28.2265 | 28.2265 | 28.2265 | 28.2265 | 28.2265 | 28.2265 | 28.2265 | 28.2265 | 28.2265 | 28.2265 | 28.2265 | 28.2265 | 28.2265 | 28.2265 | 28.2265 | 28.2265 | 28.2265 | 28.2265 | 28.2265 | 28.2265 | 28.2265 | 28.2265 | 28.2265 | 28.2265 | 28.2265 | 28.2265 | 28.2265 | 28.2265 | 28.2265 | 28.2265 | 28.2265 | 28.2265 | 28.2265 | 28.2265 | 28.2265 | 28.2265 | 28.2265 | 28.2265 | 28.2265 | 28.2265 | 28.2265 | 28.2265 | 28.2265 | 28.2265 | 28.2265 | 28.2265 | 28.2265 | 28.2265 | 28.2265 | 28.2265 | 28.2265 | 28.2265 | 28.2265 | 28.2265 | 28.2265 | 28.2265 | 28.2265 | 28.2265 | 28.2265 | 28.2265
2403 | 28.2276 | 28.2276 | 28.2276 | 28.2276 | 28.2276 | 28.2276 | 28.2276 | 28.2276 | 28.2276 | 28.2276 | 28.2276 | 28.2276 | 28.2276 | 28.2276 | 28.2276 | 28.2276 | 28.2276 | 28.2276 | 28.2276 | 28.2276 | 28.2276 | 28.2276 | 28.2276 | 28.2276 | 28.2276 | 28.2276 | 28.2276 | 28.2276 | 28.2276 | 28.2276 | 28.2276 | 28.2276 | 28.2276 | 28.2276 | 28.2276 | 28.2276 | 28.2276 | 28.2276 | 28.2276 | 28.2276 | 28.2276 | 28.2276 | 28.2276 | 28.2276 | 28.2276 | 28.2276 | 28.2276 | 28.2276 | 28.2276 | 28.2276 | 28.2276 | 28.2276 | 28.2276 | 28.2276 | 28.2276 | 28.2276 | 28.2276 | 28.2276 | 28.2276 | 28.2276
2404 | 28.2286 | 28.2286 | 28.2286 | 28.2286 | 28.2286 | 28.2286 | 28.2286 | 28.2286 | 28.2286 | 28.2286 | 28.2286 | 28.2286 | 28.2286 | 28.2286 | 28.2286 | 28.2286 | 28.2286 | 28.2286 | 28.2286 | 28.2286 | 28.2286 | 28.2286 | 28.2286 | 28.2286 | 28.2286 | 28.2286 | 28.2286 | 28.2286 | 28.2286 | 28.2286 | 28.2286 | 28.2286 | 28.2286 | 28.2286 | 28.2286 | 28.2286 | 28.2286 | 28.2286 | 28.2286 | 28.2286 | 28.2286 | 28.2286 | 28.2286 | 28.2286 | 28.2286 | 28.2286 | 28.2286 | 28.2286 | 28.2286 | 28.2286 | 28.2286 | 28.2286 | 28.2286 | 28.2286 | 28.2286 | 28.2286 | 28.2286 | 28.2286 | 28.2286 | 28.2286
2405 | 28.2297 | 28.2297 | 28.2297 | 28.2297 | 28.2297 | 28.2297 | 28.2297 | 28.2297 | 28.2297 | 28.2297 | 28.2297 | 28.2297 | 28.2297 | 28.2297 | 28.2297 | 28.2297 | 28.2297 | 28.2297 | 28.2297 | 28.2297 | 28.2297 | 28.2297 | 28.2297 | 28.2297 | 28.2297 | 28.2297 | 28.2297 | 28.2297 | 28.2297 | 28.2297 | 28.2297 | 28.2297 | 28.2297 | 28.2297 | 28.2297 | 28.2297 | 28.2297 | 28.2297 | 28.2297 | 28.2297 | 28.2297 | 28.2297 | 28.2297 | 28.2297 | 28.2297 | 28.2297 | 28.2297 | 28.2297 | 28.2297 | 28.2297 | 28.2297 | 28.2297 | 28.2297 | 28.2297 | 28.2297 | 28.2297 | 28.2297 | 28.2297 | 28.2297 | 28.2297
2406 | 28.2307 | 28.2307 | 28.2307 | 28.2307 | 28.2307 | 28.2307 | 28.2307 | 28.2307 | 28.2307 | 28.2307 | 28.2307 | 28.2307 | 28.2307 | 28.2307 | 28.2307 | 28.2307 | 28.2307 | 28.2307 | 28.2307 | 28.2307 | 28.2307 | 28.2307 | 28.2307 | 28.2307 | 28.2307 | 28.2307 | 28.2307 | 28.2307 | 28.2307 | 28.2307 | 28.2307 | 28.2307 | 28.2307 | 28.2307 | 28.2307 | 28.2307 | 28.2307 | 28.2307 | 28.2307 | 28.2307 | 28.2307 | 28.2307 | 28.2307 | 28.2307 | 28.2307 | 28.2307 | 28.2307 | 28.2307 | 28.2307 | 28.2307 | 28.2307 | 28.2307 | 28.2307 | 28.2307 | 28.2307 | 28.2307 | 28.2307 | 28.2307 | 28.2307 | 28.2307
2407 | 28.2317 | 28.2317 | 28.2317 | 28.2317 | 28.2317 | 28.2317 | 28.2317 | 28.2317 | 28.2317 | 28.2317 | 28.2317 | 28.2317 | 28.2317 | 28.2317 | 28.2317 | 28.2317 | 28.2317 | 28.2317 | 28.2317 | 28.2317 | 28.2317 | 28.2317 | 28.2317 | 28.2317 | 28.2317 | 28.2317 | 28.2317 | 28.2317 | 28.2317 | 28.2317 | 28.2317 | 28.2317 | 28.2317 | 28.2317 | 28.2317 | 28.2317 | 28.2317 | 28.2317 | 28.2317 | 28.2317 | 28.2317 | 28.2317 | 28.2317 | 28.2317 | 28.2317 | 28.2317 | 28.2317 | 28.2317 | 28.2317 | 28.2317 | 28.2317 | 28.2317 | 28.2317 | 28.2317 | 28.2317 | 28.2317 | 28.2317 | 28.2317 | 28.2317 | 28.2317
2408 | 28.2328 | 28.2328 | 28.2328 | 28.2328 | 28.2328 | 28.2328 | 28.2328 | 28.2328 | 28.2328 | 28.2328 | 28.2328 | 28.2328 | 28.2328 | 28.2328 | 28.2328 | 28.2328 | 28.2328 | 28.2328 | 28.2328 | 28.2328 | 28.2328 | 28.2328 | 28.2328 | 28.2328 | 28.2328 | 28.2328 | 28.2328 | 28.2328 | 28.2328 | 28.2328 | 28.2328 | 28.2328 | 28.2328 | 28.2328 | 28.2328 | 28.2328 | 28.2328 | 28.2328 | 28.2328 | 28.2328 | 28.2328 | 28.2328 | 28.2328 | 28.2328 | 28.2328 | 28.2328 | 28.2328 | 28.2328 | 28.2328 | 28.2328 | 28.2328 | 28.2328 | 28.2328 | 28.2328 | 28.2328 | 28.2328 | 28.2328 | 28.2328 | 28.2328 | 28.2328
2409 | 28.2338 | 28.2338 | 28.2338 | 28.2338 | 28.2338 | 28.2338 | 28.2338 | 28.2338 | 28.2338 | 28.2338 | 28.2338 | 28.2338 | 28.2338 | 28.2338 | 28.2338 | 28.2338 | 28.2338 | 28.2338 | 28.2338 | 28.2338 | 28.2338 | 28.2338 | 28.2338 | 28.2338 | 28.2338 | 28.2338 | 28.2338 | 28.2338 | 28.2338 | 28.2338 | 28.2338 | 28.2338 | 28.2338 | 28.2338 | 28.2338 | 28.2338 | 28.2338 | 28.2338 | 28.2338 | 28.2338 | 28.2338 | 28.2338 | 28.2338 | 28.2338 | 28.2338 | 28.2338 | 28.2338 | 28.2338 | 28.2338 | 28.2338 | 28.2338 | 28.2338 | 28.2338 | 28.2338 | 28.2338 | 28.2338 | 28.2338 | 28.2338 | 28.2338 | 28.2338
2410 | 28.2348 | 28.2348 | 28.2348 | 28.2348 | 28.2348 | 28.2348 | 28.2348 | 28.2348 | 28.2348 | 28.2348 | 28.2348 | 28.2348 | 28.2348 | 28.2348 | 28.2348 | 28.2348 | 28.2348 | 28.2348 | 28.2348 | 28.2348 | 28.2348 | 28.2348 | 28.2348 | 28.2348 | 28.2348 | 28.2348 | 28.2348 | 28.2348 | 28.2348 | 28.2348 | 28.2348 | 28.2348 | 28.2348 | 28.2348 | 28.2348 | 28.2348 | 28.2348 | 28.2348 | 28.2348 | 28.2348 | 28.2348 | 28.2348 | 28.2348 | 28.2348 | 28.2348 | 28.2348 | 28.2348 | 28.2348 | 28.2348 | 28.2348 | 28.2348 | 28.2348 | 28.2348 | 28.2348 | 28.2348 | 28.2348 | 28.2348 | 28.2348 | 28.2348 | 28.2348
2411 | 28.2359 | 28.2359 | 28.2359 | 28.2359 | 28.2359 | 28.2359 | 28.2359 | 28.2359 | 28.2359 | 28.2359 | 28.2359 | 28.2359 | 28.2359 | 28.2359 | 28.2359 | 28.2359 | 28.2359 | 28.2359 | 28.2359 | 28.2359 | 28.2359 | 28.2359 | 28.2359 | 28.2359 | 28.2359 | 28.2359 | 28.2359 | 28.2359 | 28.2359 | 28.2359 | 28.2359 | 28.2359 | 28.2359 | 28.2359 | 28.2359 | 28.2359 | 28.2359 | 28.2359 | 28.2359 | 28.2359 | 28.2359 | 28.2359 | 28.2359 | 28.2359 | 28.2359 | 28.2359 | 28.2359 | 28.2359 | 28.2359 | 28.2359 | 28.2359 | 28.2359 | 28.2359 | 28.2359 | 28.2359 | 28.2359 | 28.2359 | 28.2359 | 28.2359 | 28.2359
2412 | 28.2369 | 28.2369 | 28.2369 | 28.2369 | 28.2369 | 28.2369 | 28.2369 | 28.2369 | 28.2369 | 28.2369 | 28.2369 | 28.2369 | 28.2369 | 28.2369 | 28.2369 | 28.2369 | 28.2369 | 28.2369 | 28.2369 | 28.2369 | 28.2369 | 28.2369 | 28.2369 | 28.2369 | 28.2369 | 28.2369 | 28.2369 | 28.2369 | 28.2369 | 28.2369 | 28.2369 | 28.2369 | 28.2369 | 28.2369 | 28.2369 | 28.2369 | 28.2369 | 28.2369 | 28.2369 | 28.2369 | 28.2369 | 28.2369 | 28.2369 | 28.2369 | 28.2369 | 28.2369 | 28.2369 | 28.2369 | 28.2369 | 28.2369 | 28.2369 | 28.2369 | 28.2369 | 28.2369 | 28.2369 | 28.2369 | 28.2369 | 28.2369 | 28.2369 | 28.2369
2413 | 28.238 | 28.238 | 28.238 | 28.238 | 28.238 | 28.238 | 28.238 | 28.238 | 28.238 | 28.238 | 28.238 | 28.238 | 28.238 | 28.238 | 28.238 | 28.238 | 28.238 | 28.238 | 28.238 | 28.238 | 28.238 | 28.238 | 28.238 | 28.238 | 28.238 | 28.238 | 28.238 | 28.238 | 28.238 | 28.238 | 28.238 | 28.238 | 28.238 | 28.238 | 28.238 | 28.238 | 28.238 | 28.238 | 28.238 | 28.238 | 28.238 | 28.238 | 28.238 | 28.238 | 28.238 | 28.238 | 28.238 | 28.238 | 28.238 | 28.238 | 28.238 | 28.238 | 28.238 | 28.238 | 28.238 | 28.238 | 28.238 | 28.238 | 28.238 | 28.238
2414 | 28.239 | 28.239 | 28.239 | 28.239 | 28.239 | 28.239 | 28.239 | 28.239 | 28.239 | 28.239 | 28.239 | 28.239 | 28.239 | 28.239 | 28.239 | 28.239 | 28.239 | 28.239 | 28.239 | 28.239 | 28.239 | 28.239 | 28.239 | 28.239 | 28.239 | 28.239 | 28.239 | 28.239 | 28.239 | 28.239 | 28.239 | 28.239 | 28.239 | 28.239 | 28.239 | 28.239 | 28.239 | 28.239 | 28.239 | 28.239 | 28.239 | 28.239 | 28.239 | 28.239 | 28.239 | 28.239 | 28.239 | 28.239 | 28.239 | 28.239 | 28.239 | 28.239 | 28.239 | 28.239 | 28.239 | 28.239 | 28.239 | 28.239 | 28.239 | 28.239
2415 | 28.24 | 28.24 | 28.24 | 28.24 | 28.24 | 28.24 | 28.24 | 28.24 | 28.24 | 28.24 | 28.24 | 28.24 | 28.24 | 28.24 | 28.24 | 28.24 | 28.24 | 28.24 | 28.24 | 28.24 | 28.24 | 28.24 | 28.24 | 28.24 | 28.24 | 28.24 | 28.24 | 28.24 | 28.24 | 28.24 | 28.24 | 28.24 | 28.24 | 28.24 | 28.24 | 28.24 | 28.24 | 28.24 | 28.24 | 28.24 | 28.24 | 28.24 | 28.24 | 28.24 | 28.24 | 28.24 | 28.24 | 28.24 | 28.24 | 28.24 | 28.24 | 28.24 | 28.24 | 28.24 | 28.24 | 28.24 | 28.24 | 28.24 | 28.24 | 28.24
2416 | 28.2411 | 28.2411 | 28.2411 | 28.2411 | 28.2411 | 28.2411 | 28.2411 | 28.2411 | 28.2411 | 28.2411 | 28.2411 | 28.2411 | 28.2411 | 28.2411 | 28.2411 | 28.2411 | 28.2411 | 28.2411 | 28.2411 | 28.2411 | 28.2411 | 28.2411 | 28.2411 | 28.2411 | 28.2411 | 28.2411 | 28.2411 | 28.2411 | 28.2411 | 28.2411 | 28.2411 | 28.2411 | 28.2411 | 28.2411 | 28.2411 | 28.2411 | 28.2411 | 28.2411 | 28.2411 | 28.2411 | 28.2411 | 28.2411 | 28.2411 | 28.2411 | 28.2411 | 28.2411 | 28.2411 | 28.2411 | 28.2411 | 28.2411 | 28.2411 | 28.2411 | 28.2411 | 28.2411 | 28.2411 | 28.2411 | 28.2411 | 28.2411 | 28.2411 | 28.2411
2417 | 28.2421 | 28.2421 | 28.2421 | 28.2421 | 28.2421 | 28.2421 | 28.2421 | 28.2421 | 28.2421 | 28.2421 | 28.2421 | 28.2421 | 28.2421 | 28.2421 | 28.2421 | 28.2421 | 28.2421 | 28.2421 | 28.2421 | 28.2421 | 28.2421 | 28.2421 | 28.2421 | 28.2421 | 28.2421 | 28.2421 | 28.2421 | 28.2421 | 28.2421 | 28.2421 | 28.2421 | 28.2421 | 28.2421 | 28.2421 | 28.2421 | 28.2421 | 28.2421 | 28.2421 | 28.2421 | 28.2421 | 28.2421 | 28.2421 | 28.2421 | 28.2421 | 28.2421 | 28.2421 | 28.2421 | 28.2421 | 28.2421 | 28.2421 | 28.2421 | 28.2421 | 28.2421 | 28.2421 | 28.2421 | 28.2421 | 28.2421 | 28.2421 | 28.2421 | 28.2421
2418 | 28.2431 | 28.2431 | 28.2431 | 28.2431 | 28.2431 | 28.2431 | 28.2431 | 28.2431 | 28.2431 | 28.2431 | 28.2431 | 28.2431 | 28.2431 | 28.2431 | 28.2431 | 28.2431 | 28.2431 | 28.2431 | 28.2431 | 28.2431 | 28.2431 | 28.2431 | 28.2431 | 28.2431 | 28.2431 | 28.2431 | 28.2431 | 28.2431 | 28.2431 | 28.2431 | 28.2431 | 28.2431 | 28.2431 | 28.2431 | 28.2431 | 28.2431 | 28.2431 | 28.2431 | 28.2431 | 28.2431 | 28.2431 | 28.2431 | 28.2431 | 28.2431 | 28.2431 | 28.2431 | 28.2431 | 28.2431 | 28.2431 | 28.2431 | 28.2431 | 28.2431 | 28.2431 | 28.2431 | 28.2431 | 28.2431 | 28.2431 | 28.2431 | 28.2431 | 28.2431
2419 | 28.2442 | 28.2442 | 28.2442 | 28.2442 | 28.2442 | 28.2442 | 28.2442 | 28.2442 | 28.2442 | 28.2442 | 28.2442 | 28.2442 | 28.2442 | 28.2442 | 28.2442 | 28.2442 | 28.2442 | 28.2442 | 28.2442 | 28.2442 | 28.2442 | 28.2442 | 28.2442 | 28.2442 | 28.2442 | 28.2442 | 28.2442 | 28.2442 | 28.2442 | 28.2442 | 28.2442 | 28.2442 | 28.2442 | 28.2442 | 28.2442 | 28.2442 | 28.2442 | 28.2442 | 28.2442 | 28.2442 | 28.2442 | 28.2442 | 28.2442 | 28.2442 | 28.2442 | 28.2442 | 28.2442 | 28.2442 | 28.2442 | 28.2442 | 28.2442 | 28.2442 | 28.2442 | 28.2442 | 28.2442 | 28.2442 | 28.2442 | 28.2442 | 28.2442 | 28.2442
2420 | 28.2452 | 28.2452 | 28.2452 | 28.2452 | 28.2452 | 28.2452 | 28.2452 | 28.2452 | 28.2452 | 28.2452 | 28.2452 | 28.2452 | 28.2452 | 28.2452 | 28.2452 | 28.2452 | 28.2452 | 28.2452 | 28.2452 | 28.2452 | 28.2452 | 28.2452 | 28.2452 | 28.2452 | 28.2452 | 28.2452 | 28.2452 | 28.2452 | 28.2452 | 28.2452 | 28.2452 | 28.2452 | 28.2452 | 28.2452 | 28.2452 | 28.2452 | 28.2452 | 28.2452 | 28.2452 | 28.2452 | 28.2452 | 28.2452 | 28.2452 | 28.2452 | 28.2452 | 28.2452 | 28.2452 | 28.2452 | 28.2452 | 28.2452 | 28.2452 | 28.2452 | 28.2452 | 28.2452 | 28.2452 | 28.2452 | 28.2452 | 28.2452 | 28.2452 | 28.2452
2421 | 28.2462 | 28.2462 | 28.2462 | 28.2462 | 28.2462 | 28.2462 | 28.2462 | 28.2462 | 28.2462 | 28.2462 | 28.2462 | 28.2462 | 28.2462 | 28.2462 | 28.2462 | 28.2462 | 28.2462 | 28.2462 | 28.2462 | 28.2462 | 28.2462 | 28.2462 | 28.2462 | 28.2462 | 28.2462 | 28.2462 | 28.2462 | 28.2462 | 28.2462 | 28.2462 | 28.2462 | 28.2462 | 28.2462 | 28.2462 | 28.2462 | 28.2462 | 28.2462 | 28.2462 | 28.2462 | 28.2462 | 28.2462 | 28.2462 | 28.2462 | 28.2462 | 28.2462 | 28.2462 | 28.2462 | 28.2462 | 28.2462 | 28.2462 | 28.2462 | 28.2462 | 28.2462 | 28.2462 | 28.2462 | 28.2462 | 28.2462 | 28.2462 | 28.2462 | 28.2462
2422 | 28.2473 | 28.2473 | 28.2473 | 28.2473 | 28.2473 | 28.2473 | 28.2473 | 28.2473 | 28.2473 | 28.2473 | 28.2473 | 28.2473 | 28.2473 | 28.2473 | 28.2473 | 28.2473 | 28.2473 | 28.2473 | 28.2473 | 28.2473 | 28.2473 | 28.2473 | 28.2473 | 28.2473 | 28.2473 | 28.2473 | 28.2473 | 28.2473 | 28.2473 | 28.2473 | 28.2473 | 28.2473 | 28.2473 | 28.2473 | 28.2473 | 28.2473 | 28.2473 | 28.2473 | 28.2473 | 28.2473 | 28.2473 | 28.2473 | 28.2473 | 28.2473 | 28.2473 | 28.2473 | 28.2473 | 28.2473 | 28.2473 | 28.2473 | 28.2473 | 28.2473 | 28.2473 | 28.2473 | 28.2473 | 28.2473 | 28.2473 | 28.2473 | 28.2473 | 28.2473
2423 | 28.2483 | 28.2483 | 28.2483 | 28.2483 | 28.2483 | 28.2483 | 28.2483 | 28.2483 | 28.2483 | 28.2483 | 28.2483 | 28.2483 | 28.2483 | 28.2483 | 28.2483 | 28.2483 | 28.2483 | 28.2483 | 28.2483 | 28.2483 | 28.2483 | 28.2483 | 28.2483 | 28.2483 | 28.2483 | 28.2483 | 28.2483 | 28.2483 | 28.2483 | 28.2483 | 28.2483 | 28.2483 | 28.2483 | 28.2483 | 28.2483 | 28.2483 | 28.2483 | 28.2483 | 28.2483 | 28.2483 | 28.2483 | 28.2483 | 28.2483 | 28.2483 | 28.2483 | 28.2483 | 28.2483 | 28.2483 | 28.2483 | 28.2483 | 28.2483 | 28.2483 | 28.2483 | 28.2483 | 28.2483 | 28.2483 | 28.2483 | 28.2483 | 28.2483 | 28.2483
2424 | 28.2493 | 28.2493 | 28.2493 | 28.2493 | 28.2493 | 28.2493 | 28.2493 | 28.2493 | 28.2493 | 28.2493 | 28.2493 | 28.2493 | 28.2493 | 28.2493 | 28.2493 | 28.2493 | 28.2493 | 28.2493 | 28.2493 | 28.2493 | 28.2493 | 28.2493 | 28.2493 | 28.2493 | 28.2493 | 28.2493 | 28.2493 | 28.2493 | 28.2493 | 28.2493 | 28.2493 | 28.2493 | 28.2493 | 28.2493 | 28.2493 | 28.2493 | 28.2493 | 28.2493 | 28.2493 | 28.2493 | 28.2493 | 28.2493 | 28.2493 | 28.2493 | 28.2493 | 28.2493 | 28.2493 | 28.2493 | 28.2493 | 28.2493 | 28.2493 | 28.2493 | 28.2493 | 28.2493 | 28.2493 | 28.2493 | 28.2493 | 28.2493 | 28.2493 | 28.2493
2425 | 28.2504 | 28.2504 | 28.2504 | 28.2504 | 28.2504 | 28.2504 | 28.2504 | 28.2504 | 28.2504 | 28.2504 | 28.2504 | 28.2504 | 28.2504 | 28.2504 | 28.2504 | 28.2504 | 28.2504 | 28.2504 | 28.2504 | 28.2504 | 28.2504 | 28.2504 | 28.2504 | 28.2504 | 28.2504 | 28.2504 | 28.2504 | 28.2504 | 28.2504 | 28.2504 | 28.2504 | 28.2504 | 28.2504 | 28.2504 | 28.2504 | 28.2504 | 28.2504 | 28.2504 | 28.2504 | 28.2504 | 28.2504 | 28.2504 | 28.2504 | 28.2504 | 28.2504 | 28.2504 | 28.2504 | 28.2504 | 28.2504 | 28.2504 | 28.2504 | 28.2504 | 28.2504 | 28.2504 | 28.2504 | 28.2504 | 28.2504 | 28.2504 | 28.2504 | 28.2504
2426 | 28.2514 | 28.2514 | 28.2514 | 28.2514 | 28.2514 | 28.2514 | 28.2514 | 28.2514 | 28.2514 | 28.2514 | 28.2514 | 28.2514 | 28.2514 | 28.2514 | 28.2514 | 28.2514 | 28.2514 | 28.2514 | 28.2514 | 28.2514 | 28.2514 | 28.2514 | 28.2514 | 28.2514 | 28.2514 | 28.2514 | 28.2514 | 28.2514 | 28.2514 | 28.2514 | 28.2514 | 28.2514 | 28.2514 | 28.2514 | 28.2514 | 28.2514 | 28.2514 | 28.2514 | 28.2514 | 28.2514 | 28.2514 | 28.2514 | 28.2514 | 28.2514 | 28.2514 | 28.2514 | 28.2514 | 28.2514 | 28.2514 | 28.2514 | 28.2514 | 28.2514 | 28.2514 | 28.2514 | 28.2514 | 28.2514 | 28.2514 | 28.2514 | 28.2514 | 28.2514
2427 | 28.2524 | 28.2524 | 28.2524 | 28.2524 | 28.2524 | 28.2524 | 28.2524 | 28.2524 | 28.2524 | 28.2524 | 28.2524 | 28.2524 | 28.2524 | 28.2524 | 28.2524 | 28.2524 | 28.2524 | 28.2524 | 28.2524 | 28.2524 | 28.2524 | 28.2524 | 28.2524 | 28.2524 | 28.2524 | 28.2524 | 28.2524 | 28.2524 | 28.2524 | 28.2524 | 28.2524 | 28.2524 | 28.2524 | 28.2524 | 28.2524 | 28.2524 | 28.2524 | 28.2524 | 28.2524 | 28.2524 | 28.2524 | 28.2524 | 28.2524 | 28.2524 | 28.2524 | 28.2524 | 28.2524 | 28.2524 | 28.2524 | 28.2524 | 28.2524 | 28.2524 | 28.2524 | 28.2524 | 28.2524 | 28.2524 | 28.2524 | 28.2524 | 28.2524 | 28.2524
2428 | 28.2535 | 28.2535 | 28.2535 | 28.2535 | 28.2535 | 28.2535 | 28.2535 | 28.2535 | 28.2535 | 28.2535 | 28.2535 | 28.2535 | 28.2535 | 28.2535 | 28.2535 | 28.2535 | 28.2535 | 28.2535 | 28.2535 | 28.2535 | 28.2535 | 28.2535 | 28.2535 | 28.2535 | 28.2535 | 28.2535 | 28.2535 | 28.2535 | 28.2535 | 28.2535 | 28.2535 | 28.2535 | 28.2535 | 28.2535 | 28.2535 | 28.2535 | 28.2535 | 28.2535 | 28.2535 | 28.2535 | 28.2535 | 28.2535 | 28.2535 | 28.2535 | 28.2535 | 28.2535 | 28.2535 | 28.2535 | 28.2535 | 28.2535 | 28.2535 | 28.2535 | 28.2535 | 28.2535 | 28.2535 | 28.2535 | 28.2535 | 28.2535 | 28.2535 | 28.2535
2429 | 28.2545 | 28.2545 | 28.2545 | 28.2545 | 28.2545 | 28.2545 | 28.2545 | 28.2545 | 28.2545 | 28.2545 | 28.2545 | 28.2545 | 28.2545 | 28.2545 | 28.2545 | 28.2545 | 28.2545 | 28.2545 | 28.2545 | 28.2545 | 28.2545 | 28.2545 | 28.2545 | 28.2545 | 28.2545 | 28.2545 | 28.2545 | 28.2545 | 28.2545 | 28.2545 | 28.2545 | 28.2545 | 28.2545 | 28.2545 | 28.2545 | 28.2545 | 28.2545 | 28.2545 | 28.2545 | 28.2545 | 28.2545 | 28.2545 | 28.2545 | 28.2545 | 28.2545 | 28.2545 | 28.2545 | 28.2545 | 28.2545 | 28.2545 | 28.2545 | 28.2545 | 28.2545 | 28.2545 | 28.2545 | 28.2545 | 28.2545 | 28.2545 | 28.2545 | 28.2545
2430 | 28.2555 | 28.2555 | 28.2555 | 28.2555 | 28.2555 | 28.2555 | 28.2555 | 28.2555 | 28.2555 | 28.2555 | 28.2555 | 28.2555 | 28.2555 | 28.2555 | 28.2555 | 28.2555 | 28.2555 | 28.2555 | 28.2555 | 28.2555 | 28.2555 | 28.2555 | 28.2555 | 28.2555 | 28.2555 | 28.2555 | 28.2555 | 28.2555 | 28.2555 | 28.2555 | 28.2555 | 28.2555 | 28.2555 | 28.2555 | 28.2555 | 28.2555 | 28.2555 | 28.2555 | 28.2555 | 28.2555 | 28.2555 | 28.2555 | 28.2555 | 28.2555 | 28.2555 | 28.2555 | 28.2555 | 28.2555 | 28.2555 | 28.2555 | 28.2555 | 28.2555 | 28.2555 | 28.2555 | 28.2555 | 28.2555 | 28.2555 | 28.2555 | 28.2555 | 28.2555
2431 | 28.2565 | 28.2565 | 28.2565 | 28.2565 | 28.2565 | 28.2565 | 28.2565 | 28.2565 | 28.2565 | 28.2565 | 28.2565 | 28.2565 | 28.2565 | 28.2565 | 28.2565 | 28.2565 | 28.2565 | 28.2565 | 28.2565 | 28.2565 | 28.2565 | 28.2565 | 28.2565 | 28.2565 | 28.2565 | 28.2565 | 28.2565 | 28.2565 | 28.2565 | 28.2565 | 28.2565 | 28.2565 | 28.2565 | 28.2565 | 28.2565 | 28.2565 | 28.2565 | 28.2565 | 28.2565 | 28.2565 | 28.2565 | 28.2565 | 28.2565 | 28.2565 | 28.2565 | 28.2565 | 28.2565 | 28.2565 | 28.2565 | 28.2565 | 28.2565 | 28.2565 | 28.2565 | 28.2565 | 28.2565 | 28.2565 | 28.2565 | 28.2565 | 28.2565 | 28.2565
2432 | 28.2576 | 28.2576 | 28.2576 | 28.2576 | 28.2576 | 28.2576 | 28.2576 | 28.2576 | 28.2576 | 28.2576 | 28.2576 | 28.2576 | 28.2576 | 28.2576 | 28.2576 | 28.2576 | 28.2576 | 28.2576 | 28.2576 | 28.2576 | 28.2576 | 28.2576 | 28.2576 | 28.2576 | 28.2576 | 28.2576 | 28.2576 | 28.2576 | 28.2576 | 28.2576 | 28.2576 | 28.2576 | 28.2576 | 28.2576 | 28.2576 | 28.2576 | 28.2576 | 28.2576 | 28.2576 | 28.2576 | 28.2576 | 28.2576 | 28.2576 | 28.2576 | 28.2576 | 28.2576 | 28.2576 | 28.2576 | 28.2576 | 28.2576 | 28.2576 | 28.2576 | 28.2576 | 28.2576 | 28.2576 | 28.2576 | 28.2576 | 28.2576 | 28.2576 | 28.2576
2433 | 28.2586 | 28.2586 | 28.2586 | 28.2586 | 28.2586 | 28.2586 | 28.2586 | 28.2586 | 28.2586 | 28.2586 | 28.2586 | 28.2586 | 28.2586 | 28.2586 | 28.2586 | 28.2586 | 28.2586 | 28.2586 | 28.2586 | 28.2586 | 28.2586 | 28.2586 | 28.2586 | 28.2586 | 28.2586 | 28.2586 | 28.2586 | 28.2586 | 28.2586 | 28.2586 | 28.2586 | 28.2586 | 28.2586 | 28.2586 | 28.2586 | 28.2586 | 28.2586 | 28.2586 | 28.2586 | 28.2586 | 28.2586 | 28.2586 | 28.2586 | 28.2586 | 28.2586 | 28.2586 | 28.2586 | 28.2586 | 28.2586 | 28.2586 | 28.2586 | 28.2586 | 28.2586 | 28.2586 | 28.2586 | 28.2586 | 28.2586 | 28.2586 | 28.2586 | 28.2586
2434 | 28.2596 | 28.2596 | 28.2596 | 28.2596 | 28.2596 | 28.2596 | 28.2596 | 28.2596 | 28.2596 | 28.2596 | 28.2596 | 28.2596 | 28.2596 | 28.2596 | 28.2596 | 28.2596 | 28.2596 | 28.2596 | 28.2596 | 28.2596 | 28.2596 | 28.2596 | 28.2596 | 28.2596 | 28.2596 | 28.2596 | 28.2596 | 28.2596 | 28.2596 | 28.2596 | 28.2596 | 28.2596 | 28.2596 | 28.2596 | 28.2596 | 28.2596 | 28.2596 | 28.2596 | 28.2596 | 28.2596 | 28.2596 | 28.2596 | 28.2596 | 28.2596 | 28.2596 | 28.2596 | 28.2596 | 28.2596 | 28.2596 | 28.2596 | 28.2596 | 28.2596 | 28.2596 | 28.2596 | 28.2596 | 28.2596 | 28.2596 | 28.2596 | 28.2596 | 28.2596
2435 | 28.2606 | 28.2606 | 28.2606 | 28.2606 | 28.2606 | 28.2606 | 28.2606 | 28.2606 | 28.2606 | 28.2606 | 28.2606 | 28.2606 | 28.2606 | 28.2606 | 28.2606 | 28.2606 | 28.2606 | 28.2606 | 28.2606 | 28.2606 | 28.2606 | 28.2606 | 28.2606 | 28.2606 | 28.2606 | 28.2606 | 28.2606 | 28.2606 | 28.2606 | 28.2606 | 28.2606 | 28.2606 | 28.2606 | 28.2606 | 28.2606 | 28.2606 | 28.2606 | 28.2606 | 28.2606 | 28.2606 | 28.2606 | 28.2606 | 28.2606 | 28.2606 | 28.2606 | 28.2606 | 28.2606 | 28.2606 | 28.2606 | 28.2606 | 28.2606 | 28.2606 | 28.2606 | 28.2606 | 28.2606 | 28.2606 | 28.2606 | 28.2606 | 28.2606 | 28.2606
2436 | 28.2617 | 28.2617 | 28.2617 | 28.2617 | 28.2617 | 28.2617 | 28.2617 | 28.2617 | 28.2617 | 28.2617 | 28.2617 | 28.2617 | 28.2617 | 28.2617 | 28.2617 | 28.2617 | 28.2617 | 28.2617 | 28.2617 | 28.2617 | 28.2617 | 28.2617 | 28.2617 | 28.2617 | 28.2617 | 28.2617 | 28.2617 | 28.2617 | 28.2617 | 28.2617 | 28.2617 | 28.2617 | 28.2617 | 28.2617 | 28.2617 | 28.2617 | 28.2617 | 28.2617 | 28.2617 | 28.2617 | 28.2617 | 28.2617 | 28.2617 | 28.2617 | 28.2617 | 28.2617 | 28.2617 | 28.2617 | 28.2617 | 28.2617 | 28.2617 | 28.2617 | 28.2617 | 28.2617 | 28.2617 | 28.2617 | 28.2617 | 28.2617 | 28.2617 | 28.2617
2437 | 28.2627 | 28.2627 | 28.2627 | 28.2627 | 28.2627 | 28.2627 | 28.2627 | 28.2627 | 28.2627 | 28.2627 | 28.2627 | 28.2627 | 28.2627 | 28.2627 | 28.2627 | 28.2627 | 28.2627 | 28.2627 | 28.2627 | 28.2627 | 28.2627 | 28.2627 | 28.2627 | 28.2627 | 28.2627 | 28.2627 | 28.2627 | 28.2627 | 28.2627 | 28.2627 | 28.2627 | 28.2627 | 28.2627 | 28.2627 | 28.2627 | 28.2627 | 28.2627 | 28.2627 | 28.2627 | 28.2627 | 28.2627 | 28.2627 | 28.2627 | 28.2627 | 28.2627 | 28.2627 | 28.2627 | 28.2627 | 28.2627 | 28.2627 | 28.2627 | 28.2627 | 28.2627 | 28.2627 | 28.2627 | 28.2627 | 28.2627 | 28.2627 | 28.2627 | 28.2627
2438 | 28.2637 | 28.2637 | 28.2637 | 28.2637 | 28.2637 | 28.2637 | 28.2637 | 28.2637 | 28.2637 | 28.2637 | 28.2637 | 28.2637 | 28.2637 | 28.2637 | 28.2637 | 28.2637 | 28.2637 | 28.2637 | 28.2637 | 28.2637 | 28.2637 | 28.2637 | 28.2637 | 28.2637 | 28.2637 | 28.2637 | 28.2637 | 28.2637 | 28.2637 | 28.2637 | 28.2637 | 28.2637 | 28.2637 | 28.2637 | 28.2637 | 28.2637 | 28.2637 | 28.2637 | 28.2637 | 28.2637 | 28.2637 | 28.2637 | 28.2637 | 28.2637 | 28.2637 | 28.2637 | 28.2637 | 28.2637 | 28.2637 | 28.2637 | 28.2637 | 28.2637 | 28.2637 | 28.2637 | 28.2637 | 28.2637 | 28.2637 | 28.2637 | 28.2637 | 28.2637
2439 | 28.2648 | 28.2648 | 28.2648 | 28.2648 | 28.2648 | 28.2648 | 28.2648 | 28.2648 | 28.2648 | 28.2648 | 28.2648 | 28.2648 | 28.2648 | 28.2648 | 28.2648 | 28.2648 | 28.2648 | 28.2648 | 28.2648 | 28.2648 | 28.2648 | 28.2648 | 28.2648 | 28.2648 | 28.2648 | 28.2648 | 28.2648 | 28.2648 | 28.2648 | 28.2648 | 28.2648 | 28.2648 | 28.2648 | 28.2648 | 28.2648 | 28.2648 | 28.2648 | 28.2648 | 28.2648 | 28.2648 | 28.2648 | 28.2648 | 28.2648 | 28.2648 | 28.2648 | 28.2648 | 28.2648 | 28.2648 | 28.2648 | 28.2648 | 28.2648 | 28.2648 | 28.2648 | 28.2648 | 28.2648 | 28.2648 | 28.2648 | 28.2648 | 28.2648 | 28.2648
2440 | 28.2658 | 28.2658 | 28.2658 | 28.2658 | 28.2658 | 28.2658 | 28.2658 | 28.2658 | 28.2658 | 28.2658 | 28.2658 | 28.2658 | 28.2658 | 28.2658 | 28.2658 | 28.2658 | 28.2658 | 28.2658 | 28.2658 | 28.2658 | 28.2658 | 28.2658 | 28.2658 | 28.2658 | 28.2658 | 28.2658 | 28.2658 | 28.2658 | 28.2658 | 28.2658 | 28.2658 | 28.2658 | 28.2658 | 28.2658 | 28.2658 | 28.2658 | 28.2658 | 28.2658 | 28.2658 | 28.2658 | 28.2658 | 28.2658 | 28.2658 | 28.2658 | 28.2658 | 28.2658 | 28.2658 | 28.2658 | 28.2658 | 28.2658 | 28.2658 | 28.2658 | 28.2658 | 28.2658 | 28.2658 | 28.2658 | 28.2658 | 28.2658 | 28.2658 | 28.2658
2441 | 28.2668 | 28.2668 | 28.2668 | 28.2668 | 28.2668 | 28.2668 | 28.2668 | 28.2668 | 28.2668 | 28.2668 | 28.2668 | 28.2668 | 28.2668 | 28.2668 | 28.2668 | 28.2668 | 28.2668 | 28.2668 | 28.2668 | 28.2668 | 28.2668 | 28.2668 | 28.2668 | 28.2668 | 28.2668 | 28.2668 | 28.2668 | 28.2668 | 28.2668 | 28.2668 | 28.2668 | 28.2668 | 28.2668 | 28.2668 | 28.2668 | 28.2668 | 28.2668 | 28.2668 | 28.2668 | 28.2668 | 28.2668 | 28.2668 | 28.2668 | 28.2668 | 28.2668 | 28.2668 | 28.2668 | 28.2668 | 28.2668 | 28.2668 | 28.2668 | 28.2668 | 28.2668 | 28.2668 | 28.2668 | 28.2668 | 28.2668 | 28.2668 | 28.2668 | 28.2668
2442 | 28.2678 | 28.2678 | 28.2678 | 28.2678 | 28.2678 | 28.2678 | 28.2678 | 28.2678 | 28.2678 | 28.2678 | 28.2678 | 28.2678 | 28.2678 | 28.2678 | 28.2678 | 28.2678 | 28.2678 | 28.2678 | 28.2678 | 28.2678 | 28.2678 | 28.2678 | 28.2678 | 28.2678 | 28.2678 | 28.2678 | 28.2678 | 28.2678 | 28.2678 | 28.2678 | 28.2678 | 28.2678 | 28.2678 | 28.2678 | 28.2678 | 28.2678 | 28.2678 | 28.2678 | 28.2678 | 28.2678 | 28.2678 | 28.2678 | 28.2678 | 28.2678 | 28.2678 | 28.2678 | 28.2678 | 28.2678 | 28.2678 | 28.2678 | 28.2678 | 28.2678 | 28.2678 | 28.2678 | 28.2678 | 28.2678 | 28.2678 | 28.2678 | 28.2678 | 28.2678
2443 | 28.2688 | 28.2688 | 28.2688 | 28.2688 | 28.2688 | 28.2688 | 28.2688 | 28.2688 | 28.2688 | 28.2688 | 28.2688 | 28.2688 | 28.2688 | 28.2688 | 28.2688 | 28.2688 | 28.2688 | 28.2688 | 28.2688 | 28.2688 | 28.2688 | 28.2688 | 28.2688 | 28.2688 | 28.2688 | 28.2688 | 28.2688 | 28.2688 | 28.2688 | 28.2688 | 28.2688 | 28.2688 | 28.2688 | 28.2688 | 28.2688 | 28.2688 | 28.2688 | 28.2688 | 28.2688 | 28.2688 | 28.2688 | 28.2688 | 28.2688 | 28.2688 | 28.2688 | 28.2688 | 28.2688 | 28.2688 | 28.2688 | 28.2688 | 28.2688 | 28.2688 | 28.2688 | 28.2688 | 28.2688 | 28.2688 | 28.2688 | 28.2688 | 28.2688 | 28.2688
2444 | 28.2699 | 28.2699 | 28.2699 | 28.2699 | 28.2699 | 28.2699 | 28.2699 | 28.2699 | 28.2699 | 28.2699 | 28.2699 | 28.2699 | 28.2699 | 28.2699 | 28.2699 | 28.2699 | 28.2699 | 28.2699 | 28.2699 | 28.2699 | 28.2699 | 28.2699 | 28.2699 | 28.2699 | 28.2699 | 28.2699 | 28.2699 | 28.2699 | 28.2699 | 28.2699 | 28.2699 | 28.2699 | 28.2699 | 28.2699 | 28.2699 | 28.2699 | 28.2699 | 28.2699 | 28.2699 | 28.2699 | 28.2699 | 28.2699 | 28.2699 | 28.2699 | 28.2699 | 28.2699 | 28.2699 | 28.2699 | 28.2699 | 28.2699 | 28.2699 | 28.2699 | 28.2699 | 28.2699 | 28.2699 | 28.2699 | 28.2699 | 28.2699 | 28.2699 | 28.2699
2445 | 28.2709 | 28.2709 | 28.2709 | 28.2709 | 28.2709 | 28.2709 | 28.2709 | 28.2709 | 28.2709 | 28.2709 | 28.2709 | 28.2709 | 28.2709 | 28.2709 | 28.2709 | 28.2709 | 28.2709 | 28.2709 | 28.2709 | 28.2709 | 28.2709 | 28.2709 | 28.2709 | 28.2709 | 28.2709 | 28.2709 | 28.2709 | 28.2709 | 28.2709 | 28.2709 | 28.2709 | 28.2709 | 28.2709 | 28.2709 | 28.2709 | 28.2709 | 28.2709 | 28.2709 | 28.2709 | 28.2709 | 28.2709 | 28.2709 | 28.2709 | 28.2709 | 28.2709 | 28.2709 | 28.2709 | 28.2709 | 28.2709 | 28.2709 | 28.2709 | 28.2709 | 28.2709 | 28.2709 | 28.2709 | 28.2709 | 28.2709 | 28.2709 | 28.2709 | 28.2709
2446 | 28.2719 | 28.2719 | 28.2719 | 28.2719 | 28.2719 | 28.2719 | 28.2719 | 28.2719 | 28.2719 | 28.2719 | 28.2719 | 28.2719 | 28.2719 | 28.2719 | 28.2719 | 28.2719 | 28.2719 | 28.2719 | 28.2719 | 28.2719 | 28.2719 | 28.2719 | 28.2719 | 28.2719 | 28.2719 | 28.2719 | 28.2719 | 28.2719 | 28.2719 | 28.2719 | 28.2719 | 28.2719 | 28.2719 | 28.2719 | 28.2719 | 28.2719 | 28.2719 | 28.2719 | 28.2719 | 28.2719 | 28.2719 | 28.2719 | 28.2719 | 28.2719 | 28.2719 | 28.2719 | 28.2719 | 28.2719 | 28.2719 | 28.2719 | 28.2719 | 28.2719 | 28.2719 | 28.2719 | 28.2719 | 28.2719 | 28.2719 | 28.2719 | 28.2719 | 28.2719
2447 | 28.2729 | 28.2729 | 28.2729 | 28.2729 | 28.2729 | 28.2729 | 28.2729 | 28.2729 | 28.2729 | 28.2729 | 28.2729 | 28.2729 | 28.2729 | 28.2729 | 28.2729 | 28.2729 | 28.2729 | 28.2729 | 28.2729 | 28.2729 | 28.2729 | 28.2729 | 28.2729 | 28.2729 | 28.2729 | 28.2729 | 28.2729 | 28.2729 | 28.2729 | 28.2729 | 28.2729 | 28.2729 | 28.2729 | 28.2729 | 28.2729 | 28.2729 | 28.2729 | 28.2729 | 28.2729 | 28.2729 | 28.2729 | 28.2729 | 28.2729 | 28.2729 | 28.2729 | 28.2729 | 28.2729 | 28.2729 | 28.2729 | 28.2729 | 28.2729 | 28.2729 | 28.2729 | 28.2729 | 28.2729 | 28.2729 | 28.2729 | 28.2729 | 28.2729 | 28.2729
2448 | 28.274 | 28.274 | 28.274 | 28.274 | 28.274 | 28.274 | 28.274 | 28.274 | 28.274 | 28.274 | 28.274 | 28.274 | 28.274 | 28.274 | 28.274 | 28.274 | 28.274 | 28.274 | 28.274 | 28.274 | 28.274 | 28.274 | 28.274 | 28.274 | 28.274 | 28.274 | 28.274 | 28.274 | 28.274 | 28.274 | 28.274 | 28.274 | 28.274 | 28.274 | 28.274 | 28.274 | 28.274 | 28.274 | 28.274 | 28.274 | 28.274 | 28.274 | 28.274 | 28.274 | 28.274 | 28.274 | 28.274 | 28.274 | 28.274 | 28.274 | 28.274 | 28.274 | 28.274 | 28.274 | 28.274 | 28.274 | 28.274 | 28.274 | 28.274 | 28.274
2449 | 28.275 | 28.275 | 28.275 | 28.275 | 28.275 | 28.275 | 28.275 | 28.275 | 28.275 | 28.275 | 28.275 | 28.275 | 28.275 | 28.275 | 28.275 | 28.275 | 28.275 | 28.275 | 28.275 | 28.275 | 28.275 | 28.275 | 28.275 | 28.275 | 28.275 | 28.275 | 28.275 | 28.275 | 28.275 | 28.275 | 28.275 | 28.275 | 28.275 | 28.275 | 28.275 | 28.275 | 28.275 | 28.275 | 28.275 | 28.275 | 28.275 | 28.275 | 28.275 | 28.275 | 28.275 | 28.275 | 28.275 | 28.275 | 28.275 | 28.275 | 28.275 | 28.275 | 28.275 | 28.275 | 28.275 | 28.275 | 28.275 | 28.275 | 28.275 | 28.275
2450 | 28.276 | 28.276 | 28.276 | 28.276 | 28.276 | 28.276 | 28.276 | 28.276 | 28.276 | 28.276 | 28.276 | 28.276 | 28.276 | 28.276 | 28.276 | 28.276 | 28.276 | 28.276 | 28.276 | 28.276 | 28.276 | 28.276 | 28.276 | 28.276 | 28.276 | 28.276 | 28.276 | 28.276 | 28.276 | 28.276 | 28.276 | 28.276 | 28.276 | 28.276 | 28.276 | 28.276 | 28.276 | 28.276 | 28.276 | 28.276 | 28.276 | 28.276 | 28.276 | 28.276 | 28.276 | 28.276 | 28.276 | 28.276 | 28.276 | 28.276 | 28.276 | 28.276 | 28.276 | 28.276 | 28.276 | 28.276 | 28.276 | 28.276 | 28.276 | 28.276
2451 | 28.277 | 28.277 | 28.277 | 28.277 | 28.277 | 28.277 | 28.277 | 28.277 | 28.277 | 28.277 | 28.277 | 28.277 | 28.277 | 28.277 | 28.277 | 28.277 | 28.277 | 28.277 | 28.277 | 28.277 | 28.277 | 28.277 | 28.277 | 28.277 | 28.277 | 28.277 | 28.277 | 28.277 | 28.277 | 28.277 | 28.277 | 28.277 | 28.277 | 28.277 | 28.277 | 28.277 | 28.277 | 28.277 | 28.277 | 28.277 | 28.277 | 28.277 | 28.277 | 28.277 | 28.277 | 28.277 | 28.277 | 28.277 | 28.277 | 28.277 | 28.277 | 28.277 | 28.277 | 28.277 | 28.277 | 28.277 | 28.277 | 28.277 | 28.277 | 28.277
2452 | 28.278 | 28.278 | 28.278 | 28.278 | 28.278 | 28.278 | 28.278 | 28.278 | 28.278 | 28.278 | 28.278 | 28.278 | 28.278 | 28.278 | 28.278 | 28.278 | 28.278 | 28.278 | 28.278 | 28.278 | 28.278 | 28.278 | 28.278 | 28.278 | 28.278 | 28.278 | 28.278 | 28.278 | 28.278 | 28.278 | 28.278 | 28.278 | 28.278 | 28.278 | 28.278 | 28.278 | 28.278 | 28.278 | 28.278 | 28.278 | 28.278 | 28.278 | 28.278 | 28.278 | 28.278 | 28.278 | 28.278 | 28.278 | 28.278 | 28.278 | 28.278 | 28.278 | 28.278 | 28.278 | 28.278 | 28.278 | 28.278 | 28.278 | 28.278 | 28.278
2453 | 28.2791 | 28.2791 | 28.2791 | 28.2791 | 28.2791 | 28.2791 | 28.2791 | 28.2791 | 28.2791 | 28.2791 | 28.2791 | 28.2791 | 28.2791 | 28.2791 | 28.2791 | 28.2791 | 28.2791 | 28.2791 | 28.2791 | 28.2791 | 28.2791 | 28.2791 | 28.2791 | 28.2791 | 28.2791 | 28.2791 | 28.2791 | 28.2791 | 28.2791 | 28.2791 | 28.2791 | 28.2791 | 28.2791 | 28.2791 | 28.2791 | 28.2791 | 28.2791 | 28.2791 | 28.2791 | 28.2791 | 28.2791 | 28.2791 | 28.2791 | 28.2791 | 28.2791 | 28.2791 | 28.2791 | 28.2791 | 28.2791 | 28.2791 | 28.2791 | 28.2791 | 28.2791 | 28.2791 | 28.2791 | 28.2791 | 28.2791 | 28.2791 | 28.2791 | 28.2791
2454 | 28.2801 | 28.2801 | 28.2801 | 28.2801 | 28.2801 | 28.2801 | 28.2801 | 28.2801 | 28.2801 | 28.2801 | 28.2801 | 28.2801 | 28.2801 | 28.2801 | 28.2801 | 28.2801 | 28.2801 | 28.2801 | 28.2801 | 28.2801 | 28.2801 | 28.2801 | 28.2801 | 28.2801 | 28.2801 | 28.2801 | 28.2801 | 28.2801 | 28.2801 | 28.2801 | 28.2801 | 28.2801 | 28.2801 | 28.2801 | 28.2801 | 28.2801 | 28.2801 | 28.2801 | 28.2801 | 28.2801 | 28.2801 | 28.2801 | 28.2801 | 28.2801 | 28.2801 | 28.2801 | 28.2801 | 28.2801 | 28.2801 | 28.2801 | 28.2801 | 28.2801 | 28.2801 | 28.2801 | 28.2801 | 28.2801 | 28.2801 | 28.2801 | 28.2801 | 28.2801
2455 | 28.2811 | 28.2811 | 28.2811 | 28.2811 | 28.2811 | 28.2811 | 28.2811 | 28.2811 | 28.2811 | 28.2811 | 28.2811 | 28.2811 | 28.2811 | 28.2811 | 28.2811 | 28.2811 | 28.2811 | 28.2811 | 28.2811 | 28.2811 | 28.2811 | 28.2811 | 28.2811 | 28.2811 | 28.2811 | 28.2811 | 28.2811 | 28.2811 | 28.2811 | 28.2811 | 28.2811 | 28.2811 | 28.2811 | 28.2811 | 28.2811 | 28.2811 | 28.2811 | 28.2811 | 28.2811 | 28.2811 | 28.2811 | 28.2811 | 28.2811 | 28.2811 | 28.2811 | 28.2811 | 28.2811 | 28.2811 | 28.2811 | 28.2811 | 28.2811 | 28.2811 | 28.2811 | 28.2811 | 28.2811 | 28.2811 | 28.2811 | 28.2811 | 28.2811 | 28.2811
2456 | 28.2821 | 28.2821 | 28.2821 | 28.2821 | 28.2821 | 28.2821 | 28.2821 | 28.2821 | 28.2821 | 28.2821 | 28.2821 | 28.2821 | 28.2821 | 28.2821 | 28.2821 | 28.2821 | 28.2821 | 28.2821 | 28.2821 | 28.2821 | 28.2821 | 28.2821 | 28.2821 | 28.2821 | 28.2821 | 28.2821 | 28.2821 | 28.2821 | 28.2821 | 28.2821 | 28.2821 | 28.2821 | 28.2821 | 28.2821 | 28.2821 | 28.2821 | 28.2821 | 28.2821 | 28.2821 | 28.2821 | 28.2821 | 28.2821 | 28.2821 | 28.2821 | 28.2821 | 28.2821 | 28.2821 | 28.2821 | 28.2821 | 28.2821 | 28.2821 | 28.2821 | 28.2821 | 28.2821 | 28.2821 | 28.2821 | 28.2821 | 28.2821 | 28.2821 | 28.2821
2457 | 28.2831 | 28.2831 | 28.2831 | 28.2831 | 28.2831 | 28.2831 | 28.2831 | 28.2831 | 28.2831 | 28.2831 | 28.2831 | 28.2831 | 28.2831 | 28.2831 | 28.2831 | 28.2831 | 28.2831 | 28.2831 | 28.2831 | 28.2831 | 28.2831 | 28.2831 | 28.2831 | 28.2831 | 28.2831 | 28.2831 | 28.2831 | 28.2831 | 28.2831 | 28.2831 | 28.2831 | 28.2831 | 28.2831 | 28.2831 | 28.2831 | 28.2831 | 28.2831 | 28.2831 | 28.2831 | 28.2831 | 28.2831 | 28.2831 | 28.2831 | 28.2831 | 28.2831 | 28.2831 | 28.2831 | 28.2831 | 28.2831 | 28.2831 | 28.2831 | 28.2831 | 28.2831 | 28.2831 | 28.2831 | 28.2831 | 28.2831 | 28.2831 | 28.2831 | 28.2831
2458 | 28.2842 | 28.2842 | 28.2842 | 28.2842 | 28.2842 | 28.2842 | 28.2842 | 28.2842 | 28.2842 | 28.2842 | 28.2842 | 28.2842 | 28.2842 | 28.2842 | 28.2842 | 28.2842 | 28.2842 | 28.2842 | 28.2842 | 28.2842 | 28.2842 | 28.2842 | 28.2842 | 28.2842 | 28.2842 | 28.2842 | 28.2842 | 28.2842 | 28.2842 | 28.2842 | 28.2842 | 28.2842 | 28.2842 | 28.2842 | 28.2842 | 28.2842 | 28.2842 | 28.2842 | 28.2842 | 28.2842 | 28.2842 | 28.2842 | 28.2842 | 28.2842 | 28.2842 | 28.2842 | 28.2842 | 28.2842 | 28.2842 | 28.2842 | 28.2842 | 28.2842 | 28.2842 | 28.2842 | 28.2842 | 28.2842 | 28.2842 | 28.2842 | 28.2842 | 28.2842
2459 | 28.2852 | 28.2852 | 28.2852 | 28.2852 | 28.2852 | 28.2852 | 28.2852 | 28.2852 | 28.2852 | 28.2852 | 28.2852 | 28.2852 | 28.2852 | 28.2852 | 28.2852 | 28.2852 | 28.2852 | 28.2852 | 28.2852 | 28.2852 | 28.2852 | 28.2852 | 28.2852 | 28.2852 | 28.2852 | 28.2852 | 28.2852 | 28.2852 | 28.2852 | 28.2852 | 28.2852 | 28.2852 | 28.2852 | 28.2852 | 28.2852 | 28.2852 | 28.2852 | 28.2852 | 28.2852 | 28.2852 | 28.2852 | 28.2852 | 28.2852 | 28.2852 | 28.2852 | 28.2852 | 28.2852 | 28.2852 | 28.2852 | 28.2852 | 28.2852 | 28.2852 | 28.2852 | 28.2852 | 28.2852 | 28.2852 | 28.2852 | 28.2852 | 28.2852 | 28.2852
2460 | 28.2862 | 28.2862 | 28.2862 | 28.2862 | 28.2862 | 28.2862 | 28.2862 | 28.2862 | 28.2862 | 28.2862 | 28.2862 | 28.2862 | 28.2862 | 28.2862 | 28.2862 | 28.2862 | 28.2862 | 28.2862 | 28.2862 | 28.2862 | 28.2862 | 28.2862 | 28.2862 | 28.2862 | 28.2862 | 28.2862 | 28.2862 | 28.2862 | 28.2862 | 28.2862 | 28.2862 | 28.2862 | 28.2862 | 28.2862 | 28.2862 | 28.2862 | 28.2862 | 28.2862 | 28.2862 | 28.2862 | 28.2862 | 28.2862 | 28.2862 | 28.2862 | 28.2862 | 28.2862 | 28.2862 | 28.2862 | 28.2862 | 28.2862 | 28.2862 | 28.2862 | 28.2862 | 28.2862 | 28.2862 | 28.2862 | 28.2862 | 28.2862 | 28.2862 | 28.2862
2461 | 28.2872 | 28.2872 | 28.2872 | 28.2872 | 28.2872 | 28.2872 | 28.2872 | 28.2872 | 28.2872 | 28.2872 | 28.2872 | 28.2872 | 28.2872 | 28.2872 | 28.2872 | 28.2872 | 28.2872 | 28.2872 | 28.2872 | 28.2872 | 28.2872 | 28.2872 | 28.2872 | 28.2872 | 28.2872 | 28.2872 | 28.2872 | 28.2872 | 28.2872 | 28.2872 | 28.2872 | 28.2872 | 28.2872 | 28.2872 | 28.2872 | 28.2872 | 28.2872 | 28.2872 | 28.2872 | 28.2872 | 28.2872 | 28.2872 | 28.2872 | 28.2872 | 28.2872 | 28.2872 | 28.2872 | 28.2872 | 28.2872 | 28.2872 | 28.2872 | 28.2872 | 28.2872 | 28.2872 | 28.2872 | 28.2872 | 28.2872 | 28.2872 | 28.2872 | 28.2872
2462 | 28.2882 | 28.2882 | 28.2882 | 28.2882 | 28.2882 | 28.2882 | 28.2882 | 28.2882 | 28.2882 | 28.2882 | 28.2882 | 28.2882 | 28.2882 | 28.2882 | 28.2882 | 28.2882 | 28.2882 | 28.2882 | 28.2882 | 28.2882 | 28.2882 | 28.2882 | 28.2882 | 28.2882 | 28.2882 | 28.2882 | 28.2882 | 28.2882 | 28.2882 | 28.2882 | 28.2882 | 28.2882 | 28.2882 | 28.2882 | 28.2882 | 28.2882 | 28.2882 | 28.2882 | 28.2882 | 28.2882 | 28.2882 | 28.2882 | 28.2882 | 28.2882 | 28.2882 | 28.2882 | 28.2882 | 28.2882 | 28.2882 | 28.2882 | 28.2882 | 28.2882 | 28.2882 | 28.2882 | 28.2882 | 28.2882 | 28.2882 | 28.2882 | 28.2882 | 28.2882
2463 | 28.2892 | 28.2892 | 28.2892 | 28.2892 | 28.2892 | 28.2892 | 28.2892 | 28.2892 | 28.2892 | 28.2892 | 28.2892 | 28.2892 | 28.2892 | 28.2892 | 28.2892 | 28.2892 | 28.2892 | 28.2892 | 28.2892 | 28.2892 | 28.2892 | 28.2892 | 28.2892 | 28.2892 | 28.2892 | 28.2892 | 28.2892 | 28.2892 | 28.2892 | 28.2892 | 28.2892 | 28.2892 | 28.2892 | 28.2892 | 28.2892 | 28.2892 | 28.2892 | 28.2892 | 28.2892 | 28.2892 | 28.2892 | 28.2892 | 28.2892 | 28.2892 | 28.2892 | 28.2892 | 28.2892 | 28.2892 | 28.2892 | 28.2892 | 28.2892 | 28.2892 | 28.2892 | 28.2892 | 28.2892 | 28.2892 | 28.2892 | 28.2892 | 28.2892 | 28.2892
2464 | 28.2902 | 28.2902 | 28.2902 | 28.2902 | 28.2902 | 28.2902 | 28.2902 | 28.2902 | 28.2902 | 28.2902 | 28.2902 | 28.2902 | 28.2902 | 28.2902 | 28.2902 | 28.2902 | 28.2902 | 28.2902 | 28.2902 | 28.2902 | 28.2902 | 28.2902 | 28.2902 | 28.2902 | 28.2902 | 28.2902 | 28.2902 | 28.2902 | 28.2902 | 28.2902 | 28.2902 | 28.2902 | 28.2902 | 28.2902 | 28.2902 | 28.2902 | 28.2902 | 28.2902 | 28.2902 | 28.2902 | 28.2902 | 28.2902 | 28.2902 | 28.2902 | 28.2902 | 28.2902 | 28.2902 | 28.2902 | 28.2902 | 28.2902 | 28.2902 | 28.2902 | 28.2902 | 28.2902 | 28.2902 | 28.2902 | 28.2902 | 28.2902 | 28.2902 | 28.2902
2465 | 28.2913 | 28.2913 | 28.2913 | 28.2913 | 28.2913 | 28.2913 | 28.2913 | 28.2913 | 28.2913 | 28.2913 | 28.2913 | 28.2913 | 28.2913 | 28.2913 | 28.2913 | 28.2913 | 28.2913 | 28.2913 | 28.2913 | 28.2913 | 28.2913 | 28.2913 | 28.2913 | 28.2913 | 28.2913 | 28.2913 | 28.2913 | 28.2913 | 28.2913 | 28.2913 | 28.2913 | 28.2913 | 28.2913 | 28.2913 | 28.2913 | 28.2913 | 28.2913 | 28.2913 | 28.2913 | 28.2913 | 28.2913 | 28.2913 | 28.2913 | 28.2913 | 28.2913 | 28.2913 | 28.2913 | 28.2913 | 28.2913 | 28.2913 | 28.2913 | 28.2913 | 28.2913 | 28.2913 | 28.2913 | 28.2913 | 28.2913 | 28.2913 | 28.2913 | 28.2913
2466 | 28.2923 | 28.2923 | 28.2923 | 28.2923 | 28.2923 | 28.2923 | 28.2923 | 28.2923 | 28.2923 | 28.2923 | 28.2923 | 28.2923 | 28.2923 | 28.2923 | 28.2923 | 28.2923 | 28.2923 | 28.2923 | 28.2923 | 28.2923 | 28.2923 | 28.2923 | 28.2923 | 28.2923 | 28.2923 | 28.2923 | 28.2923 | 28.2923 | 28.2923 | 28.2923 | 28.2923 | 28.2923 | 28.2923 | 28.2923 | 28.2923 | 28.2923 | 28.2923 | 28.2923 | 28.2923 | 28.2923 | 28.2923 | 28.2923 | 28.2923 | 28.2923 | 28.2923 | 28.2923 | 28.2923 | 28.2923 | 28.2923 | 28.2923 | 28.2923 | 28.2923 | 28.2923 | 28.2923 | 28.2923 | 28.2923 | 28.2923 | 28.2923 | 28.2923 | 28.2923
2467 | 28.2933 | 28.2933 | 28.2933 | 28.2933 | 28.2933 | 28.2933 | 28.2933 | 28.2933 | 28.2933 | 28.2933 | 28.2933 | 28.2933 | 28.2933 | 28.2933 | 28.2933 | 28.2933 | 28.2933 | 28.2933 | 28.2933 | 28.2933 | 28.2933 | 28.2933 | 28.2933 | 28.2933 | 28.2933 | 28.2933 | 28.2933 | 28.2933 | 28.2933 | 28.2933 | 28.2933 | 28.2933 | 28.2933 | 28.2933 | 28.2933 | 28.2933 | 28.2933 | 28.2933 | 28.2933 | 28.2933 | 28.2933 | 28.2933 | 28.2933 | 28.2933 | 28.2933 | 28.2933 | 28.2933 | 28.2933 | 28.2933 | 28.2933 | 28.2933 | 28.2933 | 28.2933 | 28.2933 | 28.2933 | 28.2933 | 28.2933 | 28.2933 | 28.2933 | 28.2933
2468 | 28.2943 | 28.2943 | 28.2943 | 28.2943 | 28.2943 | 28.2943 | 28.2943 | 28.2943 | 28.2943 | 28.2943 | 28.2943 | 28.2943 | 28.2943 | 28.2943 | 28.2943 | 28.2943 | 28.2943 | 28.2943 | 28.2943 | 28.2943 | 28.2943 | 28.2943 | 28.2943 | 28.2943 | 28.2943 | 28.2943 | 28.2943 | 28.2943 | 28.2943 | 28.2943 | 28.2943 | 28.2943 | 28.2943 | 28.2943 | 28.2943 | 28.2943 | 28.2943 | 28.2943 | 28.2943 | 28.2943 | 28.2943 | 28.2943 | 28.2943 | 28.2943 | 28.2943 | 28.2943 | 28.2943 | 28.2943 | 28.2943 | 28.2943 | 28.2943 | 28.2943 | 28.2943 | 28.2943 | 28.2943 | 28.2943 | 28.2943 | 28.2943 | 28.2943 | 28.2943
2469 | 28.2953 | 28.2953 | 28.2953 | 28.2953 | 28.2953 | 28.2953 | 28.2953 | 28.2953 | 28.2953 | 28.2953 | 28.2953 | 28.2953 | 28.2953 | 28.2953 | 28.2953 | 28.2953 | 28.2953 | 28.2953 | 28.2953 | 28.2953 | 28.2953 | 28.2953 | 28.2953 | 28.2953 | 28.2953 | 28.2953 | 28.2953 | 28.2953 | 28.2953 | 28.2953 | 28.2953 | 28.2953 | 28.2953 | 28.2953 | 28.2953 | 28.2953 | 28.2953 | 28.2953 | 28.2953 | 28.2953 | 28.2953 | 28.2953 | 28.2953 | 28.2953 | 28.2953 | 28.2953 | 28.2953 | 28.2953 | 28.2953 | 28.2953 | 28.2953 | 28.2953 | 28.2953 | 28.2953 | 28.2953 | 28.2953 | 28.2953 | 28.2953 | 28.2953 | 28.2953
2470 | 28.2963 | 28.2963 | 28.2963 | 28.2963 | 28.2963 | 28.2963 | 28.2963 | 28.2963 | 28.2963 | 28.2963 | 28.2963 | 28.2963 | 28.2963 | 28.2963 | 28.2963 | 28.2963 | 28.2963 | 28.2963 | 28.2963 | 28.2963 | 28.2963 | 28.2963 | 28.2963 | 28.2963 | 28.2963 | 28.2963 | 28.2963 | 28.2963 | 28.2963 | 28.2963 | 28.2963 | 28.2963 | 28.2963 | 28.2963 | 28.2963 | 28.2963 | 28.2963 | 28.2963 | 28.2963 | 28.2963 | 28.2963 | 28.2963 | 28.2963 | 28.2963 | 28.2963 | 28.2963 | 28.2963 | 28.2963 | 28.2963 | 28.2963 | 28.2963 | 28.2963 | 28.2963 | 28.2963 | 28.2963 | 28.2963 | 28.2963 | 28.2963 | 28.2963 | 28.2963
2471 | 28.2973 | 28.2973 | 28.2973 | 28.2973 | 28.2973 | 28.2973 | 28.2973 | 28.2973 | 28.2973 | 28.2973 | 28.2973 | 28.2973 | 28.2973 | 28.2973 | 28.2973 | 28.2973 | 28.2973 | 28.2973 | 28.2973 | 28.2973 | 28.2973 | 28.2973 | 28.2973 | 28.2973 | 28.2973 | 28.2973 | 28.2973 | 28.2973 | 28.2973 | 28.2973 | 28.2973 | 28.2973 | 28.2973 | 28.2973 | 28.2973 | 28.2973 | 28.2973 | 28.2973 | 28.2973 | 28.2973 | 28.2973 | 28.2973 | 28.2973 | 28.2973 | 28.2973 | 28.2973 | 28.2973 | 28.2973 | 28.2973 | 28.2973 | 28.2973 | 28.2973 | 28.2973 | 28.2973 | 28.2973 | 28.2973 | 28.2973 | 28.2973 | 28.2973 | 28.2973
2472 | 28.2984 | 28.2984 | 28.2984 | 28.2984 | 28.2984 | 28.2984 | 28.2984 | 28.2984 | 28.2984 | 28.2984 | 28.2984 | 28.2984 | 28.2984 | 28.2984 | 28.2984 | 28.2984 | 28.2984 | 28.2984 | 28.2984 | 28.2984 | 28.2984 | 28.2984 | 28.2984 | 28.2984 | 28.2984 | 28.2984 | 28.2984 | 28.2984 | 28.2984 | 28.2984 | 28.2984 | 28.2984 | 28.2984 | 28.2984 | 28.2984 | 28.2984 | 28.2984 | 28.2984 | 28.2984 | 28.2984 | 28.2984 | 28.2984 | 28.2984 | 28.2984 | 28.2984 | 28.2984 | 28.2984 | 28.2984 | 28.2984 | 28.2984 | 28.2984 | 28.2984 | 28.2984 | 28.2984 | 28.2984 | 28.2984 | 28.2984 | 28.2984 | 28.2984 | 28.2984
2473 | 28.2994 | 28.2994 | 28.2994 | 28.2994 | 28.2994 | 28.2994 | 28.2994 | 28.2994 | 28.2994 | 28.2994 | 28.2994 | 28.2994 | 28.2994 | 28.2994 | 28.2994 | 28.2994 | 28.2994 | 28.2994 | 28.2994 | 28.2994 | 28.2994 | 28.2994 | 28.2994 | 28.2994 | 28.2994 | 28.2994 | 28.2994 | 28.2994 | 28.2994 | 28.2994 | 28.2994 | 28.2994 | 28.2994 | 28.2994 | 28.2994 | 28.2994 | 28.2994 | 28.2994 | 28.2994 | 28.2994 | 28.2994 | 28.2994 | 28.2994 | 28.2994 | 28.2994 | 28.2994 | 28.2994 | 28.2994 | 28.2994 | 28.2994 | 28.2994 | 28.2994 | 28.2994 | 28.2994 | 28.2994 | 28.2994 | 28.2994 | 28.2994 | 28.2994 | 28.2994
2474 | 28.3004 | 28.3004 | 28.3004 | 28.3004 | 28.3004 | 28.3004 | 28.3004 | 28.3004 | 28.3004 | 28.3004 | 28.3004 | 28.3004 | 28.3004 | 28.3004 | 28.3004 | 28.3004 | 28.3004 | 28.3004 | 28.3004 | 28.3004 | 28.3004 | 28.3004 | 28.3004 | 28.3004 | 28.3004 | 28.3004 | 28.3004 | 28.3004 | 28.3004 | 28.3004 | 28.3004 | 28.3004 | 28.3004 | 28.3004 | 28.3004 | 28.3004 | 28.3004 | 28.3004 | 28.3004 | 28.3004 | 28.3004 | 28.3004 | 28.3004 | 28.3004 | 28.3004 | 28.3004 | 28.3004 | 28.3004 | 28.3004 | 28.3004 | 28.3004 | 28.3004 | 28.3004 | 28.3004 | 28.3004 | 28.3004 | 28.3004 | 28.3004 | 28.3004 | 28.3004
2475 | 28.3014 | 28.3014 | 28.3014 | 28.3014 | 28.3014 | 28.3014 | 28.3014 | 28.3014 | 28.3014 | 28.3014 | 28.3014 | 28.3014 | 28.3014 | 28.3014 | 28.3014 | 28.3014 | 28.3014 | 28.3014 | 28.3014 | 28.3014 | 28.3014 | 28.3014 | 28.3014 | 28.3014 | 28.3014 | 28.3014 | 28.3014 | 28.3014 | 28.3014 | 28.3014 | 28.3014 | 28.3014 | 28.3014 | 28.3014 | 28.3014 | 28.3014 | 28.3014 | 28.3014 | 28.3014 | 28.3014 | 28.3014 | 28.3014 | 28.3014 | 28.3014 | 28.3014 | 28.3014 | 28.3014 | 28.3014 | 28.3014 | 28.3014 | 28.3014 | 28.3014 | 28.3014 | 28.3014 | 28.3014 | 28.3014 | 28.3014 | 28.3014 | 28.3014 | 28.3014
2476 | 28.3024 | 28.3024 | 28.3024 | 28.3024 | 28.3024 | 28.3024 | 28.3024 | 28.3024 | 28.3024 | 28.3024 | 28.3024 | 28.3024 | 28.3024 | 28.3024 | 28.3024 | 28.3024 | 28.3024 | 28.3024 | 28.3024 | 28.3024 | 28.3024 | 28.3024 | 28.3024 | 28.3024 | 28.3024 | 28.3024 | 28.3024 | 28.3024 | 28.3024 | 28.3024 | 28.3024 | 28.3024 | 28.3024 | 28.3024 | 28.3024 | 28.3024 | 28.3024 | 28.3024 | 28.3024 | 28.3024 | 28.3024 | 28.3024 | 28.3024 | 28.3024 | 28.3024 | 28.3024 | 28.3024 | 28.3024 | 28.3024 | 28.3024 | 28.3024 | 28.3024 | 28.3024 | 28.3024 | 28.3024 | 28.3024 | 28.3024 | 28.3024 | 28.3024 | 28.3024
2477 | 28.3034 | 28.3034 | 28.3034 | 28.3034 | 28.3034 | 28.3034 | 28.3034 | 28.3034 | 28.3034 | 28.3034 | 28.3034 | 28.3034 | 28.3034 | 28.3034 | 28.3034 | 28.3034 | 28.3034 | 28.3034 | 28.3034 | 28.3034 | 28.3034 | 28.3034 | 28.3034 | 28.3034 | 28.3034 | 28.3034 | 28.3034 | 28.3034 | 28.3034 | 28.3034 | 28.3034 | 28.3034 | 28.3034 | 28.3034 | 28.3034 | 28.3034 | 28.3034 | 28.3034 | 28.3034 | 28.3034 | 28.3034 | 28.3034 | 28.3034 | 28.3034 | 28.3034 | 28.3034 | 28.3034 | 28.3034 | 28.3034 | 28.3034 | 28.3034 | 28.3034 | 28.3034 | 28.3034 | 28.3034 | 28.3034 | 28.3034 | 28.3034 | 28.3034 | 28.3034
2478 | 28.3044 | 28.3044 | 28.3044 | 28.3044 | 28.3044 | 28.3044 | 28.3044 | 28.3044 | 28.3044 | 28.3044 | 28.3044 | 28.3044 | 28.3044 | 28.3044 | 28.3044 | 28.3044 | 28.3044 | 28.3044 | 28.3044 | 28.3044 | 28.3044 | 28.3044 | 28.3044 | 28.3044 | 28.3044 | 28.3044 | 28.3044 | 28.3044 | 28.3044 | 28.3044 | 28.3044 | 28.3044 | 28.3044 | 28.3044 | 28.3044 | 28.3044 | 28.3044 | 28.3044 | 28.3044 | 28.3044 | 28.3044 | 28.3044 | 28.3044 | 28.3044 | 28.3044 | 28.3044 | 28.3044 | 28.3044 | 28.3044 | 28.3044 | 28.3044 | 28.3044 | 28.3044 | 28.3044 | 28.3044 | 28.3044 | 28.3044 | 28.3044 | 28.3044 | 28.3044
2479 | 28.3054 | 28.3054 | 28.3054 | 28.3054 | 28.3054 | 28.3054 | 28.3054 | 28.3054 | 28.3054 | 28.3054 | 28.3054 | 28.3054 | 28.3054 | 28.3054 | 28.3054 | 28.3054 | 28.3054 | 28.3054 | 28.3054 | 28.3054 | 28.3054 | 28.3054 | 28.3054 | 28.3054 | 28.3054 | 28.3054 | 28.3054 | 28.3054 | 28.3054 | 28.3054 | 28.3054 | 28.3054 | 28.3054 | 28.3054 | 28.3054 | 28.3054 | 28.3054 | 28.3054 | 28.3054 | 28.3054 | 28.3054 | 28.3054 | 28.3054 | 28.3054 | 28.3054 | 28.3054 | 28.3054 | 28.3054 | 28.3054 | 28.3054 | 28.3054 | 28.3054 | 28.3054 | 28.3054 | 28.3054 | 28.3054 | 28.3054 | 28.3054 | 28.3054 | 28.3054
2480 | 28.3064 | 28.3064 | 28.3064 | 28.3064 | 28.3064 | 28.3064 | 28.3064 | 28.3064 | 28.3064 | 28.3064 | 28.3064 | 28.3064 | 28.3064 | 28.3064 | 28.3064 | 28.3064 | 28.3064 | 28.3064 | 28.3064 | 28.3064 | 28.3064 | 28.3064 | 28.3064 | 28.3064 | 28.3064 | 28.3064 | 28.3064 | 28.3064 | 28.3064 | 28.3064 | 28.3064 | 28.3064 | 28.3064 | 28.3064 | 28.3064 | 28.3064 | 28.3064 | 28.3064 | 28.3064 | 28.3064 | 28.3064 | 28.3064 | 28.3064 | 28.3064 | 28.3064 | 28.3064 | 28.3064 | 28.3064 | 28.3064 | 28.3064 | 28.3064 | 28.3064 | 28.3064 | 28.3064 | 28.3064 | 28.3064 | 28.3064 | 28.3064 | 28.3064 | 28.3064
2481 | 28.3074 | 28.3074 | 28.3074 | 28.3074 | 28.3074 | 28.3074 | 28.3074 | 28.3074 | 28.3074 | 28.3074 | 28.3074 | 28.3074 | 28.3074 | 28.3074 | 28.3074 | 28.3074 | 28.3074 | 28.3074 | 28.3074 | 28.3074 | 28.3074 | 28.3074 | 28.3074 | 28.3074 | 28.3074 | 28.3074 | 28.3074 | 28.3074 | 28.3074 | 28.3074 | 28.3074 | 28.3074 | 28.3074 | 28.3074 | 28.3074 | 28.3074 | 28.3074 | 28.3074 | 28.3074 | 28.3074 | 28.3074 | 28.3074 | 28.3074 | 28.3074 | 28.3074 | 28.3074 | 28.3074 | 28.3074 | 28.3074 | 28.3074 | 28.3074 | 28.3074 | 28.3074 | 28.3074 | 28.3074 | 28.3074 | 28.3074 | 28.3074 | 28.3074 | 28.3074
2482 | 28.3084 | 28.3084 | 28.3084 | 28.3084 | 28.3084 | 28.3084 | 28.3084 | 28.3084 | 28.3084 | 28.3084 | 28.3084 | 28.3084 | 28.3084 | 28.3084 | 28.3084 | 28.3084 | 28.3084 | 28.3084 | 28.3084 | 28.3084 | 28.3084 | 28.3084 | 28.3084 | 28.3084 | 28.3084 | 28.3084 | 28.3084 | 28.3084 | 28.3084 | 28.3084 | 28.3084 | 28.3084 | 28.3084 | 28.3084 | 28.3084 | 28.3084 | 28.3084 | 28.3084 | 28.3084 | 28.3084 | 28.3084 | 28.3084 | 28.3084 | 28.3084 | 28.3084 | 28.3084 | 28.3084 | 28.3084 | 28.3084 | 28.3084 | 28.3084 | 28.3084 | 28.3084 | 28.3084 | 28.3084 | 28.3084 | 28.3084 | 28.3084 | 28.3084 | 28.3084
2483 | 28.3095 | 28.3095 | 28.3095 | 28.3095 | 28.3095 | 28.3095 | 28.3095 | 28.3095 | 28.3095 | 28.3095 | 28.3095 | 28.3095 | 28.3095 | 28.3095 | 28.3095 | 28.3095 | 28.3095 | 28.3095 | 28.3095 | 28.3095 | 28.3095 | 28.3095 | 28.3095 | 28.3095 | 28.3095 | 28.3095 | 28.3095 | 28.3095 | 28.3095 | 28.3095 | 28.3095 | 28.3095 | 28.3095 | 28.3095 | 28.3095 | 28.3095 | 28.3095 | 28.3095 | 28.3095 | 28.3095 | 28.3095 | 28.3095 | 28.3095 | 28.3095 | 28.3095 | 28.3095 | 28.3095 | 28.3095 | 28.3095 | 28.3095 | 28.3095 | 28.3095 | 28.3095 | 28.3095 | 28.3095 | 28.3095 | 28.3095 | 28.3095 | 28.3095 | 28.3095
2484 | 28.3105 | 28.3105 | 28.3105 | 28.3105 | 28.3105 | 28.3105 | 28.3105 | 28.3105 | 28.3105 | 28.3105 | 28.3105 | 28.3105 | 28.3105 | 28.3105 | 28.3105 | 28.3105 | 28.3105 | 28.3105 | 28.3105 | 28.3105 | 28.3105 | 28.3105 | 28.3105 | 28.3105 | 28.3105 | 28.3105 | 28.3105 | 28.3105 | 28.3105 | 28.3105 | 28.3105 | 28.3105 | 28.3105 | 28.3105 | 28.3105 | 28.3105 | 28.3105 | 28.3105 | 28.3105 | 28.3105 | 28.3105 | 28.3105 | 28.3105 | 28.3105 | 28.3105 | 28.3105 | 28.3105 | 28.3105 | 28.3105 | 28.3105 | 28.3105 | 28.3105 | 28.3105 | 28.3105 | 28.3105 | 28.3105 | 28.3105 | 28.3105 | 28.3105 | 28.3105
2485 | 28.3115 | 28.3115 | 28.3115 | 28.3115 | 28.3115 | 28.3115 | 28.3115 | 28.3115 | 28.3115 | 28.3115 | 28.3115 | 28.3115 | 28.3115 | 28.3115 | 28.3115 | 28.3115 | 28.3115 | 28.3115 | 28.3115 | 28.3115 | 28.3115 | 28.3115 | 28.3115 | 28.3115 | 28.3115 | 28.3115 | 28.3115 | 28.3115 | 28.3115 | 28.3115 | 28.3115 | 28.3115 | 28.3115 | 28.3115 | 28.3115 | 28.3115 | 28.3115 | 28.3115 | 28.3115 | 28.3115 | 28.3115 | 28.3115 | 28.3115 | 28.3115 | 28.3115 | 28.3115 | 28.3115 | 28.3115 | 28.3115 | 28.3115 | 28.3115 | 28.3115 | 28.3115 | 28.3115 | 28.3115 | 28.3115 | 28.3115 | 28.3115 | 28.3115 | 28.3115
2486 | 28.3125 | 28.3125 | 28.3125 | 28.3125 | 28.3125 | 28.3125 | 28.3125 | 28.3125 | 28.3125 | 28.3125 | 28.3125 | 28.3125 | 28.3125 | 28.3125 | 28.3125 | 28.3125 | 28.3125 | 28.3125 | 28.3125 | 28.3125 | 28.3125 | 28.3125 | 28.3125 | 28.3125 | 28.3125 | 28.3125 | 28.3125 | 28.3125 | 28.3125 | 28.3125 | 28.3125 | 28.3125 | 28.3125 | 28.3125 | 28.3125 | 28.3125 | 28.3125 | 28.3125 | 28.3125 | 28.3125 | 28.3125 | 28.3125 | 28.3125 | 28.3125 | 28.3125 | 28.3125 | 28.3125 | 28.3125 | 28.3125 | 28.3125 | 28.3125 | 28.3125 | 28.3125 | 28.3125 | 28.3125 | 28.3125 | 28.3125 | 28.3125 | 28.3125 | 28.3125
2487 | 28.3135 | 28.3135 | 28.3135 | 28.3135 | 28.3135 | 28.3135 | 28.3135 | 28.3135 | 28.3135 | 28.3135 | 28.3135 | 28.3135 | 28.3135 | 28.3135 | 28.3135 | 28.3135 | 28.3135 | 28.3135 | 28.3135 | 28.3135 | 28.3135 | 28.3135 | 28.3135 | 28.3135 | 28.3135 | 28.3135 | 28.3135 | 28.3135 | 28.3135 | 28.3135 | 28.3135 | 28.3135 | 28.3135 | 28.3135 | 28.3135 | 28.3135 | 28.3135 | 28.3135 | 28.3135 | 28.3135 | 28.3135 | 28.3135 | 28.3135 | 28.3135 | 28.3135 | 28.3135 | 28.3135 | 28.3135 | 28.3135 | 28.3135 | 28.3135 | 28.3135 | 28.3135 | 28.3135 | 28.3135 | 28.3135 | 28.3135 | 28.3135 | 28.3135 | 28.3135
2488 | 28.3145 | 28.3145 | 28.3145 | 28.3145 | 28.3145 | 28.3145 | 28.3145 | 28.3145 | 28.3145 | 28.3145 | 28.3145 | 28.3145 | 28.3145 | 28.3145 | 28.3145 | 28.3145 | 28.3145 | 28.3145 | 28.3145 | 28.3145 | 28.3145 | 28.3145 | 28.3145 | 28.3145 | 28.3145 | 28.3145 | 28.3145 | 28.3145 | 28.3145 | 28.3145 | 28.3145 | 28.3145 | 28.3145 | 28.3145 | 28.3145 | 28.3145 | 28.3145 | 28.3145 | 28.3145 | 28.3145 | 28.3145 | 28.3145 | 28.3145 | 28.3145 | 28.3145 | 28.3145 | 28.3145 | 28.3145 | 28.3145 | 28.3145 | 28.3145 | 28.3145 | 28.3145 | 28.3145 | 28.3145 | 28.3145 | 28.3145 | 28.3145 | 28.3145 | 28.3145
2489 | 28.3155 | 28.3155 | 28.3155 | 28.3155 | 28.3155 | 28.3155 | 28.3155 | 28.3155 | 28.3155 | 28.3155 | 28.3155 | 28.3155 | 28.3155 | 28.3155 | 28.3155 | 28.3155 | 28.3155 | 28.3155 | 28.3155 | 28.3155 | 28.3155 | 28.3155 | 28.3155 | 28.3155 | 28.3155 | 28.3155 | 28.3155 | 28.3155 | 28.3155 | 28.3155 | 28.3155 | 28.3155 | 28.3155 | 28.3155 | 28.3155 | 28.3155 | 28.3155 | 28.3155 | 28.3155 | 28.3155 | 28.3155 | 28.3155 | 28.3155 | 28.3155 | 28.3155 | 28.3155 | 28.3155 | 28.3155 | 28.3155 | 28.3155 | 28.3155 | 28.3155 | 28.3155 | 28.3155 | 28.3155 | 28.3155 | 28.3155 | 28.3155 | 28.3155 | 28.3155
2490 | 28.3165 | 28.3165 | 28.3165 | 28.3165 | 28.3165 | 28.3165 | 28.3165 | 28.3165 | 28.3165 | 28.3165 | 28.3165 | 28.3165 | 28.3165 | 28.3165 | 28.3165 | 28.3165 | 28.3165 | 28.3165 | 28.3165 | 28.3165 | 28.3165 | 28.3165 | 28.3165 | 28.3165 | 28.3165 | 28.3165 | 28.3165 | 28.3165 | 28.3165 | 28.3165 | 28.3165 | 28.3165 | 28.3165 | 28.3165 | 28.3165 | 28.3165 | 28.3165 | 28.3165 | 28.3165 | 28.3165 | 28.3165 | 28.3165 | 28.3165 | 28.3165 | 28.3165 | 28.3165 | 28.3165 | 28.3165 | 28.3165 | 28.3165 | 28.3165 | 28.3165 | 28.3165 | 28.3165 | 28.3165 | 28.3165 | 28.3165 | 28.3165 | 28.3165 | 28.3165
2491 | 28.3175 | 28.3175 | 28.3175 | 28.3175 | 28.3175 | 28.3175 | 28.3175 | 28.3175 | 28.3175 | 28.3175 | 28.3175 | 28.3175 | 28.3175 | 28.3175 | 28.3175 | 28.3175 | 28.3175 | 28.3175 | 28.3175 | 28.3175 | 28.3175 | 28.3175 | 28.3175 | 28.3175 | 28.3175 | 28.3175 | 28.3175 | 28.3175 | 28.3175 | 28.3175 | 28.3175 | 28.3175 | 28.3175 | 28.3175 | 28.3175 | 28.3175 | 28.3175 | 28.3175 | 28.3175 | 28.3175 | 28.3175 | 28.3175 | 28.3175 | 28.3175 | 28.3175 | 28.3175 | 28.3175 | 28.3175 | 28.3175 | 28.3175 | 28.3175 | 28.3175 | 28.3175 | 28.3175 | 28.3175 | 28.3175 | 28.3175 | 28.3175 | 28.3175 | 28.3175
2492 | 28.3185 | 28.3185 | 28.3185 | 28.3185 | 28.3185 | 28.3185 | 28.3185 | 28.3185 | 28.3185 | 28.3185 | 28.3185 | 28.3185 | 28.3185 | 28.3185 | 28.3185 | 28.3185 | 28.3185 | 28.3185 | 28.3185 | 28.3185 | 28.3185 | 28.3185 | 28.3185 | 28.3185 | 28.3185 | 28.3185 | 28.3185 | 28.3185 | 28.3185 | 28.3185 | 28.3185 | 28.3185 | 28.3185 | 28.3185 | 28.3185 | 28.3185 | 28.3185 | 28.3185 | 28.3185 | 28.3185 | 28.3185 | 28.3185 | 28.3185 | 28.3185 | 28.3185 | 28.3185 | 28.3185 | 28.3185 | 28.3185 | 28.3185 | 28.3185 | 28.3185 | 28.3185 | 28.3185 | 28.3185 | 28.3185 | 28.3185 | 28.3185 | 28.3185 | 28.3185
2493 | 28.3195 | 28.3195 | 28.3195 | 28.3195 | 28.3195 | 28.3195 | 28.3195 | 28.3195 | 28.3195 | 28.3195 | 28.3195 | 28.3195 | 28.3195 | 28.3195 | 28.3195 | 28.3195 | 28.3195 | 28.3195 | 28.3195 | 28.3195 | 28.3195 | 28.3195 | 28.3195 | 28.3195 | 28.3195 | 28.3195 | 28.3195 | 28.3195 | 28.3195 | 28.3195 | 28.3195 | 28.3195 | 28.3195 | 28.3195 | 28.3195 | 28.3195 | 28.3195 | 28.3195 | 28.3195 | 28.3195 | 28.3195 | 28.3195 | 28.3195 | 28.3195 | 28.3195 | 28.3195 | 28.3195 | 28.3195 | 28.3195 | 28.3195 | 28.3195 | 28.3195 | 28.3195 | 28.3195 | 28.3195 | 28.3195 | 28.3195 | 28.3195 | 28.3195 | 28.3195
2494 | 28.3205 | 28.3205 | 28.3205 | 28.3205 | 28.3205 | 28.3205 | 28.3205 | 28.3205 | 28.3205 | 28.3205 | 28.3205 | 28.3205 | 28.3205 | 28.3205 | 28.3205 | 28.3205 | 28.3205 | 28.3205 | 28.3205 | 28.3205 | 28.3205 | 28.3205 | 28.3205 | 28.3205 | 28.3205 | 28.3205 | 28.3205 | 28.3205 | 28.3205 | 28.3205 | 28.3205 | 28.3205 | 28.3205 | 28.3205 | 28.3205 | 28.3205 | 28.3205 | 28.3205 | 28.3205 | 28.3205 | 28.3205 | 28.3205 | 28.3205 | 28.3205 | 28.3205 | 28.3205 | 28.3205 | 28.3205 | 28.3205 | 28.3205 | 28.3205 | 28.3205 | 28.3205 | 28.3205 | 28.3205 | 28.3205 | 28.3205 | 28.3205 | 28.3205 | 28.3205
2495 | 28.3215 | 28.3215 | 28.3215 | 28.3215 | 28.3215 | 28.3215 | 28.3215 | 28.3215 | 28.3215 | 28.3215 | 28.3215 | 28.3215 | 28.3215 | 28.3215 | 28.3215 | 28.3215 | 28.3215 | 28.3215 | 28.3215 | 28.3215 | 28.3215 | 28.3215 | 28.3215 | 28.3215 | 28.3215 | 28.3215 | 28.3215 | 28.3215 | 28.3215 | 28.3215 | 28.3215 | 28.3215 | 28.3215 | 28.3215 | 28.3215 | 28.3215 | 28.3215 | 28.3215 | 28.3215 | 28.3215 | 28.3215 | 28.3215 | 28.3215 | 28.3215 | 28.3215 | 28.3215 | 28.3215 | 28.3215 | 28.3215 | 28.3215 | 28.3215 | 28.3215 | 28.3215 | 28.3215 | 28.3215 | 28.3215 | 28.3215 | 28.3215 | 28.3215 | 28.3215
2496 | 28.3225 | 28.3225 | 28.3225 | 28.3225 | 28.3225 | 28.3225 | 28.3225 | 28.3225 | 28.3225 | 28.3225 | 28.3225 | 28.3225 | 28.3225 | 28.3225 | 28.3225 | 28.3225 | 28.3225 | 28.3225 | 28.3225 | 28.3225 | 28.3225 | 28.3225 | 28.3225 | 28.3225 | 28.3225 | 28.3225 | 28.3225 | 28.3225 | 28.3225 | 28.3225 | 28.3225 | 28.3225 | 28.3225 | 28.3225 | 28.3225 | 28.3225 | 28.3225 | 28.3225 | 28.3225 | 28.3225 | 28.3225 | 28.3225 | 28.3225 | 28.3225 | 28.3225 | 28.3225 | 28.3225 | 28.3225 | 28.3225 | 28.3225 | 28.3225 | 28.3225 | 28.3225 | 28.3225 | 28.3225 | 28.3225 | 28.3225 | 28.3225 | 28.3225 | 28.3225
2497 | 28.3235 | 28.3235 | 28.3235 | 28.3235 | 28.3235 | 28.3235 | 28.3235 | 28.3235 | 28.3235 | 28.3235 | 28.3235 | 28.3235 | 28.3235 | 28.3235 | 28.3235 | 28.3235 | 28.3235 | 28.3235 | 28.3235 | 28.3235 | 28.3235 | 28.3235 | 28.3235 | 28.3235 | 28.3235 | 28.3235 | 28.3235 | 28.3235 | 28.3235 | 28.3235 | 28.3235 | 28.3235 | 28.3235 | 28.3235 | 28.3235 | 28.3235 | 28.3235 | 28.3235 | 28.3235 | 28.3235 | 28.3235 | 28.3235 | 28.3235 | 28.3235 | 28.3235 | 28.3235 | 28.3235 | 28.3235 | 28.3235 | 28.3235 | 28.3235 | 28.3235 | 28.3235 | 28.3235 | 28.3235 | 28.3235 | 28.3235 | 28.3235 | 28.3235 | 28.3235
2498 | 28.3245 | 28.3245 | 28.3245 | 28.3245 | 28.3245 | 28.3245 | 28.3245 | 28.3245 | 28.3245 | 28.3245 | 28.3245 | 28.3245 | 28.3245 | 28.3245 | 28.3245 | 28.3245 | 28.3245 | 28.3245 | 28.3245 | 28.3245 | 28.3245 | 28.3245 | 28.3245 | 28.3245 | 28.3245 | 28.3245 | 28.3245 | 28.3245 | 28.3245 | 28.3245 | 28.3245 | 28.3245 | 28.3245 | 28.3245 | 28.3245 | 28.3245 | 28.3245 | 28.3245 | 28.3245 | 28.3245 | 28.3245 | 28.3245 | 28.3245 | 28.3245 | 28.3245 | 28.3245 | 28.3245 | 28.3245 | 28.3245 | 28.3245 | 28.3245 | 28.3245 | 28.3245 | 28.3245 | 28.3245 | 28.3245 | 28.3245 | 28.3245 | 28.3245 | 28.3245
2499 | 28.3255 | 28.3255 | 28.3255 | 28.3255 | 28.3255 | 28.3255 | 28.3255 | 28.3255 | 28.3255 | 28.3255 | 28.3255 | 28.3255 | 28.3255 | 28.3255 | 28.3255 | 28.3255 | 28.3255 | 28.3255 | 28.3255 | 28.3255 | 28.3255 | 28.3255 | 28.3255 | 28.3255 | 28.3255 | 28.3255 | 28.3255 | 28.3255 | 28.3255 | 28.3255 | 28.3255 | 28.3255 | 28.3255 | 28.3255 | 28.3255 | 28.3255 | 28.3255 | 28.3255 | 28.3255 | 28.3255 | 28.3255 | 28.3255 | 28.3255 | 28.3255 | 28.3255 | 28.3255 | 28.3255 | 28.3255 | 28.3255 | 28.3255 | 28.3255 | 28.3255 | 28.3255 | 28.3255 | 28.3255 | 28.3255 | 28.3255 | 28.3255 | 28.3255 | 28.3255
2500 | 28.3265 | 28.3265 | 28.3265 | 28.3265 | 28.3265 | 28.3265 | 28.3265 | 28.3265 | 28.3265 | 28.3265 | 28.3265 | 28.3265 | 28.3265 | 28.3265 | 28.3265 | 28.3265 | 28.3265 | 28.3265 | 28.3265 | 28.3265 | 28.3265 | 28.3265 | 28.3265 | 28.3265 | 28.3265 | 28.3265 | 28.3265 | 28.3265 | 28.3265 | 28.3265 | 28.3265 | 28.3265 | 28.3265 | 28.3265 | 28.3265 | 28.3265 | 28.3265 | 28.3265 | 28.3265 | 28.3265 | 28.3265 | 28.3265 | 28.3265 | 28.3265 | 28.3265 | 28.3265 | 28.3265 | 28.3265 | 28.3265 | 28.3265 | 28.3265 | 28.3265 | 28.3265 | 28.3265 | 28.3265 | 28.3265 | 28.3265 | 28.3265 | 28.3265 | 28.3265
2501 | 28.3275 | 28.3275 | 28.3275 | 28.3275 | 28.3275 | 28.3275 | 28.3275 | 28.3275 | 28.3275 | 28.3275 | 28.3275 | 28.3275 | 28.3275 | 28.3275 | 28.3275 | 28.3275 | 28.3275 | 28.3275 | 28.3275 | 28.3275 | 28.3275 | 28.3275 | 28.3275 | 28.3275 | 28.3275 | 28.3275 | 28.3275 | 28.3275 | 28.3275 | 28.3275 | 28.3275 | 28.3275 | 28.3275 | 28.3275 | 28.3275 | 28.3275 | 28.3275 | 28.3275 | 28.3275 | 28.3275 | 28.3275 | 28.3275 | 28.3275 | 28.3275 | 28.3275 | 28.3275 | 28.3275 | 28.3275 | 28.3275 | 28.3275 | 28.3275 | 28.3275 | 28.3275 | 28.3275 | 28.3275 | 28.3275 | 28.3275 | 28.3275 | 28.3275 | 28.3275
2502 | 28.3285 | 28.3285 | 28.3285 | 28.3285 | 28.3285 | 28.3285 | 28.3285 | 28.3285 | 28.3285 | 28.3285 | 28.3285 | 28.3285 | 28.3285 | 28.3285 | 28.3285 | 28.3285 | 28.3285 | 28.3285 | 28.3285 | 28.3285 | 28.3285 | 28.3285 | 28.3285 | 28.3285 | 28.3285 | 28.3285 | 28.3285 | 28.3285 | 28.3285 | 28.3285 | 28.3285 | 28.3285 | 28.3285 | 28.3285 | 28.3285 | 28.3285 | 28.3285 | 28.3285 | 28.3285 | 28.3285 | 28.3285 | 28.3285 | 28.3285 | 28.3285 | 28.3285 | 28.3285 | 28.3285 | 28.3285 | 28.3285 | 28.3285 | 28.3285 | 28.3285 | 28.3285 | 28.3285 | 28.3285 | 28.3285 | 28.3285 | 28.3285 | 28.3285 | 28.3285
2503 | 28.3295 | 28.3295 | 28.3295 | 28.3295 | 28.3295 | 28.3295 | 28.3295 | 28.3295 | 28.3295 | 28.3295 | 28.3295 | 28.3295 | 28.3295 | 28.3295 | 28.3295 | 28.3295 | 28.3295 | 28.3295 | 28.3295 | 28.3295 | 28.3295 | 28.3295 | 28.3295 | 28.3295 | 28.3295 | 28.3295 | 28.3295 | 28.3295 | 28.3295 | 28.3295 | 28.3295 | 28.3295 | 28.3295 | 28.3295 | 28.3295 | 28.3295 | 28.3295 | 28.3295 | 28.3295 | 28.3295 | 28.3295 | 28.3295 | 28.3295 | 28.3295 | 28.3295 | 28.3295 | 28.3295 | 28.3295 | 28.3295 | 28.3295 | 28.3295 | 28.3295 | 28.3295 | 28.3295 | 28.3295 | 28.3295 | 28.3295 | 28.3295 | 28.3295 | 28.3295
2504 | 28.3305 | 28.3305 | 28.3305 | 28.3305 | 28.3305 | 28.3305 | 28.3305 | 28.3305 | 28.3305 | 28.3305 | 28.3305 | 28.3305 | 28.3305 | 28.3305 | 28.3305 | 28.3305 | 28.3305 | 28.3305 | 28.3305 | 28.3305 | 28.3305 | 28.3305 | 28.3305 | 28.3305 | 28.3305 | 28.3305 | 28.3305 | 28.3305 | 28.3305 | 28.3305 | 28.3305 | 28.3305 | 28.3305 | 28.3305 | 28.3305 | 28.3305 | 28.3305 | 28.3305 | 28.3305 | 28.3305 | 28.3305 | 28.3305 | 28.3305 | 28.3305 | 28.3305 | 28.3305 | 28.3305 | 28.3305 | 28.3305 | 28.3305 | 28.3305 | 28.3305 | 28.3305 | 28.3305 | 28.3305 | 28.3305 | 28.3305 | 28.3305 | 28.3305 | 28.3305
2505 | 28.3315 | 28.3315 | 28.3315 | 28.3315 | 28.3315 | 28.3315 | 28.3315 | 28.3315 | 28.3315 | 28.3315 | 28.3315 | 28.3315 | 28.3315 | 28.3315 | 28.3315 | 28.3315 | 28.3315 | 28.3315 | 28.3315 | 28.3315 | 28.3315 | 28.3315 | 28.3315 | 28.3315 | 28.3315 | 28.3315 | 28.3315 | 28.3315 | 28.3315 | 28.3315 | 28.3315 | 28.3315 | 28.3315 | 28.3315 | 28.3315 | 28.3315 | 28.3315 | 28.3315 | 28.3315 | 28.3315 | 28.3315 | 28.3315 | 28.3315 | 28.3315 | 28.3315 | 28.3315 | 28.3315 | 28.3315 | 28.3315 | 28.3315 | 28.3315 | 28.3315 | 28.3315 | 28.3315 | 28.3315 | 28.3315 | 28.3315 | 28.3315 | 28.3315 | 28.3315
2506 | 28.3325 | 28.3325 | 28.3325 | 28.3325 | 28.3325 | 28.3325 | 28.3325 | 28.3325 | 28.3325 | 28.3325 | 28.3325 | 28.3325 | 28.3325 | 28.3325 | 28.3325 | 28.3325 | 28.3325 | 28.3325 | 28.3325 | 28.3325 | 28.3325 | 28.3325 | 28.3325 | 28.3325 | 28.3325 | 28.3325 | 28.3325 | 28.3325 | 28.3325 | 28.3325 | 28.3325 | 28.3325 | 28.3325 | 28.3325 | 28.3325 | 28.3325 | 28.3325 | 28.3325 | 28.3325 | 28.3325 | 28.3325 | 28.3325 | 28.3325 | 28.3325 | 28.3325 | 28.3325 | 28.3325 | 28.3325 | 28.3325 | 28.3325 | 28.3325 | 28.3325 | 28.3325 | 28.3325 | 28.3325 | 28.3325 | 28.3325 | 28.3325 | 28.3325 | 28.3325
2507 | 28.3335 | 28.3335 | 28.3335 | 28.3335 | 28.3335 | 28.3335 | 28.3335 | 28.3335 | 28.3335 | 28.3335 | 28.3335 | 28.3335 | 28.3335 | 28.3335 | 28.3335 | 28.3335 | 28.3335 | 28.3335 | 28.3335 | 28.3335 | 28.3335 | 28.3335 | 28.3335 | 28.3335 | 28.3335 | 28.3335 | 28.3335 | 28.3335 | 28.3335 | 28.3335 | 28.3335 | 28.3335 | 28.3335 | 28.3335 | 28.3335 | 28.3335 | 28.3335 | 28.3335 | 28.3335 | 28.3335 | 28.3335 | 28.3335 | 28.3335 | 28.3335 | 28.3335 | 28.3335 | 28.3335 | 28.3335 | 28.3335 | 28.3335 | 28.3335 | 28.3335 | 28.3335 | 28.3335 | 28.3335 | 28.3335 | 28.3335 | 28.3335 | 28.3335 | 28.3335
2508 | 28.3345 | 28.3345 | 28.3345 | 28.3345 | 28.3345 | 28.3345 | 28.3345 | 28.3345 | 28.3345 | 28.3345 | 28.3345 | 28.3345 | 28.3345 | 28.3345 | 28.3345 | 28.3345 | 28.3345 | 28.3345 | 28.3345 | 28.3345 | 28.3345 | 28.3345 | 28.3345 | 28.3345 | 28.3345 | 28.3345 | 28.3345 | 28.3345 | 28.3345 | 28.3345 | 28.3345 | 28.3345 | 28.3345 | 28.3345 | 28.3345 | 28.3345 | 28.3345 | 28.3345 | 28.3345 | 28.3345 | 28.3345 | 28.3345 | 28.3345 | 28.3345 | 28.3345 | 28.3345 | 28.3345 | 28.3345 | 28.3345 | 28.3345 | 28.3345 | 28.3345 | 28.3345 | 28.3345 | 28.3345 | 28.3345 | 28.3345 | 28.3345 | 28.3345 | 28.3345
2509 | 28.3355 | 28.3355 | 28.3355 | 28.3355 | 28.3355 | 28.3355 | 28.3355 | 28.3355 | 28.3355 | 28.3355 | 28.3355 | 28.3355 | 28.3355 | 28.3355 | 28.3355 | 28.3355 | 28.3355 | 28.3355 | 28.3355 | 28.3355 | 28.3355 | 28.3355 | 28.3355 | 28.3355 | 28.3355 | 28.3355 | 28.3355 | 28.3355 | 28.3355 | 28.3355 | 28.3355 | 28.3355 | 28.3355 | 28.3355 | 28.3355 | 28.3355 | 28.3355 | 28.3355 | 28.3355 | 28.3355 | 28.3355 | 28.3355 | 28.3355 | 28.3355 | 28.3355 | 28.3355 | 28.3355 | 28.3355 | 28.3355 | 28.3355 | 28.3355 | 28.3355 | 28.3355 | 28.3355 | 28.3355 | 28.3355 | 28.3355 | 28.3355 | 28.3355 | 28.3355
2510 | 28.3365 | 28.3365 | 28.3365 | 28.3365 | 28.3365 | 28.3365 | 28.3365 | 28.3365 | 28.3365 | 28.3365 | 28.3365 | 28.3365 | 28.3365 | 28.3365 | 28.3365 | 28.3365 | 28.3365 | 28.3365 | 28.3365 | 28.3365 | 28.3365 | 28.3365 | 28.3365 | 28.3365 | 28.3365 | 28.3365 | 28.3365 | 28.3365 | 28.3365 | 28.3365 | 28.3365 | 28.3365 | 28.3365 | 28.3365 | 28.3365 | 28.3365 | 28.3365 | 28.3365 | 28.3365 | 28.3365 | 28.3365 | 28.3365 | 28.3365 | 28.3365 | 28.3365 | 28.3365 | 28.3365 | 28.3365 | 28.3365 | 28.3365 | 28.3365 | 28.3365 | 28.3365 | 28.3365 | 28.3365 | 28.3365 | 28.3365 | 28.3365 | 28.3365 | 28.3365
2511 | 28.3375 | 28.3375 | 28.3375 | 28.3375 | 28.3375 | 28.3375 | 28.3375 | 28.3375 | 28.3375 | 28.3375 | 28.3375 | 28.3375 | 28.3375 | 28.3375 | 28.3375 | 28.3375 | 28.3375 | 28.3375 | 28.3375 | 28.3375 | 28.3375 | 28.3375 | 28.3375 | 28.3375 | 28.3375 | 28.3375 | 28.3375 | 28.3375 | 28.3375 | 28.3375 | 28.3375 | 28.3375 | 28.3375 | 28.3375 | 28.3375 | 28.3375 | 28.3375 | 28.3375 | 28.3375 | 28.3375 | 28.3375 | 28.3375 | 28.3375 | 28.3375 | 28.3375 | 28.3375 | 28.3375 | 28.3375 | 28.3375 | 28.3375 | 28.3375 | 28.3375 | 28.3375 | 28.3375 | 28.3375 | 28.3375 | 28.3375 | 28.3375 | 28.3375 | 28.3375
2512 | 28.3385 | 28.3385 | 28.3385 | 28.3385 | 28.3385 | 28.3385 | 28.3385 | 28.3385 | 28.3385 | 28.3385 | 28.3385 | 28.3385 | 28.3385 | 28.3385 | 28.3385 | 28.3385 | 28.3385 | 28.3385 | 28.3385 | 28.3385 | 28.3385 | 28.3385 | 28.3385 | 28.3385 | 28.3385 | 28.3385 | 28.3385 | 28.3385 | 28.3385 | 28.3385 | 28.3385 | 28.3385 | 28.3385 | 28.3385 | 28.3385 | 28.3385 | 28.3385 | 28.3385 | 28.3385 | 28.3385 | 28.3385 | 28.3385 | 28.3385 | 28.3385 | 28.3385 | 28.3385 | 28.3385 | 28.3385 | 28.3385 | 28.3385 | 28.3385 | 28.3385 | 28.3385 | 28.3385 | 28.3385 | 28.3385 | 28.3385 | 28.3385 | 28.3385 | 28.3385
2513 | 28.3395 | 28.3395 | 28.3395 | 28.3395 | 28.3395 | 28.3395 | 28.3395 | 28.3395 | 28.3395 | 28.3395 | 28.3395 | 28.3395 | 28.3395 | 28.3395 | 28.3395 | 28.3395 | 28.3395 | 28.3395 | 28.3395 | 28.3395 | 28.3395 | 28.3395 | 28.3395 | 28.3395 | 28.3395 | 28.3395 | 28.3395 | 28.3395 | 28.3395 | 28.3395 | 28.3395 | 28.3395 | 28.3395 | 28.3395 | 28.3395 | 28.3395 | 28.3395 | 28.3395 | 28.3395 | 28.3395 | 28.3395 | 28.3395 | 28.3395 | 28.3395 | 28.3395 | 28.3395 | 28.3395 | 28.3395 | 28.3395 | 28.3395 | 28.3395 | 28.3395 | 28.3395 | 28.3395 | 28.3395 | 28.3395 | 28.3395 | 28.3395 | 28.3395 | 28.3395
2514 | 28.3405 | 28.3405 | 28.3405 | 28.3405 | 28.3405 | 28.3405 | 28.3405 | 28.3405 | 28.3405 | 28.3405 | 28.3405 | 28.3405 | 28.3405 | 28.3405 | 28.3405 | 28.3405 | 28.3405 | 28.3405 | 28.3405 | 28.3405 | 28.3405 | 28.3405 | 28.3405 | 28.3405 | 28.3405 | 28.3405 | 28.3405 | 28.3405 | 28.3405 | 28.3405 | 28.3405 | 28.3405 | 28.3405 | 28.3405 | 28.3405 | 28.3405 | 28.3405 | 28.3405 | 28.3405 | 28.3405 | 28.3405 | 28.3405 | 28.3405 | 28.3405 | 28.3405 | 28.3405 | 28.3405 | 28.3405 | 28.3405 | 28.3405 | 28.3405 | 28.3405 | 28.3405 | 28.3405 | 28.3405 | 28.3405 | 28.3405 | 28.3405 | 28.3405 | 28.3405
2515 | 28.3415 | 28.3415 | 28.3415 | 28.3415 | 28.3415 | 28.3415 | 28.3415 | 28.3415 | 28.3415 | 28.3415 | 28.3415 | 28.3415 | 28.3415 | 28.3415 | 28.3415 | 28.3415 | 28.3415 | 28.3415 | 28.3415 | 28.3415 | 28.3415 | 28.3415 | 28.3415 | 28.3415 | 28.3415 | 28.3415 | 28.3415 | 28.3415 | 28.3415 | 28.3415 | 28.3415 | 28.3415 | 28.3415 | 28.3415 | 28.3415 | 28.3415 | 28.3415 | 28.3415 | 28.3415 | 28.3415 | 28.3415 | 28.3415 | 28.3415 | 28.3415 | 28.3415 | 28.3415 | 28.3415 | 28.3415 | 28.3415 | 28.3415 | 28.3415 | 28.3415 | 28.3415 | 28.3415 | 28.3415 | 28.3415 | 28.3415 | 28.3415 | 28.3415 | 28.3415
2516 | 28.3425 | 28.3425 | 28.3425 | 28.3425 | 28.3425 | 28.3425 | 28.3425 | 28.3425 | 28.3425 | 28.3425 | 28.3425 | 28.3425 | 28.3425 | 28.3425 | 28.3425 | 28.3425 | 28.3425 | 28.3425 | 28.3425 | 28.3425 | 28.3425 | 28.3425 | 28.3425 | 28.3425 | 28.3425 | 28.3425 | 28.3425 | 28.3425 | 28.3425 | 28.3425 | 28.3425 | 28.3425 | 28.3425 | 28.3425 | 28.3425 | 28.3425 | 28.3425 | 28.3425 | 28.3425 | 28.3425 | 28.3425 | 28.3425 | 28.3425 | 28.3425 | 28.3425 | 28.3425 | 28.3425 | 28.3425 | 28.3425 | 28.3425 | 28.3425 | 28.3425 | 28.3425 | 28.3425 | 28.3425 | 28.3425 | 28.3425 | 28.3425 | 28.3425 | 28.3425
2517 | 28.3435 | 28.3435 | 28.3435 | 28.3435 | 28.3435 | 28.3435 | 28.3435 | 28.3435 | 28.3435 | 28.3435 | 28.3435 | 28.3435 | 28.3435 | 28.3435 | 28.3435 | 28.3435 | 28.3435 | 28.3435 | 28.3435 | 28.3435 | 28.3435 | 28.3435 | 28.3435 | 28.3435 | 28.3435 | 28.3435 | 28.3435 | 28.3435 | 28.3435 | 28.3435 | 28.3435 | 28.3435 | 28.3435 | 28.3435 | 28.3435 | 28.3435 | 28.3435 | 28.3435 | 28.3435 | 28.3435 | 28.3435 | 28.3435 | 28.3435 | 28.3435 | 28.3435 | 28.3435 | 28.3435 | 28.3435 | 28.3435 | 28.3435 | 28.3435 | 28.3435 | 28.3435 | 28.3435 | 28.3435 | 28.3435 | 28.3435 | 28.3435 | 28.3435 | 28.3435
2518 | 28.3444 | 28.3444 | 28.3444 | 28.3444 | 28.3444 | 28.3444 | 28.3444 | 28.3444 | 28.3444 | 28.3444 | 28.3444 | 28.3444 | 28.3444 | 28.3444 | 28.3444 | 28.3444 | 28.3444 | 28.3444 | 28.3444 | 28.3444 | 28.3444 | 28.3444 | 28.3444 | 28.3444 | 28.3444 | 28.3444 | 28.3444 | 28.3444 | 28.3444 | 28.3444 | 28.3444 | 28.3444 | 28.3444 | 28.3444 | 28.3444 | 28.3444 | 28.3444 | 28.3444 | 28.3444 | 28.3444 | 28.3444 | 28.3444 | 28.3444 | 28.3444 | 28.3444 | 28.3444 | 28.3444 | 28.3444 | 28.3444 | 28.3444 | 28.3444 | 28.3444 | 28.3444 | 28.3444 | 28.3444 | 28.3444 | 28.3444 | 28.3444 | 28.3444 | 28.3444
2519 | 28.3454 | 28.3454 | 28.3454 | 28.3454 | 28.3454 | 28.3454 | 28.3454 | 28.3454 | 28.3454 | 28.3454 | 28.3454 | 28.3454 | 28.3454 | 28.3454 | 28.3454 | 28.3454 | 28.3454 | 28.3454 | 28.3454 | 28.3454 | 28.3454 | 28.3454 | 28.3454 | 28.3454 | 28.3454 | 28.3454 | 28.3454 | 28.3454 | 28.3454 | 28.3454 | 28.3454 | 28.3454 | 28.3454 | 28.3454 | 28.3454 | 28.3454 | 28.3454 | 28.3454 | 28.3454 | 28.3454 | 28.3454 | 28.3454 | 28.3454 | 28.3454 | 28.3454 | 28.3454 | 28.3454 | 28.3454 | 28.3454 | 28.3454 | 28.3454 | 28.3454 | 28.3454 | 28.3454 | 28.3454 | 28.3454 | 28.3454 | 28.3454 | 28.3454 | 28.3454
2520 | 28.3464 | 28.3464 | 28.3464 | 28.3464 | 28.3464 | 28.3464 | 28.3464 | 28.3464 | 28.3464 | 28.3464 | 28.3464 | 28.3464 | 28.3464 | 28.3464 | 28.3464 | 28.3464 | 28.3464 | 28.3464 | 28.3464 | 28.3464 | 28.3464 | 28.3464 | 28.3464 | 28.3464 | 28.3464 | 28.3464 | 28.3464 | 28.3464 | 28.3464 | 28.3464 | 28.3464 | 28.3464 | 28.3464 | 28.3464 | 28.3464 | 28.3464 | 28.3464 | 28.3464 | 28.3464 | 28.3464 | 28.3464 | 28.3464 | 28.3464 | 28.3464 | 28.3464 | 28.3464 | 28.3464 | 28.3464 | 28.3464 | 28.3464 | 28.3464 | 28.3464 | 28.3464 | 28.3464 | 28.3464 | 28.3464 | 28.3464 | 28.3464 | 28.3464 | 28.3464
2521 | 28.3474 | 28.3474 | 28.3474 | 28.3474 | 28.3474 | 28.3474 | 28.3474 | 28.3474 | 28.3474 | 28.3474 | 28.3474 | 28.3474 | 28.3474 | 28.3474 | 28.3474 | 28.3474 | 28.3474 | 28.3474 | 28.3474 | 28.3474 | 28.3474 | 28.3474 | 28.3474 | 28.3474 | 28.3474 | 28.3474 | 28.3474 | 28.3474 | 28.3474 | 28.3474 | 28.3474 | 28.3474 | 28.3474 | 28.3474 | 28.3474 | 28.3474 | 28.3474 | 28.3474 | 28.3474 | 28.3474 | 28.3474 | 28.3474 | 28.3474 | 28.3474 | 28.3474 | 28.3474 | 28.3474 | 28.3474 | 28.3474 | 28.3474 | 28.3474 | 28.3474 | 28.3474 | 28.3474 | 28.3474 | 28.3474 | 28.3474 | 28.3474 | 28.3474 | 28.3474
2522 | 28.3484 | 28.3484 | 28.3484 | 28.3484 | 28.3484 | 28.3484 | 28.3484 | 28.3484 | 28.3484 | 28.3484 | 28.3484 | 28.3484 | 28.3484 | 28.3484 | 28.3484 | 28.3484 | 28.3484 | 28.3484 | 28.3484 | 28.3484 | 28.3484 | 28.3484 | 28.3484 | 28.3484 | 28.3484 | 28.3484 | 28.3484 | 28.3484 | 28.3484 | 28.3484 | 28.3484 | 28.3484 | 28.3484 | 28.3484 | 28.3484 | 28.3484 | 28.3484 | 28.3484 | 28.3484 | 28.3484 | 28.3484 | 28.3484 | 28.3484 | 28.3484 | 28.3484 | 28.3484 | 28.3484 | 28.3484 | 28.3484 | 28.3484 | 28.3484 | 28.3484 | 28.3484 | 28.3484 | 28.3484 | 28.3484 | 28.3484 | 28.3484 | 28.3484 | 28.3484
2523 | 28.3494 | 28.3494 | 28.3494 | 28.3494 | 28.3494 | 28.3494 | 28.3494 | 28.3494 | 28.3494 | 28.3494 | 28.3494 | 28.3494 | 28.3494 | 28.3494 | 28.3494 | 28.3494 | 28.3494 | 28.3494 | 28.3494 | 28.3494 | 28.3494 | 28.3494 | 28.3494 | 28.3494 | 28.3494 | 28.3494 | 28.3494 | 28.3494 | 28.3494 | 28.3494 | 28.3494 | 28.3494 | 28.3494 | 28.3494 | 28.3494 | 28.3494 | 28.3494 | 28.3494 | 28.3494 | 28.3494 | 28.3494 | 28.3494 | 28.3494 | 28.3494 | 28.3494 | 28.3494 | 28.3494 | 28.3494 | 28.3494 | 28.3494 | 28.3494 | 28.3494 | 28.3494 | 28.3494 | 28.3494 | 28.3494 | 28.3494 | 28.3494 | 28.3494 | 28.3494
2524 | 28.3504 | 28.3504 | 28.3504 | 28.3504 | 28.3504 | 28.3504 | 28.3504 | 28.3504 | 28.3504 | 28.3504 | 28.3504 | 28.3504 | 28.3504 | 28.3504 | 28.3504 | 28.3504 | 28.3504 | 28.3504 | 28.3504 | 28.3504 | 28.3504 | 28.3504 | 28.3504 | 28.3504 | 28.3504 | 28.3504 | 28.3504 | 28.3504 | 28.3504 | 28.3504 | 28.3504 | 28.3504 | 28.3504 | 28.3504 | 28.3504 | 28.3504 | 28.3504 | 28.3504 | 28.3504 | 28.3504 | 28.3504 | 28.3504 | 28.3504 | 28.3504 | 28.3504 | 28.3504 | 28.3504 | 28.3504 | 28.3504 | 28.3504 | 28.3504 | 28.3504 | 28.3504 | 28.3504 | 28.3504 | 28.3504 | 28.3504 | 28.3504 | 28.3504 | 28.3504
2525 | 28.3514 | 28.3514 | 28.3514 | 28.3514 | 28.3514 | 28.3514 | 28.3514 | 28.3514 | 28.3514 | 28.3514 | 28.3514 | 28.3514 | 28.3514 | 28.3514 | 28.3514 | 28.3514 | 28.3514 | 28.3514 | 28.3514 | 28.3514 | 28.3514 | 28.3514 | 28.3514 | 28.3514 | 28.3514 | 28.3514 | 28.3514 | 28.3514 | 28.3514 | 28.3514 | 28.3514 | 28.3514 | 28.3514 | 28.3514 | 28.3514 | 28.3514 | 28.3514 | 28.3514 | 28.3514 | 28.3514 | 28.3514 | 28.3514 | 28.3514 | 28.3514 | 28.3514 | 28.3514 | 28.3514 | 28.3514 | 28.3514 | 28.3514 | 28.3514 | 28.3514 | 28.3514 | 28.3514 | 28.3514 | 28.3514 | 28.3514 | 28.3514 | 28.3514 | 28.3514
2526 | 28.3524 | 28.3524 | 28.3524 | 28.3524 | 28.3524 | 28.3524 | 28.3524 | 28.3524 | 28.3524 | 28.3524 | 28.3524 | 28.3524 | 28.3524 | 28.3524 | 28.3524 | 28.3524 | 28.3524 | 28.3524 | 28.3524 | 28.3524 | 28.3524 | 28.3524 | 28.3524 | 28.3524 | 28.3524 | 28.3524 | 28.3524 | 28.3524 | 28.3524 | 28.3524 | 28.3524 | 28.3524 | 28.3524 | 28.3524 | 28.3524 | 28.3524 | 28.3524 | 28.3524 | 28.3524 | 28.3524 | 28.3524 | 28.3524 | 28.3524 | 28.3524 | 28.3524 | 28.3524 | 28.3524 | 28.3524 | 28.3524 | 28.3524 | 28.3524 | 28.3524 | 28.3524 | 28.3524 | 28.3524 | 28.3524 | 28.3524 | 28.3524 | 28.3524 | 28.3524
2527 | 28.3534 | 28.3534 | 28.3534 | 28.3534 | 28.3534 | 28.3534 | 28.3534 | 28.3534 | 28.3534 | 28.3534 | 28.3534 | 28.3534 | 28.3534 | 28.3534 | 28.3534 | 28.3534 | 28.3534 | 28.3534 | 28.3534 | 28.3534 | 28.3534 | 28.3534 | 28.3534 | 28.3534 | 28.3534 | 28.3534 | 28.3534 | 28.3534 | 28.3534 | 28.3534 | 28.3534 | 28.3534 | 28.3534 | 28.3534 | 28.3534 | 28.3534 | 28.3534 | 28.3534 | 28.3534 | 28.3534 | 28.3534 | 28.3534 | 28.3534 | 28.3534 | 28.3534 | 28.3534 | 28.3534 | 28.3534 | 28.3534 | 28.3534 | 28.3534 | 28.3534 | 28.3534 | 28.3534 | 28.3534 | 28.3534 | 28.3534 | 28.3534 | 28.3534 | 28.3534
2528 | 28.3544 | 28.3544 | 28.3544 | 28.3544 | 28.3544 | 28.3544 | 28.3544 | 28.3544 | 28.3544 | 28.3544 | 28.3544 | 28.3544 | 28.3544 | 28.3544 | 28.3544 | 28.3544 | 28.3544 | 28.3544 | 28.3544 | 28.3544 | 28.3544 | 28.3544 | 28.3544 | 28.3544 | 28.3544 | 28.3544 | 28.3544 | 28.3544 | 28.3544 | 28.3544 | 28.3544 | 28.3544 | 28.3544 | 28.3544 | 28.3544 | 28.3544 | 28.3544 | 28.3544 | 28.3544 | 28.3544 | 28.3544 | 28.3544 | 28.3544 | 28.3544 | 28.3544 | 28.3544 | 28.3544 | 28.3544 | 28.3544 | 28.3544 | 28.3544 | 28.3544 | 28.3544 | 28.3544 | 28.3544 | 28.3544 | 28.3544 | 28.3544 | 28.3544 | 28.3544
2529 | 28.3553 | 28.3553 | 28.3553 | 28.3553 | 28.3553 | 28.3553 | 28.3553 | 28.3553 | 28.3553 | 28.3553 | 28.3553 | 28.3553 | 28.3553 | 28.3553 | 28.3553 | 28.3553 | 28.3553 | 28.3553 | 28.3553 | 28.3553 | 28.3553 | 28.3553 | 28.3553 | 28.3553 | 28.3553 | 28.3553 | 28.3553 | 28.3553 | 28.3553 | 28.3553 | 28.3553 | 28.3553 | 28.3553 | 28.3553 | 28.3553 | 28.3553 | 28.3553 | 28.3553 | 28.3553 | 28.3553 | 28.3553 | 28.3553 | 28.3553 | 28.3553 | 28.3553 | 28.3553 | 28.3553 | 28.3553 | 28.3553 | 28.3553 | 28.3553 | 28.3553 | 28.3553 | 28.3553 | 28.3553 | 28.3553 | 28.3553 | 28.3553 | 28.3553 | 28.3553
2530 | 28.3563 | 28.3563 | 28.3563 | 28.3563 | 28.3563 | 28.3563 | 28.3563 | 28.3563 | 28.3563 | 28.3563 | 28.3563 | 28.3563 | 28.3563 | 28.3563 | 28.3563 | 28.3563 | 28.3563 | 28.3563 | 28.3563 | 28.3563 | 28.3563 | 28.3563 | 28.3563 | 28.3563 | 28.3563 | 28.3563 | 28.3563 | 28.3563 | 28.3563 | 28.3563 | 28.3563 | 28.3563 | 28.3563 | 28.3563 | 28.3563 | 28.3563 | 28.3563 | 28.3563 | 28.3563 | 28.3563 | 28.3563 | 28.3563 | 28.3563 | 28.3563 | 28.3563 | 28.3563 | 28.3563 | 28.3563 | 28.3563 | 28.3563 | 28.3563 | 28.3563 | 28.3563 | 28.3563 | 28.3563 | 28.3563 | 28.3563 | 28.3563 | 28.3563 | 28.3563
2531 | 28.3573 | 28.3573 | 28.3573 | 28.3573 | 28.3573 | 28.3573 | 28.3573 | 28.3573 | 28.3573 | 28.3573 | 28.3573 | 28.3573 | 28.3573 | 28.3573 | 28.3573 | 28.3573 | 28.3573 | 28.3573 | 28.3573 | 28.3573 | 28.3573 | 28.3573 | 28.3573 | 28.3573 | 28.3573 | 28.3573 | 28.3573 | 28.3573 | 28.3573 | 28.3573 | 28.3573 | 28.3573 | 28.3573 | 28.3573 | 28.3573 | 28.3573 | 28.3573 | 28.3573 | 28.3573 | 28.3573 | 28.3573 | 28.3573 | 28.3573 | 28.3573 | 28.3573 | 28.3573 | 28.3573 | 28.3573 | 28.3573 | 28.3573 | 28.3573 | 28.3573 | 28.3573 | 28.3573 | 28.3573 | 28.3573 | 28.3573 | 28.3573 | 28.3573 | 28.3573
2532 | 28.3583 | 28.3583 | 28.3583 | 28.3583 | 28.3583 | 28.3583 | 28.3583 | 28.3583 | 28.3583 | 28.3583 | 28.3583 | 28.3583 | 28.3583 | 28.3583 | 28.3583 | 28.3583 | 28.3583 | 28.3583 | 28.3583 | 28.3583 | 28.3583 | 28.3583 | 28.3583 | 28.3583 | 28.3583 | 28.3583 | 28.3583 | 28.3583 | 28.3583 | 28.3583 | 28.3583 | 28.3583 | 28.3583 | 28.3583 | 28.3583 | 28.3583 | 28.3583 | 28.3583 | 28.3583 | 28.3583 | 28.3583 | 28.3583 | 28.3583 | 28.3583 | 28.3583 | 28.3583 | 28.3583 | 28.3583 | 28.3583 | 28.3583 | 28.3583 | 28.3583 | 28.3583 | 28.3583 | 28.3583 | 28.3583 | 28.3583 | 28.3583 | 28.3583 | 28.3583
2533 | 28.3593 | 28.3593 | 28.3593 | 28.3593 | 28.3593 | 28.3593 | 28.3593 | 28.3593 | 28.3593 | 28.3593 | 28.3593 | 28.3593 | 28.3593 | 28.3593 | 28.3593 | 28.3593 | 28.3593 | 28.3593 | 28.3593 | 28.3593 | 28.3593 | 28.3593 | 28.3593 | 28.3593 | 28.3593 | 28.3593 | 28.3593 | 28.3593 | 28.3593 | 28.3593 | 28.3593 | 28.3593 | 28.3593 | 28.3593 | 28.3593 | 28.3593 | 28.3593 | 28.3593 | 28.3593 | 28.3593 | 28.3593 | 28.3593 | 28.3593 | 28.3593 | 28.3593 | 28.3593 | 28.3593 | 28.3593 | 28.3593 | 28.3593 | 28.3593 | 28.3593 | 28.3593 | 28.3593 | 28.3593 | 28.3593 | 28.3593 | 28.3593 | 28.3593 | 28.3593
2534 | 28.3603 | 28.3603 | 28.3603 | 28.3603 | 28.3603 | 28.3603 | 28.3603 | 28.3603 | 28.3603 | 28.3603 | 28.3603 | 28.3603 | 28.3603 | 28.3603 | 28.3603 | 28.3603 | 28.3603 | 28.3603 | 28.3603 | 28.3603 | 28.3603 | 28.3603 | 28.3603 | 28.3603 | 28.3603 | 28.3603 | 28.3603 | 28.3603 | 28.3603 | 28.3603 | 28.3603 | 28.3603 | 28.3603 | 28.3603 | 28.3603 | 28.3603 | 28.3603 | 28.3603 | 28.3603 | 28.3603 | 28.3603 | 28.3603 | 28.3603 | 28.3603 | 28.3603 | 28.3603 | 28.3603 | 28.3603 | 28.3603 | 28.3603 | 28.3603 | 28.3603 | 28.3603 | 28.3603 | 28.3603 | 28.3603 | 28.3603 | 28.3603 | 28.3603 | 28.3603
2535 | 28.3613 | 28.3613 | 28.3613 | 28.3613 | 28.3613 | 28.3613 | 28.3613 | 28.3613 | 28.3613 | 28.3613 | 28.3613 | 28.3613 | 28.3613 | 28.3613 | 28.3613 | 28.3613 | 28.3613 | 28.3613 | 28.3613 | 28.3613 | 28.3613 | 28.3613 | 28.3613 | 28.3613 | 28.3613 | 28.3613 | 28.3613 | 28.3613 | 28.3613 | 28.3613 | 28.3613 | 28.3613 | 28.3613 | 28.3613 | 28.3613 | 28.3613 | 28.3613 | 28.3613 | 28.3613 | 28.3613 | 28.3613 | 28.3613 | 28.3613 | 28.3613 | 28.3613 | 28.3613 | 28.3613 | 28.3613 | 28.3613 | 28.3613 | 28.3613 | 28.3613 | 28.3613 | 28.3613 | 28.3613 | 28.3613 | 28.3613 | 28.3613 | 28.3613 | 28.3613
2536 | 28.3623 | 28.3623 | 28.3623 | 28.3623 | 28.3623 | 28.3623 | 28.3623 | 28.3623 | 28.3623 | 28.3623 | 28.3623 | 28.3623 | 28.3623 | 28.3623 | 28.3623 | 28.3623 | 28.3623 | 28.3623 | 28.3623 | 28.3623 | 28.3623 | 28.3623 | 28.3623 | 28.3623 | 28.3623 | 28.3623 | 28.3623 | 28.3623 | 28.3623 | 28.3623 | 28.3623 | 28.3623 | 28.3623 | 28.3623 | 28.3623 | 28.3623 | 28.3623 | 28.3623 | 28.3623 | 28.3623 | 28.3623 | 28.3623 | 28.3623 | 28.3623 | 28.3623 | 28.3623 | 28.3623 | 28.3623 | 28.3623 | 28.3623 | 28.3623 | 28.3623 | 28.3623 | 28.3623 | 28.3623 | 28.3623 | 28.3623 | 28.3623 | 28.3623 | 28.3623
2537 | 28.3632 | 28.3632 | 28.3632 | 28.3632 | 28.3632 | 28.3632 | 28.3632 | 28.3632 | 28.3632 | 28.3632 | 28.3632 | 28.3632 | 28.3632 | 28.3632 | 28.3632 | 28.3632 | 28.3632 | 28.3632 | 28.3632 | 28.3632 | 28.3632 | 28.3632 | 28.3632 | 28.3632 | 28.3632 | 28.3632 | 28.3632 | 28.3632 | 28.3632 | 28.3632 | 28.3632 | 28.3632 | 28.3632 | 28.3632 | 28.3632 | 28.3632 | 28.3632 | 28.3632 | 28.3632 | 28.3632 | 28.3632 | 28.3632 | 28.3632 | 28.3632 | 28.3632 | 28.3632 | 28.3632 | 28.3632 | 28.3632 | 28.3632 | 28.3632 | 28.3632 | 28.3632 | 28.3632 | 28.3632 | 28.3632 | 28.3632 | 28.3632 | 28.3632 | 28.3632
2538 | 28.3642 | 28.3642 | 28.3642 | 28.3642 | 28.3642 | 28.3642 | 28.3642 | 28.3642 | 28.3642 | 28.3642 | 28.3642 | 28.3642 | 28.3642 | 28.3642 | 28.3642 | 28.3642 | 28.3642 | 28.3642 | 28.3642 | 28.3642 | 28.3642 | 28.3642 | 28.3642 | 28.3642 | 28.3642 | 28.3642 | 28.3642 | 28.3642 | 28.3642 | 28.3642 | 28.3642 | 28.3642 | 28.3642 | 28.3642 | 28.3642 | 28.3642 | 28.3642 | 28.3642 | 28.3642 | 28.3642 | 28.3642 | 28.3642 | 28.3642 | 28.3642 | 28.3642 | 28.3642 | 28.3642 | 28.3642 | 28.3642 | 28.3642 | 28.3642 | 28.3642 | 28.3642 | 28.3642 | 28.3642 | 28.3642 | 28.3642 | 28.3642 | 28.3642 | 28.3642
2539 | 28.3652 | 28.3652 | 28.3652 | 28.3652 | 28.3652 | 28.3652 | 28.3652 | 28.3652 | 28.3652 | 28.3652 | 28.3652 | 28.3652 | 28.3652 | 28.3652 | 28.3652 | 28.3652 | 28.3652 | 28.3652 | 28.3652 | 28.3652 | 28.3652 | 28.3652 | 28.3652 | 28.3652 | 28.3652 | 28.3652 | 28.3652 | 28.3652 | 28.3652 | 28.3652 | 28.3652 | 28.3652 | 28.3652 | 28.3652 | 28.3652 | 28.3652 | 28.3652 | 28.3652 | 28.3652 | 28.3652 | 28.3652 | 28.3652 | 28.3652 | 28.3652 | 28.3652 | 28.3652 | 28.3652 | 28.3652 | 28.3652 | 28.3652 | 28.3652 | 28.3652 | 28.3652 | 28.3652 | 28.3652 | 28.3652 | 28.3652 | 28.3652 | 28.3652 | 28.3652
2540 | 28.3662 | 28.3662 | 28.3662 | 28.3662 | 28.3662 | 28.3662 | 28.3662 | 28.3662 | 28.3662 | 28.3662 | 28.3662 | 28.3662 | 28.3662 | 28.3662 | 28.3662 | 28.3662 | 28.3662 | 28.3662 | 28.3662 | 28.3662 | 28.3662 | 28.3662 | 28.3662 | 28.3662 | 28.3662 | 28.3662 | 28.3662 | 28.3662 | 28.3662 | 28.3662 | 28.3662 | 28.3662 | 28.3662 | 28.3662 | 28.3662 | 28.3662 | 28.3662 | 28.3662 | 28.3662 | 28.3662 | 28.3662 | 28.3662 | 28.3662 | 28.3662 | 28.3662 | 28.3662 | 28.3662 | 28.3662 | 28.3662 | 28.3662 | 28.3662 | 28.3662 | 28.3662 | 28.3662 | 28.3662 | 28.3662 | 28.3662 | 28.3662 | 28.3662 | 28.3662
2541 | 28.3672 | 28.3672 | 28.3672 | 28.3672 | 28.3672 | 28.3672 | 28.3672 | 28.3672 | 28.3672 | 28.3672 | 28.3672 | 28.3672 | 28.3672 | 28.3672 | 28.3672 | 28.3672 | 28.3672 | 28.3672 | 28.3672 | 28.3672 | 28.3672 | 28.3672 | 28.3672 | 28.3672 | 28.3672 | 28.3672 | 28.3672 | 28.3672 | 28.3672 | 28.3672 | 28.3672 | 28.3672 | 28.3672 | 28.3672 | 28.3672 | 28.3672 | 28.3672 | 28.3672 | 28.3672 | 28.3672 | 28.3672 | 28.3672 | 28.3672 | 28.3672 | 28.3672 | 28.3672 | 28.3672 | 28.3672 | 28.3672 | 28.3672 | 28.3672 | 28.3672 | 28.3672 | 28.3672 | 28.3672 | 28.3672 | 28.3672 | 28.3672 | 28.3672 | 28.3672
2542 | 28.3682 | 28.3682 | 28.3682 | 28.3682 | 28.3682 | 28.3682 | 28.3682 | 28.3682 | 28.3682 | 28.3682 | 28.3682 | 28.3682 | 28.3682 | 28.3682 | 28.3682 | 28.3682 | 28.3682 | 28.3682 | 28.3682 | 28.3682 | 28.3682 | 28.3682 | 28.3682 | 28.3682 | 28.3682 | 28.3682 | 28.3682 | 28.3682 | 28.3682 | 28.3682 | 28.3682 | 28.3682 | 28.3682 | 28.3682 | 28.3682 | 28.3682 | 28.3682 | 28.3682 | 28.3682 | 28.3682 | 28.3682 | 28.3682 | 28.3682 | 28.3682 | 28.3682 | 28.3682 | 28.3682 | 28.3682 | 28.3682 | 28.3682 | 28.3682 | 28.3682 | 28.3682 | 28.3682 | 28.3682 | 28.3682 | 28.3682 | 28.3682 | 28.3682 | 28.3682
2543 | 28.3691 | 28.3691 | 28.3691 | 28.3691 | 28.3691 | 28.3691 | 28.3691 | 28.3691 | 28.3691 | 28.3691 | 28.3691 | 28.3691 | 28.3691 | 28.3691 | 28.3691 | 28.3691 | 28.3691 | 28.3691 | 28.3691 | 28.3691 | 28.3691 | 28.3691 | 28.3691 | 28.3691 | 28.3691 | 28.3691 | 28.3691 | 28.3691 | 28.3691 | 28.3691 | 28.3691 | 28.3691 | 28.3691 | 28.3691 | 28.3691 | 28.3691 | 28.3691 | 28.3691 | 28.3691 | 28.3691 | 28.3691 | 28.3691 | 28.3691 | 28.3691 | 28.3691 | 28.3691 | 28.3691 | 28.3691 | 28.3691 | 28.3691 | 28.3691 | 28.3691 | 28.3691 | 28.3691 | 28.3691 | 28.3691 | 28.3691 | 28.3691 | 28.3691 | 28.3691
2544 | 28.3701 | 28.3701 | 28.3701 | 28.3701 | 28.3701 | 28.3701 | 28.3701 | 28.3701 | 28.3701 | 28.3701 | 28.3701 | 28.3701 | 28.3701 | 28.3701 | 28.3701 | 28.3701 | 28.3701 | 28.3701 | 28.3701 | 28.3701 | 28.3701 | 28.3701 | 28.3701 | 28.3701 | 28.3701 | 28.3701 | 28.3701 | 28.3701 | 28.3701 | 28.3701 | 28.3701 | 28.3701 | 28.3701 | 28.3701 | 28.3701 | 28.3701 | 28.3701 | 28.3701 | 28.3701 | 28.3701 | 28.3701 | 28.3701 | 28.3701 | 28.3701 | 28.3701 | 28.3701 | 28.3701 | 28.3701 | 28.3701 | 28.3701 | 28.3701 | 28.3701 | 28.3701 | 28.3701 | 28.3701 | 28.3701 | 28.3701 | 28.3701 | 28.3701 | 28.3701
2545 | 28.3711 | 28.3711 | 28.3711 | 28.3711 | 28.3711 | 28.3711 | 28.3711 | 28.3711 | 28.3711 | 28.3711 | 28.3711 | 28.3711 | 28.3711 | 28.3711 | 28.3711 | 28.3711 | 28.3711 | 28.3711 | 28.3711 | 28.3711 | 28.3711 | 28.3711 | 28.3711 | 28.3711 | 28.3711 | 28.3711 | 28.3711 | 28.3711 | 28.3711 | 28.3711 | 28.3711 | 28.3711 | 28.3711 | 28.3711 | 28.3711 | 28.3711 | 28.3711 | 28.3711 | 28.3711 | 28.3711 | 28.3711 | 28.3711 | 28.3711 | 28.3711 | 28.3711 | 28.3711 | 28.3711 | 28.3711 | 28.3711 | 28.3711 | 28.3711 | 28.3711 | 28.3711 | 28.3711 | 28.3711 | 28.3711 | 28.3711 | 28.3711 | 28.3711 | 28.3711
2546 | 28.3721 | 28.3721 | 28.3721 | 28.3721 | 28.3721 | 28.3721 | 28.3721 | 28.3721 | 28.3721 | 28.3721 | 28.3721 | 28.3721 | 28.3721 | 28.3721 | 28.3721 | 28.3721 | 28.3721 | 28.3721 | 28.3721 | 28.3721 | 28.3721 | 28.3721 | 28.3721 | 28.3721 | 28.3721 | 28.3721 | 28.3721 | 28.3721 | 28.3721 | 28.3721 | 28.3721 | 28.3721 | 28.3721 | 28.3721 | 28.3721 | 28.3721 | 28.3721 | 28.3721 | 28.3721 | 28.3721 | 28.3721 | 28.3721 | 28.3721 | 28.3721 | 28.3721 | 28.3721 | 28.3721 | 28.3721 | 28.3721 | 28.3721 | 28.3721 | 28.3721 | 28.3721 | 28.3721 | 28.3721 | 28.3721 | 28.3721 | 28.3721 | 28.3721 | 28.3721
2547 | 28.3731 | 28.3731 | 28.3731 | 28.3731 | 28.3731 | 28.3731 | 28.3731 | 28.3731 | 28.3731 | 28.3731 | 28.3731 | 28.3731 | 28.3731 | 28.3731 | 28.3731 | 28.3731 | 28.3731 | 28.3731 | 28.3731 | 28.3731 | 28.3731 | 28.3731 | 28.3731 | 28.3731 | 28.3731 | 28.3731 | 28.3731 | 28.3731 | 28.3731 | 28.3731 | 28.3731 | 28.3731 | 28.3731 | 28.3731 | 28.3731 | 28.3731 | 28.3731 | 28.3731 | 28.3731 | 28.3731 | 28.3731 | 28.3731 | 28.3731 | 28.3731 | 28.3731 | 28.3731 | 28.3731 | 28.3731 | 28.3731 | 28.3731 | 28.3731 | 28.3731 | 28.3731 | 28.3731 | 28.3731 | 28.3731 | 28.3731 | 28.3731 | 28.3731 | 28.3731
2548 | 28.3741 | 28.3741 | 28.3741 | 28.3741 | 28.3741 | 28.3741 | 28.3741 | 28.3741 | 28.3741 | 28.3741 | 28.3741 | 28.3741 | 28.3741 | 28.3741 | 28.3741 | 28.3741 | 28.3741 | 28.3741 | 28.3741 | 28.3741 | 28.3741 | 28.3741 | 28.3741 | 28.3741 | 28.3741 | 28.3741 | 28.3741 | 28.3741 | 28.3741 | 28.3741 | 28.3741 | 28.3741 | 28.3741 | 28.3741 | 28.3741 | 28.3741 | 28.3741 | 28.3741 | 28.3741 | 28.3741 | 28.3741 | 28.3741 | 28.3741 | 28.3741 | 28.3741 | 28.3741 | 28.3741 | 28.3741 | 28.3741 | 28.3741 | 28.3741 | 28.3741 | 28.3741 | 28.3741 | 28.3741 | 28.3741 | 28.3741 | 28.3741 | 28.3741 | 28.3741
2549 | 28.375 | 28.375 | 28.375 | 28.375 | 28.375 | 28.375 | 28.375 | 28.375 | 28.375 | 28.375 | 28.375 | 28.375 | 28.375 | 28.375 | 28.375 | 28.375 | 28.375 | 28.375 | 28.375 | 28.375 | 28.375 | 28.375 | 28.375 | 28.375 | 28.375 | 28.375 | 28.375 | 28.375 | 28.375 | 28.375 | 28.375 | 28.375 | 28.375 | 28.375 | 28.375 | 28.375 | 28.375 | 28.375 | 28.375 | 28.375 | 28.375 | 28.375 | 28.375 | 28.375 | 28.375 | 28.375 | 28.375 | 28.375 | 28.375 | 28.375 | 28.375 | 28.375 | 28.375 | 28.375 | 28.375 | 28.375 | 28.375 | 28.375 | 28.375 | 28.375
2550 | 28.376 | 28.376 | 28.376 | 28.376 | 28.376 | 28.376 | 28.376 | 28.376 | 28.376 | 28.376 | 28.376 | 28.376 | 28.376 | 28.376 | 28.376 | 28.376 | 28.376 | 28.376 | 28.376 | 28.376 | 28.376 | 28.376 | 28.376 | 28.376 | 28.376 | 28.376 | 28.376 | 28.376 | 28.376 | 28.376 | 28.376 | 28.376 | 28.376 | 28.376 | 28.376 | 28.376 | 28.376 | 28.376 | 28.376 | 28.376 | 28.376 | 28.376 | 28.376 | 28.376 | 28.376 | 28.376 | 28.376 | 28.376 | 28.376 | 28.376 | 28.376 | 28.376 | 28.376 | 28.376 | 28.376 | 28.376 | 28.376 | 28.376 | 28.376 | 28.376
2551 | 28.377 | 28.377 | 28.377 | 28.377 | 28.377 | 28.377 | 28.377 | 28.377 | 28.377 | 28.377 | 28.377 | 28.377 | 28.377 | 28.377 | 28.377 | 28.377 | 28.377 | 28.377 | 28.377 | 28.377 | 28.377 | 28.377 | 28.377 | 28.377 | 28.377 | 28.377 | 28.377 | 28.377 | 28.377 | 28.377 | 28.377 | 28.377 | 28.377 | 28.377 | 28.377 | 28.377 | 28.377 | 28.377 | 28.377 | 28.377 | 28.377 | 28.377 | 28.377 | 28.377 | 28.377 | 28.377 | 28.377 | 28.377 | 28.377 | 28.377 | 28.377 | 28.377 | 28.377 | 28.377 | 28.377 | 28.377 | 28.377 | 28.377 | 28.377 | 28.377
2552 | 28.378 | 28.378 | 28.378 | 28.378 | 28.378 | 28.378 | 28.378 | 28.378 | 28.378 | 28.378 | 28.378 | 28.378 | 28.378 | 28.378 | 28.378 | 28.378 | 28.378 | 28.378 | 28.378 | 28.378 | 28.378 | 28.378 | 28.378 | 28.378 | 28.378 | 28.378 | 28.378 | 28.378 | 28.378 | 28.378 | 28.378 | 28.378 | 28.378 | 28.378 | 28.378 | 28.378 | 28.378 | 28.378 | 28.378 | 28.378 | 28.378 | 28.378 | 28.378 | 28.378 | 28.378 | 28.378 | 28.378 | 28.378 | 28.378 | 28.378 | 28.378 | 28.378 | 28.378 | 28.378 | 28.378 | 28.378 | 28.378 | 28.378 | 28.378 | 28.378
2553 | 28.379 | 28.379 | 28.379 | 28.379 | 28.379 | 28.379 | 28.379 | 28.379 | 28.379 | 28.379 | 28.379 | 28.379 | 28.379 | 28.379 | 28.379 | 28.379 | 28.379 | 28.379 | 28.379 | 28.379 | 28.379 | 28.379 | 28.379 | 28.379 | 28.379 | 28.379 | 28.379 | 28.379 | 28.379 | 28.379 | 28.379 | 28.379 | 28.379 | 28.379 | 28.379 | 28.379 | 28.379 | 28.379 | 28.379 | 28.379 | 28.379 | 28.379 | 28.379 | 28.379 | 28.379 | 28.379 | 28.379 | 28.379 | 28.379 | 28.379 | 28.379 | 28.379 | 28.379 | 28.379 | 28.379 | 28.379 | 28.379 | 28.379 | 28.379 | 28.379
2554 | 28.3799 | 28.3799 | 28.3799 | 28.3799 | 28.3799 | 28.3799 | 28.3799 | 28.3799 | 28.3799 | 28.3799 | 28.3799 | 28.3799 | 28.3799 | 28.3799 | 28.3799 | 28.3799 | 28.3799 | 28.3799 | 28.3799 | 28.3799 | 28.3799 | 28.3799 | 28.3799 | 28.3799 | 28.3799 | 28.3799 | 28.3799 | 28.3799 | 28.3799 | 28.3799 | 28.3799 | 28.3799 | 28.3799 | 28.3799 | 28.3799 | 28.3799 | 28.3799 | 28.3799 | 28.3799 | 28.3799 | 28.3799 | 28.3799 | 28.3799 | 28.3799 | 28.3799 | 28.3799 | 28.3799 | 28.3799 | 28.3799 | 28.3799 | 28.3799 | 28.3799 | 28.3799 | 28.3799 | 28.3799 | 28.3799 | 28.3799 | 28.3799 | 28.3799 | 28.3799
2555 | 28.3809 | 28.3809 | 28.3809 | 28.3809 | 28.3809 | 28.3809 | 28.3809 | 28.3809 | 28.3809 | 28.3809 | 28.3809 | 28.3809 | 28.3809 | 28.3809 | 28.3809 | 28.3809 | 28.3809 | 28.3809 | 28.3809 | 28.3809 | 28.3809 | 28.3809 | 28.3809 | 28.3809 | 28.3809 | 28.3809 | 28.3809 | 28.3809 | 28.3809 | 28.3809 | 28.3809 | 28.3809 | 28.3809 | 28.3809 | 28.3809 | 28.3809 | 28.3809 | 28.3809 | 28.3809 | 28.3809 | 28.3809 | 28.3809 | 28.3809 | 28.3809 | 28.3809 | 28.3809 | 28.3809 | 28.3809 | 28.3809 | 28.3809 | 28.3809 | 28.3809 | 28.3809 | 28.3809 | 28.3809 | 28.3809 | 28.3809 | 28.3809 | 28.3809 | 28.3809
2556 | 28.3819 | 28.3819 | 28.3819 | 28.3819 | 28.3819 | 28.3819 | 28.3819 | 28.3819 | 28.3819 | 28.3819 | 28.3819 | 28.3819 | 28.3819 | 28.3819 | 28.3819 | 28.3819 | 28.3819 | 28.3819 | 28.3819 | 28.3819 | 28.3819 | 28.3819 | 28.3819 | 28.3819 | 28.3819 | 28.3819 | 28.3819 | 28.3819 | 28.3819 | 28.3819 | 28.3819 | 28.3819 | 28.3819 | 28.3819 | 28.3819 | 28.3819 | 28.3819 | 28.3819 | 28.3819 | 28.3819 | 28.3819 | 28.3819 | 28.3819 | 28.3819 | 28.3819 | 28.3819 | 28.3819 | 28.3819 | 28.3819 | 28.3819 | 28.3819 | 28.3819 | 28.3819 | 28.3819 | 28.3819 | 28.3819 | 28.3819 | 28.3819 | 28.3819 | 28.3819
2557 | 28.3829 | 28.3829 | 28.3829 | 28.3829 | 28.3829 | 28.3829 | 28.3829 | 28.3829 | 28.3829 | 28.3829 | 28.3829 | 28.3829 | 28.3829 | 28.3829 | 28.3829 | 28.3829 | 28.3829 | 28.3829 | 28.3829 | 28.3829 | 28.3829 | 28.3829 | 28.3829 | 28.3829 | 28.3829 | 28.3829 | 28.3829 | 28.3829 | 28.3829 | 28.3829 | 28.3829 | 28.3829 | 28.3829 | 28.3829 | 28.3829 | 28.3829 | 28.3829 | 28.3829 | 28.3829 | 28.3829 | 28.3829 | 28.3829 | 28.3829 | 28.3829 | 28.3829 | 28.3829 | 28.3829 | 28.3829 | 28.3829 | 28.3829 | 28.3829 | 28.3829 | 28.3829 | 28.3829 | 28.3829 | 28.3829 | 28.3829 | 28.3829 | 28.3829 | 28.3829
2558 | 28.3838 | 28.3838 | 28.3838 | 28.3838 | 28.3838 | 28.3838 | 28.3838 | 28.3838 | 28.3838 | 28.3838 | 28.3838 | 28.3838 | 28.3838 | 28.3838 | 28.3838 | 28.3838 | 28.3838 | 28.3838 | 28.3838 | 28.3838 | 28.3838 | 28.3838 | 28.3838 | 28.3838 | 28.3838 | 28.3838 | 28.3838 | 28.3838 | 28.3838 | 28.3838 | 28.3838 | 28.3838 | 28.3838 | 28.3838 | 28.3838 | 28.3838 | 28.3838 | 28.3838 | 28.3838 | 28.3838 | 28.3838 | 28.3838 | 28.3838 | 28.3838 | 28.3838 | 28.3838 | 28.3838 | 28.3838 | 28.3838 | 28.3838 | 28.3838 | 28.3838 | 28.3838 | 28.3838 | 28.3838 | 28.3838 | 28.3838 | 28.3838 | 28.3838 | 28.3838
2559 | 28.3848 | 28.3848 | 28.3848 | 28.3848 | 28.3848 | 28.3848 | 28.3848 | 28.3848 | 28.3848 | 28.3848 | 28.3848 | 28.3848 | 28.3848 | 28.3848 | 28.3848 | 28.3848 | 28.3848 | 28.3848 | 28.3848 | 28.3848 | 28.3848 | 28.3848 | 28.3848 | 28.3848 | 28.3848 | 28.3848 | 28.3848 | 28.3848 | 28.3848 | 28.3848 | 28.3848 | 28.3848 | 28.3848 | 28.3848 | 28.3848 | 28.3848 | 28.3848 | 28.3848 | 28.3848 | 28.3848 | 28.3848 | 28.3848 | 28.3848 | 28.3848 | 28.3848 | 28.3848 | 28.3848 | 28.3848 | 28.3848 | 28.3848 | 28.3848 | 28.3848 | 28.3848 | 28.3848 | 28.3848 | 28.3848 | 28.3848 | 28.3848 | 28.3848 | 28.3848
2560 | 28.3858 | 28.3858 | 28.3858 | 28.3858 | 28.3858 | 28.3858 | 28.3858 | 28.3858 | 28.3858 | 28.3858 | 28.3858 | 28.3858 | 28.3858 | 28.3858 | 28.3858 | 28.3858 | 28.3858 | 28.3858 | 28.3858 | 28.3858 | 28.3858 | 28.3858 | 28.3858 | 28.3858 | 28.3858 | 28.3858 | 28.3858 | 28.3858 | 28.3858 | 28.3858 | 28.3858 | 28.3858 | 28.3858 | 28.3858 | 28.3858 | 28.3858 | 28.3858 | 28.3858 | 28.3858 | 28.3858 | 28.3858 | 28.3858 | 28.3858 | 28.3858 | 28.3858 | 28.3858 | 28.3858 | 28.3858 | 28.3858 | 28.3858 | 28.3858 | 28.3858 | 28.3858 | 28.3858 | 28.3858 | 28.3858 | 28.3858 | 28.3858 | 28.3858 | 28.3858
2561 | 28.3868 | 28.3868 | 28.3868 | 28.3868 | 28.3868 | 28.3868 | 28.3868 | 28.3868 | 28.3868 | 28.3868 | 28.3868 | 28.3868 | 28.3868 | 28.3868 | 28.3868 | 28.3868 | 28.3868 | 28.3868 | 28.3868 | 28.3868 | 28.3868 | 28.3868 | 28.3868 | 28.3868 | 28.3868 | 28.3868 | 28.3868 | 28.3868 | 28.3868 | 28.3868 | 28.3868 | 28.3868 | 28.3868 | 28.3868 | 28.3868 | 28.3868 | 28.3868 | 28.3868 | 28.3868 | 28.3868 | 28.3868 | 28.3868 | 28.3868 | 28.3868 | 28.3868 | 28.3868 | 28.3868 | 28.3868 | 28.3868 | 28.3868 | 28.3868 | 28.3868 | 28.3868 | 28.3868 | 28.3868 | 28.3868 | 28.3868 | 28.3868 | 28.3868 | 28.3868
2562 | 28.3878 | 28.3878 | 28.3878 | 28.3878 | 28.3878 | 28.3878 | 28.3878 | 28.3878 | 28.3878 | 28.3878 | 28.3878 | 28.3878 | 28.3878 | 28.3878 | 28.3878 | 28.3878 | 28.3878 | 28.3878 | 28.3878 | 28.3878 | 28.3878 | 28.3878 | 28.3878 | 28.3878 | 28.3878 | 28.3878 | 28.3878 | 28.3878 | 28.3878 | 28.3878 | 28.3878 | 28.3878 | 28.3878 | 28.3878 | 28.3878 | 28.3878 | 28.3878 | 28.3878 | 28.3878 | 28.3878 | 28.3878 | 28.3878 | 28.3878 | 28.3878 | 28.3878 | 28.3878 | 28.3878 | 28.3878 | 28.3878 | 28.3878 | 28.3878 | 28.3878 | 28.3878 | 28.3878 | 28.3878 | 28.3878 | 28.3878 | 28.3878 | 28.3878 | 28.3878
2563 | 28.3887 | 28.3887 | 28.3887 | 28.3887 | 28.3887 | 28.3887 | 28.3887 | 28.3887 | 28.3887 | 28.3887 | 28.3887 | 28.3887 | 28.3887 | 28.3887 | 28.3887 | 28.3887 | 28.3887 | 28.3887 | 28.3887 | 28.3887 | 28.3887 | 28.3887 | 28.3887 | 28.3887 | 28.3887 | 28.3887 | 28.3887 | 28.3887 | 28.3887 | 28.3887 | 28.3887 | 28.3887 | 28.3887 | 28.3887 | 28.3887 | 28.3887 | 28.3887 | 28.3887 | 28.3887 | 28.3887 | 28.3887 | 28.3887 | 28.3887 | 28.3887 | 28.3887 | 28.3887 | 28.3887 | 28.3887 | 28.3887 | 28.3887 | 28.3887 | 28.3887 | 28.3887 | 28.3887 | 28.3887 | 28.3887 | 28.3887 | 28.3887 | 28.3887 | 28.3887
2564 | 28.3897 | 28.3897 | 28.3897 | 28.3897 | 28.3897 | 28.3897 | 28.3897 | 28.3897 | 28.3897 | 28.3897 | 28.3897 | 28.3897 | 28.3897 | 28.3897 | 28.3897 | 28.3897 | 28.3897 | 28.3897 | 28.3897 | 28.3897 | 28.3897 | 28.3897 | 28.3897 | 28.3897 | 28.3897 | 28.3897 | 28.3897 | 28.3897 | 28.3897 | 28.3897 | 28.3897 | 28.3897 | 28.3897 | 28.3897 | 28.3897 | 28.3897 | 28.3897 | 28.3897 | 28.3897 | 28.3897 | 28.3897 | 28.3897 | 28.3897 | 28.3897 | 28.3897 | 28.3897 | 28.3897 | 28.3897 | 28.3897 | 28.3897 | 28.3897 | 28.3897 | 28.3897 | 28.3897 | 28.3897 | 28.3897 | 28.3897 | 28.3897 | 28.3897 | 28.3897
2565 | 28.3907 | 28.3907 | 28.3907 | 28.3907 | 28.3907 | 28.3907 | 28.3907 | 28.3907 | 28.3907 | 28.3907 | 28.3907 | 28.3907 | 28.3907 | 28.3907 | 28.3907 | 28.3907 | 28.3907 | 28.3907 | 28.3907 | 28.3907 | 28.3907 | 28.3907 | 28.3907 | 28.3907 | 28.3907 | 28.3907 | 28.3907 | 28.3907 | 28.3907 | 28.3907 | 28.3907 | 28.3907 | 28.3907 | 28.3907 | 28.3907 | 28.3907 | 28.3907 | 28.3907 | 28.3907 | 28.3907 | 28.3907 | 28.3907 | 28.3907 | 28.3907 | 28.3907 | 28.3907 | 28.3907 | 28.3907 | 28.3907 | 28.3907 | 28.3907 | 28.3907 | 28.3907 | 28.3907 | 28.3907 | 28.3907 | 28.3907 | 28.3907 | 28.3907 | 28.3907
2566 | 28.3917 | 28.3917 | 28.3917 | 28.3917 | 28.3917 | 28.3917 | 28.3917 | 28.3917 | 28.3917 | 28.3917 | 28.3917 | 28.3917 | 28.3917 | 28.3917 | 28.3917 | 28.3917 | 28.3917 | 28.3917 | 28.3917 | 28.3917 | 28.3917 | 28.3917 | 28.3917 | 28.3917 | 28.3917 | 28.3917 | 28.3917 | 28.3917 | 28.3917 | 28.3917 | 28.3917 | 28.3917 | 28.3917 | 28.3917 | 28.3917 | 28.3917 | 28.3917 | 28.3917 | 28.3917 | 28.3917 | 28.3917 | 28.3917 | 28.3917 | 28.3917 | 28.3917 | 28.3917 | 28.3917 | 28.3917 | 28.3917 | 28.3917 | 28.3917 | 28.3917 | 28.3917 | 28.3917 | 28.3917 | 28.3917 | 28.3917 | 28.3917 | 28.3917 | 28.3917
2567 | 28.3926 | 28.3926 | 28.3926 | 28.3926 | 28.3926 | 28.3926 | 28.3926 | 28.3926 | 28.3926 | 28.3926 | 28.3926 | 28.3926 | 28.3926 | 28.3926 | 28.3926 | 28.3926 | 28.3926 | 28.3926 | 28.3926 | 28.3926 | 28.3926 | 28.3926 | 28.3926 | 28.3926 | 28.3926 | 28.3926 | 28.3926 | 28.3926 | 28.3926 | 28.3926 | 28.3926 | 28.3926 | 28.3926 | 28.3926 | 28.3926 | 28.3926 | 28.3926 | 28.3926 | 28.3926 | 28.3926 | 28.3926 | 28.3926 | 28.3926 | 28.3926 | 28.3926 | 28.3926 | 28.3926 | 28.3926 | 28.3926 | 28.3926 | 28.3926 | 28.3926 | 28.3926 | 28.3926 | 28.3926 | 28.3926 | 28.3926 | 28.3926 | 28.3926 | 28.3926
2568 | 28.3936 | 28.3936 | 28.3936 | 28.3936 | 28.3936 | 28.3936 | 28.3936 | 28.3936 | 28.3936 | 28.3936 | 28.3936 | 28.3936 | 28.3936 | 28.3936 | 28.3936 | 28.3936 | 28.3936 | 28.3936 | 28.3936 | 28.3936 | 28.3936 | 28.3936 | 28.3936 | 28.3936 | 28.3936 | 28.3936 | 28.3936 | 28.3936 | 28.3936 | 28.3936 | 28.3936 | 28.3936 | 28.3936 | 28.3936 | 28.3936 | 28.3936 | 28.3936 | 28.3936 | 28.3936 | 28.3936 | 28.3936 | 28.3936 | 28.3936 | 28.3936 | 28.3936 | 28.3936 | 28.3936 | 28.3936 | 28.3936 | 28.3936 | 28.3936 | 28.3936 | 28.3936 | 28.3936 | 28.3936 | 28.3936 | 28.3936 | 28.3936 | 28.3936 | 28.3936
2569 | 28.3946 | 28.3946 | 28.3946 | 28.3946 | 28.3946 | 28.3946 | 28.3946 | 28.3946 | 28.3946 | 28.3946 | 28.3946 | 28.3946 | 28.3946 | 28.3946 | 28.3946 | 28.3946 | 28.3946 | 28.3946 | 28.3946 | 28.3946 | 28.3946 | 28.3946 | 28.3946 | 28.3946 | 28.3946 | 28.3946 | 28.3946 | 28.3946 | 28.3946 | 28.3946 | 28.3946 | 28.3946 | 28.3946 | 28.3946 | 28.3946 | 28.3946 | 28.3946 | 28.3946 | 28.3946 | 28.3946 | 28.3946 | 28.3946 | 28.3946 | 28.3946 | 28.3946 | 28.3946 | 28.3946 | 28.3946 | 28.3946 | 28.3946 | 28.3946 | 28.3946 | 28.3946 | 28.3946 | 28.3946 | 28.3946 | 28.3946 | 28.3946 | 28.3946 | 28.3946
2570 | 28.3955 | 28.3955 | 28.3955 | 28.3955 | 28.3955 | 28.3955 | 28.3955 | 28.3955 | 28.3955 | 28.3955 | 28.3955 | 28.3955 | 28.3955 | 28.3955 | 28.3955 | 28.3955 | 28.3955 | 28.3955 | 28.3955 | 28.3955 | 28.3955 | 28.3955 | 28.3955 | 28.3955 | 28.3955 | 28.3955 | 28.3955 | 28.3955 | 28.3955 | 28.3955 | 28.3955 | 28.3955 | 28.3955 | 28.3955 | 28.3955 | 28.3955 | 28.3955 | 28.3955 | 28.3955 | 28.3955 | 28.3955 | 28.3955 | 28.3955 | 28.3955 | 28.3955 | 28.3955 | 28.3955 | 28.3955 | 28.3955 | 28.3955 | 28.3955 | 28.3955 | 28.3955 | 28.3955 | 28.3955 | 28.3955 | 28.3955 | 28.3955 | 28.3955 | 28.3955
2571 | 28.3965 | 28.3965 | 28.3965 | 28.3965 | 28.3965 | 28.3965 | 28.3965 | 28.3965 | 28.3965 | 28.3965 | 28.3965 | 28.3965 | 28.3965 | 28.3965 | 28.3965 | 28.3965 | 28.3965 | 28.3965 | 28.3965 | 28.3965 | 28.3965 | 28.3965 | 28.3965 | 28.3965 | 28.3965 | 28.3965 | 28.3965 | 28.3965 | 28.3965 | 28.3965 | 28.3965 | 28.3965 | 28.3965 | 28.3965 | 28.3965 | 28.3965 | 28.3965 | 28.3965 | 28.3965 | 28.3965 | 28.3965 | 28.3965 | 28.3965 | 28.3965 | 28.3965 | 28.3965 | 28.3965 | 28.3965 | 28.3965 | 28.3965 | 28.3965 | 28.3965 | 28.3965 | 28.3965 | 28.3965 | 28.3965 | 28.3965 | 28.3965 | 28.3965 | 28.3965
2572 | 28.3975 | 28.3975 | 28.3975 | 28.3975 | 28.3975 | 28.3975 | 28.3975 | 28.3975 | 28.3975 | 28.3975 | 28.3975 | 28.3975 | 28.3975 | 28.3975 | 28.3975 | 28.3975 | 28.3975 | 28.3975 | 28.3975 | 28.3975 | 28.3975 | 28.3975 | 28.3975 | 28.3975 | 28.3975 | 28.3975 | 28.3975 | 28.3975 | 28.3975 | 28.3975 | 28.3975 | 28.3975 | 28.3975 | 28.3975 | 28.3975 | 28.3975 | 28.3975 | 28.3975 | 28.3975 | 28.3975 | 28.3975 | 28.3975 | 28.3975 | 28.3975 | 28.3975 | 28.3975 | 28.3975 | 28.3975 | 28.3975 | 28.3975 | 28.3975 | 28.3975 | 28.3975 | 28.3975 | 28.3975 | 28.3975 | 28.3975 | 28.3975 | 28.3975 | 28.3975
2573 | 28.3985 | 28.3985 | 28.3985 | 28.3985 | 28.3985 | 28.3985 | 28.3985 | 28.3985 | 28.3985 | 28.3985 | 28.3985 | 28.3985 | 28.3985 | 28.3985 | 28.3985 | 28.3985 | 28.3985 | 28.3985 | 28.3985 | 28.3985 | 28.3985 | 28.3985 | 28.3985 | 28.3985 | 28.3985 | 28.3985 | 28.3985 | 28.3985 | 28.3985 | 28.3985 | 28.3985 | 28.3985 | 28.3985 | 28.3985 | 28.3985 | 28.3985 | 28.3985 | 28.3985 | 28.3985 | 28.3985 | 28.3985 | 28.3985 | 28.3985 | 28.3985 | 28.3985 | 28.3985 | 28.3985 | 28.3985 | 28.3985 | 28.3985 | 28.3985 | 28.3985 | 28.3985 | 28.3985 | 28.3985 | 28.3985 | 28.3985 | 28.3985 | 28.3985 | 28.3985
2574 | 28.3994 | 28.3994 | 28.3994 | 28.3994 | 28.3994 | 28.3994 | 28.3994 | 28.3994 | 28.3994 | 28.3994 | 28.3994 | 28.3994 | 28.3994 | 28.3994 | 28.3994 | 28.3994 | 28.3994 | 28.3994 | 28.3994 | 28.3994 | 28.3994 | 28.3994 | 28.3994 | 28.3994 | 28.3994 | 28.3994 | 28.3994 | 28.3994 | 28.3994 | 28.3994 | 28.3994 | 28.3994 | 28.3994 | 28.3994 | 28.3994 | 28.3994 | 28.3994 | 28.3994 | 28.3994 | 28.3994 | 28.3994 | 28.3994 | 28.3994 | 28.3994 | 28.3994 | 28.3994 | 28.3994 | 28.3994 | 28.3994 | 28.3994 | 28.3994 | 28.3994 | 28.3994 | 28.3994 | 28.3994 | 28.3994 | 28.3994 | 28.3994 | 28.3994 | 28.3994
2575 | 28.4004 | 28.4004 | 28.4004 | 28.4004 | 28.4004 | 28.4004 | 28.4004 | 28.4004 | 28.4004 | 28.4004 | 28.4004 | 28.4004 | 28.4004 | 28.4004 | 28.4004 | 28.4004 | 28.4004 | 28.4004 | 28.4004 | 28.4004 | 28.4004 | 28.4004 | 28.4004 | 28.4004 | 28.4004 | 28.4004 | 28.4004 | 28.4004 | 28.4004 | 28.4004 | 28.4004 | 28.4004 | 28.4004 | 28.4004 | 28.4004 | 28.4004 | 28.4004 | 28.4004 | 28.4004 | 28.4004 | 28.4004 | 28.4004 | 28.4004 | 28.4004 | 28.4004 | 28.4004 | 28.4004 | 28.4004 | 28.4004 | 28.4004 | 28.4004 | 28.4004 | 28.4004 | 28.4004 | 28.4004 | 28.4004 | 28.4004 | 28.4004 | 28.4004 | 28.4004
2576 | 28.4014 | 28.4014 | 28.4014 | 28.4014 | 28.4014 | 28.4014 | 28.4014 | 28.4014 | 28.4014 | 28.4014 | 28.4014 | 28.4014 | 28.4014 | 28.4014 | 28.4014 | 28.4014 | 28.4014 | 28.4014 | 28.4014 | 28.4014 | 28.4014 | 28.4014 | 28.4014 | 28.4014 | 28.4014 | 28.4014 | 28.4014 | 28.4014 | 28.4014 | 28.4014 | 28.4014 | 28.4014 | 28.4014 | 28.4014 | 28.4014 | 28.4014 | 28.4014 | 28.4014 | 28.4014 | 28.4014 | 28.4014 | 28.4014 | 28.4014 | 28.4014 | 28.4014 | 28.4014 | 28.4014 | 28.4014 | 28.4014 | 28.4014 | 28.4014 | 28.4014 | 28.4014 | 28.4014 | 28.4014 | 28.4014 | 28.4014 | 28.4014 | 28.4014 | 28.4014
2577 | 28.4023 | 28.4023 | 28.4023 | 28.4023 | 28.4023 | 28.4023 | 28.4023 | 28.4023 | 28.4023 | 28.4023 | 28.4023 | 28.4023 | 28.4023 | 28.4023 | 28.4023 | 28.4023 | 28.4023 | 28.4023 | 28.4023 | 28.4023 | 28.4023 | 28.4023 | 28.4023 | 28.4023 | 28.4023 | 28.4023 | 28.4023 | 28.4023 | 28.4023 | 28.4023 | 28.4023 | 28.4023 | 28.4023 | 28.4023 | 28.4023 | 28.4023 | 28.4023 | 28.4023 | 28.4023 | 28.4023 | 28.4023 | 28.4023 | 28.4023 | 28.4023 | 28.4023 | 28.4023 | 28.4023 | 28.4023 | 28.4023 | 28.4023 | 28.4023 | 28.4023 | 28.4023 | 28.4023 | 28.4023 | 28.4023 | 28.4023 | 28.4023 | 28.4023 | 28.4023
2578 | 28.4033 | 28.4033 | 28.4033 | 28.4033 | 28.4033 | 28.4033 | 28.4033 | 28.4033 | 28.4033 | 28.4033 | 28.4033 | 28.4033 | 28.4033 | 28.4033 | 28.4033 | 28.4033 | 28.4033 | 28.4033 | 28.4033 | 28.4033 | 28.4033 | 28.4033 | 28.4033 | 28.4033 | 28.4033 | 28.4033 | 28.4033 | 28.4033 | 28.4033 | 28.4033 | 28.4033 | 28.4033 | 28.4033 | 28.4033 | 28.4033 | 28.4033 | 28.4033 | 28.4033 | 28.4033 | 28.4033 | 28.4033 | 28.4033 | 28.4033 | 28.4033 | 28.4033 | 28.4033 | 28.4033 | 28.4033 | 28.4033 | 28.4033 | 28.4033 | 28.4033 | 28.4033 | 28.4033 | 28.4033 | 28.4033 | 28.4033 | 28.4033 | 28.4033 | 28.4033
2579 | 28.4043 | 28.4043 | 28.4043 | 28.4043 | 28.4043 | 28.4043 | 28.4043 | 28.4043 | 28.4043 | 28.4043 | 28.4043 | 28.4043 | 28.4043 | 28.4043 | 28.4043 | 28.4043 | 28.4043 | 28.4043 | 28.4043 | 28.4043 | 28.4043 | 28.4043 | 28.4043 | 28.4043 | 28.4043 | 28.4043 | 28.4043 | 28.4043 | 28.4043 | 28.4043 | 28.4043 | 28.4043 | 28.4043 | 28.4043 | 28.4043 | 28.4043 | 28.4043 | 28.4043 | 28.4043 | 28.4043 | 28.4043 | 28.4043 | 28.4043 | 28.4043 | 28.4043 | 28.4043 | 28.4043 | 28.4043 | 28.4043 | 28.4043 | 28.4043 | 28.4043 | 28.4043 | 28.4043 | 28.4043 | 28.4043 | 28.4043 | 28.4043 | 28.4043 | 28.4043
2580 | 28.4053 | 28.4053 | 28.4053 | 28.4053 | 28.4053 | 28.4053 | 28.4053 | 28.4053 | 28.4053 | 28.4053 | 28.4053 | 28.4053 | 28.4053 | 28.4053 | 28.4053 | 28.4053 | 28.4053 | 28.4053 | 28.4053 | 28.4053 | 28.4053 | 28.4053 | 28.4053 | 28.4053 | 28.4053 | 28.4053 | 28.4053 | 28.4053 | 28.4053 | 28.4053 | 28.4053 | 28.4053 | 28.4053 | 28.4053 | 28.4053 | 28.4053 | 28.4053 | 28.4053 | 28.4053 | 28.4053 | 28.4053 | 28.4053 | 28.4053 | 28.4053 | 28.4053 | 28.4053 | 28.4053 | 28.4053 | 28.4053 | 28.4053 | 28.4053 | 28.4053 | 28.4053 | 28.4053 | 28.4053 | 28.4053 | 28.4053 | 28.4053 | 28.4053 | 28.4053
2581 | 28.4062 | 28.4062 | 28.4062 | 28.4062 | 28.4062 | 28.4062 | 28.4062 | 28.4062 | 28.4062 | 28.4062 | 28.4062 | 28.4062 | 28.4062 | 28.4062 | 28.4062 | 28.4062 | 28.4062 | 28.4062 | 28.4062 | 28.4062 | 28.4062 | 28.4062 | 28.4062 | 28.4062 | 28.4062 | 28.4062 | 28.4062 | 28.4062 | 28.4062 | 28.4062 | 28.4062 | 28.4062 | 28.4062 | 28.4062 | 28.4062 | 28.4062 | 28.4062 | 28.4062 | 28.4062 | 28.4062 | 28.4062 | 28.4062 | 28.4062 | 28.4062 | 28.4062 | 28.4062 | 28.4062 | 28.4062 | 28.4062 | 28.4062 | 28.4062 | 28.4062 | 28.4062 | 28.4062 | 28.4062 | 28.4062 | 28.4062 | 28.4062 | 28.4062 | 28.4062
2582 | 28.4072 | 28.4072 | 28.4072 | 28.4072 | 28.4072 | 28.4072 | 28.4072 | 28.4072 | 28.4072 | 28.4072 | 28.4072 | 28.4072 | 28.4072 | 28.4072 | 28.4072 | 28.4072 | 28.4072 | 28.4072 | 28.4072 | 28.4072 | 28.4072 | 28.4072 | 28.4072 | 28.4072 | 28.4072 | 28.4072 | 28.4072 | 28.4072 | 28.4072 | 28.4072 | 28.4072 | 28.4072 | 28.4072 | 28.4072 | 28.4072 | 28.4072 | 28.4072 | 28.4072 | 28.4072 | 28.4072 | 28.4072 | 28.4072 | 28.4072 | 28.4072 | 28.4072 | 28.4072 | 28.4072 | 28.4072 | 28.4072 | 28.4072 | 28.4072 | 28.4072 | 28.4072 | 28.4072 | 28.4072 | 28.4072 | 28.4072 | 28.4072 | 28.4072 | 28.4072
2583 | 28.4082 | 28.4082 | 28.4082 | 28.4082 | 28.4082 | 28.4082 | 28.4082 | 28.4082 | 28.4082 | 28.4082 | 28.4082 | 28.4082 | 28.4082 | 28.4082 | 28.4082 | 28.4082 | 28.4082 | 28.4082 | 28.4082 | 28.4082 | 28.4082 | 28.4082 | 28.4082 | 28.4082 | 28.4082 | 28.4082 | 28.4082 | 28.4082 | 28.4082 | 28.4082 | 28.4082 | 28.4082 | 28.4082 | 28.4082 | 28.4082 | 28.4082 | 28.4082 | 28.4082 | 28.4082 | 28.4082 | 28.4082 | 28.4082 | 28.4082 | 28.4082 | 28.4082 | 28.4082 | 28.4082 | 28.4082 | 28.4082 | 28.4082 | 28.4082 | 28.4082 | 28.4082 | 28.4082 | 28.4082 | 28.4082 | 28.4082 | 28.4082 | 28.4082 | 28.4082
2584 | 28.4091 | 28.4091 | 28.4091 | 28.4091 | 28.4091 | 28.4091 | 28.4091 | 28.4091 | 28.4091 | 28.4091 | 28.4091 | 28.4091 | 28.4091 | 28.4091 | 28.4091 | 28.4091 | 28.4091 | 28.4091 | 28.4091 | 28.4091 | 28.4091 | 28.4091 | 28.4091 | 28.4091 | 28.4091 | 28.4091 | 28.4091 | 28.4091 | 28.4091 | 28.4091 | 28.4091 | 28.4091 | 28.4091 | 28.4091 | 28.4091 | 28.4091 | 28.4091 | 28.4091 | 28.4091 | 28.4091 | 28.4091 | 28.4091 | 28.4091 | 28.4091 | 28.4091 | 28.4091 | 28.4091 | 28.4091 | 28.4091 | 28.4091 | 28.4091 | 28.4091 | 28.4091 | 28.4091 | 28.4091 | 28.4091 | 28.4091 | 28.4091 | 28.4091 | 28.4091
2585 | 28.4101 | 28.4101 | 28.4101 | 28.4101 | 28.4101 | 28.4101 | 28.4101 | 28.4101 | 28.4101 | 28.4101 | 28.4101 | 28.4101 | 28.4101 | 28.4101 | 28.4101 | 28.4101 | 28.4101 | 28.4101 | 28.4101 | 28.4101 | 28.4101 | 28.4101 | 28.4101 | 28.4101 | 28.4101 | 28.4101 | 28.4101 | 28.4101 | 28.4101 | 28.4101 | 28.4101 | 28.4101 | 28.4101 | 28.4101 | 28.4101 | 28.4101 | 28.4101 | 28.4101 | 28.4101 | 28.4101 | 28.4101 | 28.4101 | 28.4101 | 28.4101 | 28.4101 | 28.4101 | 28.4101 | 28.4101 | 28.4101 | 28.4101 | 28.4101 | 28.4101 | 28.4101 | 28.4101 | 28.4101 | 28.4101 | 28.4101 | 28.4101 | 28.4101 | 28.4101
2586 | 28.4111 | 28.4111 | 28.4111 | 28.4111 | 28.4111 | 28.4111 | 28.4111 | 28.4111 | 28.4111 | 28.4111 | 28.4111 | 28.4111 | 28.4111 | 28.4111 | 28.4111 | 28.4111 | 28.4111 | 28.4111 | 28.4111 | 28.4111 | 28.4111 | 28.4111 | 28.4111 | 28.4111 | 28.4111 | 28.4111 | 28.4111 | 28.4111 | 28.4111 | 28.4111 | 28.4111 | 28.4111 | 28.4111 | 28.4111 | 28.4111 | 28.4111 | 28.4111 | 28.4111 | 28.4111 | 28.4111 | 28.4111 | 28.4111 | 28.4111 | 28.4111 | 28.4111 | 28.4111 | 28.4111 | 28.4111 | 28.4111 | 28.4111 | 28.4111 | 28.4111 | 28.4111 | 28.4111 | 28.4111 | 28.4111 | 28.4111 | 28.4111 | 28.4111 | 28.4111
2587 | 28.412 | 28.412 | 28.412 | 28.412 | 28.412 | 28.412 | 28.412 | 28.412 | 28.412 | 28.412 | 28.412 | 28.412 | 28.412 | 28.412 | 28.412 | 28.412 | 28.412 | 28.412 | 28.412 | 28.412 | 28.412 | 28.412 | 28.412 | 28.412 | 28.412 | 28.412 | 28.412 | 28.412 | 28.412 | 28.412 | 28.412 | 28.412 | 28.412 | 28.412 | 28.412 | 28.412 | 28.412 | 28.412 | 28.412 | 28.412 | 28.412 | 28.412 | 28.412 | 28.412 | 28.412 | 28.412 | 28.412 | 28.412 | 28.412 | 28.412 | 28.412 | 28.412 | 28.412 | 28.412 | 28.412 | 28.412 | 28.412 | 28.412 | 28.412 | 28.412
2588 | 28.413 | 28.413 | 28.413 | 28.413 | 28.413 | 28.413 | 28.413 | 28.413 | 28.413 | 28.413 | 28.413 | 28.413 | 28.413 | 28.413 | 28.413 | 28.413 | 28.413 | 28.413 | 28.413 | 28.413 | 28.413 | 28.413 | 28.413 | 28.413 | 28.413 | 28.413 | 28.413 | 28.413 | 28.413 | 28.413 | 28.413 | 28.413 | 28.413 | 28.413 | 28.413 | 28.413 | 28.413 | 28.413 | 28.413 | 28.413 | 28.413 | 28.413 | 28.413 | 28.413 | 28.413 | 28.413 | 28.413 | 28.413 | 28.413 | 28.413 | 28.413 | 28.413 | 28.413 | 28.413 | 28.413 | 28.413 | 28.413 | 28.413 | 28.413 | 28.413
2589 | 28.414 | 28.414 | 28.414 | 28.414 | 28.414 | 28.414 | 28.414 | 28.414 | 28.414 | 28.414 | 28.414 | 28.414 | 28.414 | 28.414 | 28.414 | 28.414 | 28.414 | 28.414 | 28.414 | 28.414 | 28.414 | 28.414 | 28.414 | 28.414 | 28.414 | 28.414 | 28.414 | 28.414 | 28.414 | 28.414 | 28.414 | 28.414 | 28.414 | 28.414 | 28.414 | 28.414 | 28.414 | 28.414 | 28.414 | 28.414 | 28.414 | 28.414 | 28.414 | 28.414 | 28.414 | 28.414 | 28.414 | 28.414 | 28.414 | 28.414 | 28.414 | 28.414 | 28.414 | 28.414 | 28.414 | 28.414 | 28.414 | 28.414 | 28.414 | 28.414
2590 | 28.4149 | 28.4149 | 28.4149 | 28.4149 | 28.4149 | 28.4149 | 28.4149 | 28.4149 | 28.4149 | 28.4149 | 28.4149 | 28.4149 | 28.4149 | 28.4149 | 28.4149 | 28.4149 | 28.4149 | 28.4149 | 28.4149 | 28.4149 | 28.4149 | 28.4149 | 28.4149 | 28.4149 | 28.4149 | 28.4149 | 28.4149 | 28.4149 | 28.4149 | 28.4149 | 28.4149 | 28.4149 | 28.4149 | 28.4149 | 28.4149 | 28.4149 | 28.4149 | 28.4149 | 28.4149 | 28.4149 | 28.4149 | 28.4149 | 28.4149 | 28.4149 | 28.4149 | 28.4149 | 28.4149 | 28.4149 | 28.4149 | 28.4149 | 28.4149 | 28.4149 | 28.4149 | 28.4149 | 28.4149 | 28.4149 | 28.4149 | 28.4149 | 28.4149 | 28.4149
2591 | 28.4159 | 28.4159 | 28.4159 | 28.4159 | 28.4159 | 28.4159 | 28.4159 | 28.4159 | 28.4159 | 28.4159 | 28.4159 | 28.4159 | 28.4159 | 28.4159 | 28.4159 | 28.4159 | 28.4159 | 28.4159 | 28.4159 | 28.4159 | 28.4159 | 28.4159 | 28.4159 | 28.4159 | 28.4159 | 28.4159 | 28.4159 | 28.4159 | 28.4159 | 28.4159 | 28.4159 | 28.4159 | 28.4159 | 28.4159 | 28.4159 | 28.4159 | 28.4159 | 28.4159 | 28.4159 | 28.4159 | 28.4159 | 28.4159 | 28.4159 | 28.4159 | 28.4159 | 28.4159 | 28.4159 | 28.4159 | 28.4159 | 28.4159 | 28.4159 | 28.4159 | 28.4159 | 28.4159 | 28.4159 | 28.4159 | 28.4159 | 28.4159 | 28.4159 | 28.4159
2592 | 28.4169 | 28.4169 | 28.4169 | 28.4169 | 28.4169 | 28.4169 | 28.4169 | 28.4169 | 28.4169 | 28.4169 | 28.4169 | 28.4169 | 28.4169 | 28.4169 | 28.4169 | 28.4169 | 28.4169 | 28.4169 | 28.4169 | 28.4169 | 28.4169 | 28.4169 | 28.4169 | 28.4169 | 28.4169 | 28.4169 | 28.4169 | 28.4169 | 28.4169 | 28.4169 | 28.4169 | 28.4169 | 28.4169 | 28.4169 | 28.4169 | 28.4169 | 28.4169 | 28.4169 | 28.4169 | 28.4169 | 28.4169 | 28.4169 | 28.4169 | 28.4169 | 28.4169 | 28.4169 | 28.4169 | 28.4169 | 28.4169 | 28.4169 | 28.4169 | 28.4169 | 28.4169 | 28.4169 | 28.4169 | 28.4169 | 28.4169 | 28.4169 | 28.4169 | 28.4169
2593 | 28.4178 | 28.4178 | 28.4178 | 28.4178 | 28.4178 | 28.4178 | 28.4178 | 28.4178 | 28.4178 | 28.4178 | 28.4178 | 28.4178 | 28.4178 | 28.4178 | 28.4178 | 28.4178 | 28.4178 | 28.4178 | 28.4178 | 28.4178 | 28.4178 | 28.4178 | 28.4178 | 28.4178 | 28.4178 | 28.4178 | 28.4178 | 28.4178 | 28.4178 | 28.4178 | 28.4178 | 28.4178 | 28.4178 | 28.4178 | 28.4178 | 28.4178 | 28.4178 | 28.4178 | 28.4178 | 28.4178 | 28.4178 | 28.4178 | 28.4178 | 28.4178 | 28.4178 | 28.4178 | 28.4178 | 28.4178 | 28.4178 | 28.4178 | 28.4178 | 28.4178 | 28.4178 | 28.4178 | 28.4178 | 28.4178 | 28.4178 | 28.4178 | 28.4178 | 28.4178
2594 | 28.4188 | 28.4188 | 28.4188 | 28.4188 | 28.4188 | 28.4188 | 28.4188 | 28.4188 | 28.4188 | 28.4188 | 28.4188 | 28.4188 | 28.4188 | 28.4188 | 28.4188 | 28.4188 | 28.4188 | 28.4188 | 28.4188 | 28.4188 | 28.4188 | 28.4188 | 28.4188 | 28.4188 | 28.4188 | 28.4188 | 28.4188 | 28.4188 | 28.4188 | 28.4188 | 28.4188 | 28.4188 | 28.4188 | 28.4188 | 28.4188 | 28.4188 | 28.4188 | 28.4188 | 28.4188 | 28.4188 | 28.4188 | 28.4188 | 28.4188 | 28.4188 | 28.4188 | 28.4188 | 28.4188 | 28.4188 | 28.4188 | 28.4188 | 28.4188 | 28.4188 | 28.4188 | 28.4188 | 28.4188 | 28.4188 | 28.4188 | 28.4188 | 28.4188 | 28.4188
2595 | 28.4197 | 28.4197 | 28.4197 | 28.4197 | 28.4197 | 28.4197 | 28.4197 | 28.4197 | 28.4197 | 28.4197 | 28.4197 | 28.4197 | 28.4197 | 28.4197 | 28.4197 | 28.4197 | 28.4197 | 28.4197 | 28.4197 | 28.4197 | 28.4197 | 28.4197 | 28.4197 | 28.4197 | 28.4197 | 28.4197 | 28.4197 | 28.4197 | 28.4197 | 28.4197 | 28.4197 | 28.4197 | 28.4197 | 28.4197 | 28.4197 | 28.4197 | 28.4197 | 28.4197 | 28.4197 | 28.4197 | 28.4197 | 28.4197 | 28.4197 | 28.4197 | 28.4197 | 28.4197 | 28.4197 | 28.4197 | 28.4197 | 28.4197 | 28.4197 | 28.4197 | 28.4197 | 28.4197 | 28.4197 | 28.4197 | 28.4197 | 28.4197 | 28.4197 | 28.4197
2596 | 28.4207 | 28.4207 | 28.4207 | 28.4207 | 28.4207 | 28.4207 | 28.4207 | 28.4207 | 28.4207 | 28.4207 | 28.4207 | 28.4207 | 28.4207 | 28.4207 | 28.4207 | 28.4207 | 28.4207 | 28.4207 | 28.4207 | 28.4207 | 28.4207 | 28.4207 | 28.4207 | 28.4207 | 28.4207 | 28.4207 | 28.4207 | 28.4207 | 28.4207 | 28.4207 | 28.4207 | 28.4207 | 28.4207 | 28.4207 | 28.4207 | 28.4207 | 28.4207 | 28.4207 | 28.4207 | 28.4207 | 28.4207 | 28.4207 | 28.4207 | 28.4207 | 28.4207 | 28.4207 | 28.4207 | 28.4207 | 28.4207 | 28.4207 | 28.4207 | 28.4207 | 28.4207 | 28.4207 | 28.4207 | 28.4207 | 28.4207 | 28.4207 | 28.4207 | 28.4207
2597 | 28.4217 | 28.4217 | 28.4217 | 28.4217 | 28.4217 | 28.4217 | 28.4217 | 28.4217 | 28.4217 | 28.4217 | 28.4217 | 28.4217 | 28.4217 | 28.4217 | 28.4217 | 28.4217 | 28.4217 | 28.4217 | 28.4217 | 28.4217 | 28.4217 | 28.4217 | 28.4217 | 28.4217 | 28.4217 | 28.4217 | 28.4217 | 28.4217 | 28.4217 | 28.4217 | 28.4217 | 28.4217 | 28.4217 | 28.4217 | 28.4217 | 28.4217 | 28.4217 | 28.4217 | 28.4217 | 28.4217 | 28.4217 | 28.4217 | 28.4217 | 28.4217 | 28.4217 | 28.4217 | 28.4217 | 28.4217 | 28.4217 | 28.4217 | 28.4217 | 28.4217 | 28.4217 | 28.4217 | 28.4217 | 28.4217 | 28.4217 | 28.4217 | 28.4217 | 28.4217
2598 | 28.4226 | 28.4226 | 28.4226 | 28.4226 | 28.4226 | 28.4226 | 28.4226 | 28.4226 | 28.4226 | 28.4226 | 28.4226 | 28.4226 | 28.4226 | 28.4226 | 28.4226 | 28.4226 | 28.4226 | 28.4226 | 28.4226 | 28.4226 | 28.4226 | 28.4226 | 28.4226 | 28.4226 | 28.4226 | 28.4226 | 28.4226 | 28.4226 | 28.4226 | 28.4226 | 28.4226 | 28.4226 | 28.4226 | 28.4226 | 28.4226 | 28.4226 | 28.4226 | 28.4226 | 28.4226 | 28.4226 | 28.4226 | 28.4226 | 28.4226 | 28.4226 | 28.4226 | 28.4226 | 28.4226 | 28.4226 | 28.4226 | 28.4226 | 28.4226 | 28.4226 | 28.4226 | 28.4226 | 28.4226 | 28.4226 | 28.4226 | 28.4226 | 28.4226 | 28.4226
2599 | 28.4236 | 28.4236 | 28.4236 | 28.4236 | 28.4236 | 28.4236 | 28.4236 | 28.4236 | 28.4236 | 28.4236 | 28.4236 | 28.4236 | 28.4236 | 28.4236 | 28.4236 | 28.4236 | 28.4236 | 28.4236 | 28.4236 | 28.4236 | 28.4236 | 28.4236 | 28.4236 | 28.4236 | 28.4236 | 28.4236 | 28.4236 | 28.4236 | 28.4236 | 28.4236 | 28.4236 | 28.4236 | 28.4236 | 28.4236 | 28.4236 | 28.4236 | 28.4236 | 28.4236 | 28.4236 | 28.4236 | 28.4236 | 28.4236 | 28.4236 | 28.4236 | 28.4236 | 28.4236 | 28.4236 | 28.4236 | 28.4236 | 28.4236 | 28.4236 | 28.4236 | 28.4236 | 28.4236 | 28.4236 | 28.4236 | 28.4236 | 28.4236 | 28.4236 | 28.4236
2600 | 28.4246 | 28.4246 | 28.4246 | 28.4246 | 28.4246 | 28.4246 | 28.4246 | 28.4246 | 28.4246 | 28.4246 | 28.4246 | 28.4246 | 28.4246 | 28.4246 | 28.4246 | 28.4246 | 28.4246 | 28.4246 | 28.4246 | 28.4246 | 28.4246 | 28.4246 | 28.4246 | 28.4246 | 28.4246 | 28.4246 | 28.4246 | 28.4246 | 28.4246 | 28.4246 | 28.4246 | 28.4246 | 28.4246 | 28.4246 | 28.4246 | 28.4246 | 28.4246 | 28.4246 | 28.4246 | 28.4246 | 28.4246 | 28.4246 | 28.4246 | 28.4246 | 28.4246 | 28.4246 | 28.4246 | 28.4246 | 28.4246 | 28.4246 | 28.4246 | 28.4246 | 28.4246 | 28.4246 | 28.4246 | 28.4246 | 28.4246 | 28.4246 | 28.4246 | 28.4246
2601 | 28.4255 | 28.4255 | 28.4255 | 28.4255 | 28.4255 | 28.4255 | 28.4255 | 28.4255 | 28.4255 | 28.4255 | 28.4255 | 28.4255 | 28.4255 | 28.4255 | 28.4255 | 28.4255 | 28.4255 | 28.4255 | 28.4255 | 28.4255 | 28.4255 | 28.4255 | 28.4255 | 28.4255 | 28.4255 | 28.4255 | 28.4255 | 28.4255 | 28.4255 | 28.4255 | 28.4255 | 28.4255 | 28.4255 | 28.4255 | 28.4255 | 28.4255 | 28.4255 | 28.4255 | 28.4255 | 28.4255 | 28.4255 | 28.4255 | 28.4255 | 28.4255 | 28.4255 | 28.4255 | 28.4255 | 28.4255 | 28.4255 | 28.4255 | 28.4255 | 28.4255 | 28.4255 | 28.4255 | 28.4255 | 28.4255 | 28.4255 | 28.4255 | 28.4255 | 28.4255
2602 | 28.4265 | 28.4265 | 28.4265 | 28.4265 | 28.4265 | 28.4265 | 28.4265 | 28.4265 | 28.4265 | 28.4265 | 28.4265 | 28.4265 | 28.4265 | 28.4265 | 28.4265 | 28.4265 | 28.4265 | 28.4265 | 28.4265 | 28.4265 | 28.4265 | 28.4265 | 28.4265 | 28.4265 | 28.4265 | 28.4265 | 28.4265 | 28.4265 | 28.4265 | 28.4265 | 28.4265 | 28.4265 | 28.4265 | 28.4265 | 28.4265 | 28.4265 | 28.4265 | 28.4265 | 28.4265 | 28.4265 | 28.4265 | 28.4265 | 28.4265 | 28.4265 | 28.4265 | 28.4265 | 28.4265 | 28.4265 | 28.4265 | 28.4265 | 28.4265 | 28.4265 | 28.4265 | 28.4265 | 28.4265 | 28.4265 | 28.4265 | 28.4265 | 28.4265 | 28.4265
2603 | 28.4274 | 28.4274 | 28.4274 | 28.4274 | 28.4274 | 28.4274 | 28.4274 | 28.4274 | 28.4274 | 28.4274 | 28.4274 | 28.4274 | 28.4274 | 28.4274 | 28.4274 | 28.4274 | 28.4274 | 28.4274 | 28.4274 | 28.4274 | 28.4274 | 28.4274 | 28.4274 | 28.4274 | 28.4274 | 28.4274 | 28.4274 | 28.4274 | 28.4274 | 28.4274 | 28.4274 | 28.4274 | 28.4274 | 28.4274 | 28.4274 | 28.4274 | 28.4274 | 28.4274 | 28.4274 | 28.4274 | 28.4274 | 28.4274 | 28.4274 | 28.4274 | 28.4274 | 28.4274 | 28.4274 | 28.4274 | 28.4274 | 28.4274 | 28.4274 | 28.4274 | 28.4274 | 28.4274 | 28.4274 | 28.4274 | 28.4274 | 28.4274 | 28.4274 | 28.4274
2604 | 28.4284 | 28.4284 | 28.4284 | 28.4284 | 28.4284 | 28.4284 | 28.4284 | 28.4284 | 28.4284 | 28.4284 | 28.4284 | 28.4284 | 28.4284 | 28.4284 | 28.4284 | 28.4284 | 28.4284 | 28.4284 | 28.4284 | 28.4284 | 28.4284 | 28.4284 | 28.4284 | 28.4284 | 28.4284 | 28.4284 | 28.4284 | 28.4284 | 28.4284 | 28.4284 | 28.4284 | 28.4284 | 28.4284 | 28.4284 | 28.4284 | 28.4284 | 28.4284 | 28.4284 | 28.4284 | 28.4284 | 28.4284 | 28.4284 | 28.4284 | 28.4284 | 28.4284 | 28.4284 | 28.4284 | 28.4284 | 28.4284 | 28.4284 | 28.4284 | 28.4284 | 28.4284 | 28.4284 | 28.4284 | 28.4284 | 28.4284 | 28.4284 | 28.4284 | 28.4284
2605 | 28.4294 | 28.4294 | 28.4294 | 28.4294 | 28.4294 | 28.4294 | 28.4294 | 28.4294 | 28.4294 | 28.4294 | 28.4294 | 28.4294 | 28.4294 | 28.4294 | 28.4294 | 28.4294 | 28.4294 | 28.4294 | 28.4294 | 28.4294 | 28.4294 | 28.4294 | 28.4294 | 28.4294 | 28.4294 | 28.4294 | 28.4294 | 28.4294 | 28.4294 | 28.4294 | 28.4294 | 28.4294 | 28.4294 | 28.4294 | 28.4294 | 28.4294 | 28.4294 | 28.4294 | 28.4294 | 28.4294 | 28.4294 | 28.4294 | 28.4294 | 28.4294 | 28.4294 | 28.4294 | 28.4294 | 28.4294 | 28.4294 | 28.4294 | 28.4294 | 28.4294 | 28.4294 | 28.4294 | 28.4294 | 28.4294 | 28.4294 | 28.4294 | 28.4294 | 28.4294
2606 | 28.4303 | 28.4303 | 28.4303 | 28.4303 | 28.4303 | 28.4303 | 28.4303 | 28.4303 | 28.4303 | 28.4303 | 28.4303 | 28.4303 | 28.4303 | 28.4303 | 28.4303 | 28.4303 | 28.4303 | 28.4303 | 28.4303 | 28.4303 | 28.4303 | 28.4303 | 28.4303 | 28.4303 | 28.4303 | 28.4303 | 28.4303 | 28.4303 | 28.4303 | 28.4303 | 28.4303 | 28.4303 | 28.4303 | 28.4303 | 28.4303 | 28.4303 | 28.4303 | 28.4303 | 28.4303 | 28.4303 | 28.4303 | 28.4303 | 28.4303 | 28.4303 | 28.4303 | 28.4303 | 28.4303 | 28.4303 | 28.4303 | 28.4303 | 28.4303 | 28.4303 | 28.4303 | 28.4303 | 28.4303 | 28.4303 | 28.4303 | 28.4303 | 28.4303 | 28.4303
2607 | 28.4313 | 28.4313 | 28.4313 | 28.4313 | 28.4313 | 28.4313 | 28.4313 | 28.4313 | 28.4313 | 28.4313 | 28.4313 | 28.4313 | 28.4313 | 28.4313 | 28.4313 | 28.4313 | 28.4313 | 28.4313 | 28.4313 | 28.4313 | 28.4313 | 28.4313 | 28.4313 | 28.4313 | 28.4313 | 28.4313 | 28.4313 | 28.4313 | 28.4313 | 28.4313 | 28.4313 | 28.4313 | 28.4313 | 28.4313 | 28.4313 | 28.4313 | 28.4313 | 28.4313 | 28.4313 | 28.4313 | 28.4313 | 28.4313 | 28.4313 | 28.4313 | 28.4313 | 28.4313 | 28.4313 | 28.4313 | 28.4313 | 28.4313 | 28.4313 | 28.4313 | 28.4313 | 28.4313 | 28.4313 | 28.4313 | 28.4313 | 28.4313 | 28.4313 | 28.4313
2608 | 28.4322 | 28.4322 | 28.4322 | 28.4322 | 28.4322 | 28.4322 | 28.4322 | 28.4322 | 28.4322 | 28.4322 | 28.4322 | 28.4322 | 28.4322 | 28.4322 | 28.4322 | 28.4322 | 28.4322 | 28.4322 | 28.4322 | 28.4322 | 28.4322 | 28.4322 | 28.4322 | 28.4322 | 28.4322 | 28.4322 | 28.4322 | 28.4322 | 28.4322 | 28.4322 | 28.4322 | 28.4322 | 28.4322 | 28.4322 | 28.4322 | 28.4322 | 28.4322 | 28.4322 | 28.4322 | 28.4322 | 28.4322 | 28.4322 | 28.4322 | 28.4322 | 28.4322 | 28.4322 | 28.4322 | 28.4322 | 28.4322 | 28.4322 | 28.4322 | 28.4322 | 28.4322 | 28.4322 | 28.4322 | 28.4322 | 28.4322 | 28.4322 | 28.4322 | 28.4322
2609 | 28.4332 | 28.4332 | 28.4332 | 28.4332 | 28.4332 | 28.4332 | 28.4332 | 28.4332 | 28.4332 | 28.4332 | 28.4332 | 28.4332 | 28.4332 | 28.4332 | 28.4332 | 28.4332 | 28.4332 | 28.4332 | 28.4332 | 28.4332 | 28.4332 | 28.4332 | 28.4332 | 28.4332 | 28.4332 | 28.4332 | 28.4332 | 28.4332 | 28.4332 | 28.4332 | 28.4332 | 28.4332 | 28.4332 | 28.4332 | 28.4332 | 28.4332 | 28.4332 | 28.4332 | 28.4332 | 28.4332 | 28.4332 | 28.4332 | 28.4332 | 28.4332 | 28.4332 | 28.4332 | 28.4332 | 28.4332 | 28.4332 | 28.4332 | 28.4332 | 28.4332 | 28.4332 | 28.4332 | 28.4332 | 28.4332 | 28.4332 | 28.4332 | 28.4332 | 28.4332
2610 | 28.4342 | 28.4342 | 28.4342 | 28.4342 | 28.4342 | 28.4342 | 28.4342 | 28.4342 | 28.4342 | 28.4342 | 28.4342 | 28.4342 | 28.4342 | 28.4342 | 28.4342 | 28.4342 | 28.4342 | 28.4342 | 28.4342 | 28.4342 | 28.4342 | 28.4342 | 28.4342 | 28.4342 | 28.4342 | 28.4342 | 28.4342 | 28.4342 | 28.4342 | 28.4342 | 28.4342 | 28.4342 | 28.4342 | 28.4342 | 28.4342 | 28.4342 | 28.4342 | 28.4342 | 28.4342 | 28.4342 | 28.4342 | 28.4342 | 28.4342 | 28.4342 | 28.4342 | 28.4342 | 28.4342 | 28.4342 | 28.4342 | 28.4342 | 28.4342 | 28.4342 | 28.4342 | 28.4342 | 28.4342 | 28.4342 | 28.4342 | 28.4342 | 28.4342 | 28.4342
2611 | 28.4351 | 28.4351 | 28.4351 | 28.4351 | 28.4351 | 28.4351 | 28.4351 | 28.4351 | 28.4351 | 28.4351 | 28.4351 | 28.4351 | 28.4351 | 28.4351 | 28.4351 | 28.4351 | 28.4351 | 28.4351 | 28.4351 | 28.4351 | 28.4351 | 28.4351 | 28.4351 | 28.4351 | 28.4351 | 28.4351 | 28.4351 | 28.4351 | 28.4351 | 28.4351 | 28.4351 | 28.4351 | 28.4351 | 28.4351 | 28.4351 | 28.4351 | 28.4351 | 28.4351 | 28.4351 | 28.4351 | 28.4351 | 28.4351 | 28.4351 | 28.4351 | 28.4351 | 28.4351 | 28.4351 | 28.4351 | 28.4351 | 28.4351 | 28.4351 | 28.4351 | 28.4351 | 28.4351 | 28.4351 | 28.4351 | 28.4351 | 28.4351 | 28.4351 | 28.4351
2612 | 28.4361 | 28.4361 | 28.4361 | 28.4361 | 28.4361 | 28.4361 | 28.4361 | 28.4361 | 28.4361 | 28.4361 | 28.4361 | 28.4361 | 28.4361 | 28.4361 | 28.4361 | 28.4361 | 28.4361 | 28.4361 | 28.4361 | 28.4361 | 28.4361 | 28.4361 | 28.4361 | 28.4361 | 28.4361 | 28.4361 | 28.4361 | 28.4361 | 28.4361 | 28.4361 | 28.4361 | 28.4361 | 28.4361 | 28.4361 | 28.4361 | 28.4361 | 28.4361 | 28.4361 | 28.4361 | 28.4361 | 28.4361 | 28.4361 | 28.4361 | 28.4361 | 28.4361 | 28.4361 | 28.4361 | 28.4361 | 28.4361 | 28.4361 | 28.4361 | 28.4361 | 28.4361 | 28.4361 | 28.4361 | 28.4361 | 28.4361 | 28.4361 | 28.4361 | 28.4361
2613 | 28.437 | 28.437 | 28.437 | 28.437 | 28.437 | 28.437 | 28.437 | 28.437 | 28.437 | 28.437 | 28.437 | 28.437 | 28.437 | 28.437 | 28.437 | 28.437 | 28.437 | 28.437 | 28.437 | 28.437 | 28.437 | 28.437 | 28.437 | 28.437 | 28.437 | 28.437 | 28.437 | 28.437 | 28.437 | 28.437 | 28.437 | 28.437 | 28.437 | 28.437 | 28.437 | 28.437 | 28.437 | 28.437 | 28.437 | 28.437 | 28.437 | 28.437 | 28.437 | 28.437 | 28.437 | 28.437 | 28.437 | 28.437 | 28.437 | 28.437 | 28.437 | 28.437 | 28.437 | 28.437 | 28.437 | 28.437 | 28.437 | 28.437 | 28.437 | 28.437
2614 | 28.438 | 28.438 | 28.438 | 28.438 | 28.438 | 28.438 | 28.438 | 28.438 | 28.438 | 28.438 | 28.438 | 28.438 | 28.438 | 28.438 | 28.438 | 28.438 | 28.438 | 28.438 | 28.438 | 28.438 | 28.438 | 28.438 | 28.438 | 28.438 | 28.438 | 28.438 | 28.438 | 28.438 | 28.438 | 28.438 | 28.438 | 28.438 | 28.438 | 28.438 | 28.438 | 28.438 | 28.438 | 28.438 | 28.438 | 28.438 | 28.438 | 28.438 | 28.438 | 28.438 | 28.438 | 28.438 | 28.438 | 28.438 | 28.438 | 28.438 | 28.438 | 28.438 | 28.438 | 28.438 | 28.438 | 28.438 | 28.438 | 28.438 | 28.438 | 28.438
2615 | 28.4389 | 28.4389 | 28.4389 | 28.4389 | 28.4389 | 28.4389 | 28.4389 | 28.4389 | 28.4389 | 28.4389 | 28.4389 | 28.4389 | 28.4389 | 28.4389 | 28.4389 | 28.4389 | 28.4389 | 28.4389 | 28.4389 | 28.4389 | 28.4389 | 28.4389 | 28.4389 | 28.4389 | 28.4389 | 28.4389 | 28.4389 | 28.4389 | 28.4389 | 28.4389 | 28.4389 | 28.4389 | 28.4389 | 28.4389 | 28.4389 | 28.4389 | 28.4389 | 28.4389 | 28.4389 | 28.4389 | 28.4389 | 28.4389 | 28.4389 | 28.4389 | 28.4389 | 28.4389 | 28.4389 | 28.4389 | 28.4389 | 28.4389 | 28.4389 | 28.4389 | 28.4389 | 28.4389 | 28.4389 | 28.4389 | 28.4389 | 28.4389 | 28.4389 | 28.4389
2616 | 28.4399 | 28.4399 | 28.4399 | 28.4399 | 28.4399 | 28.4399 | 28.4399 | 28.4399 | 28.4399 | 28.4399 | 28.4399 | 28.4399 | 28.4399 | 28.4399 | 28.4399 | 28.4399 | 28.4399 | 28.4399 | 28.4399 | 28.4399 | 28.4399 | 28.4399 | 28.4399 | 28.4399 | 28.4399 | 28.4399 | 28.4399 | 28.4399 | 28.4399 | 28.4399 | 28.4399 | 28.4399 | 28.4399 | 28.4399 | 28.4399 | 28.4399 | 28.4399 | 28.4399 | 28.4399 | 28.4399 | 28.4399 | 28.4399 | 28.4399 | 28.4399 | 28.4399 | 28.4399 | 28.4399 | 28.4399 | 28.4399 | 28.4399 | 28.4399 | 28.4399 | 28.4399 | 28.4399 | 28.4399 | 28.4399 | 28.4399 | 28.4399 | 28.4399 | 28.4399
2617 | 28.4409 | 28.4409 | 28.4409 | 28.4409 | 28.4409 | 28.4409 | 28.4409 | 28.4409 | 28.4409 | 28.4409 | 28.4409 | 28.4409 | 28.4409 | 28.4409 | 28.4409 | 28.4409 | 28.4409 | 28.4409 | 28.4409 | 28.4409 | 28.4409 | 28.4409 | 28.4409 | 28.4409 | 28.4409 | 28.4409 | 28.4409 | 28.4409 | 28.4409 | 28.4409 | 28.4409 | 28.4409 | 28.4409 | 28.4409 | 28.4409 | 28.4409 | 28.4409 | 28.4409 | 28.4409 | 28.4409 | 28.4409 | 28.4409 | 28.4409 | 28.4409 | 28.4409 | 28.4409 | 28.4409 | 28.4409 | 28.4409 | 28.4409 | 28.4409 | 28.4409 | 28.4409 | 28.4409 | 28.4409 | 28.4409 | 28.4409 | 28.4409 | 28.4409 | 28.4409
2618 | 28.4418 | 28.4418 | 28.4418 | 28.4418 | 28.4418 | 28.4418 | 28.4418 | 28.4418 | 28.4418 | 28.4418 | 28.4418 | 28.4418 | 28.4418 | 28.4418 | 28.4418 | 28.4418 | 28.4418 | 28.4418 | 28.4418 | 28.4418 | 28.4418 | 28.4418 | 28.4418 | 28.4418 | 28.4418 | 28.4418 | 28.4418 | 28.4418 | 28.4418 | 28.4418 | 28.4418 | 28.4418 | 28.4418 | 28.4418 | 28.4418 | 28.4418 | 28.4418 | 28.4418 | 28.4418 | 28.4418 | 28.4418 | 28.4418 | 28.4418 | 28.4418 | 28.4418 | 28.4418 | 28.4418 | 28.4418 | 28.4418 | 28.4418 | 28.4418 | 28.4418 | 28.4418 | 28.4418 | 28.4418 | 28.4418 | 28.4418 | 28.4418 | 28.4418 | 28.4418
2619 | 28.4428 | 28.4428 | 28.4428 | 28.4428 | 28.4428 | 28.4428 | 28.4428 | 28.4428 | 28.4428 | 28.4428 | 28.4428 | 28.4428 | 28.4428 | 28.4428 | 28.4428 | 28.4428 | 28.4428 | 28.4428 | 28.4428 | 28.4428 | 28.4428 | 28.4428 | 28.4428 | 28.4428 | 28.4428 | 28.4428 | 28.4428 | 28.4428 | 28.4428 | 28.4428 | 28.4428 | 28.4428 | 28.4428 | 28.4428 | 28.4428 | 28.4428 | 28.4428 | 28.4428 | 28.4428 | 28.4428 | 28.4428 | 28.4428 | 28.4428 | 28.4428 | 28.4428 | 28.4428 | 28.4428 | 28.4428 | 28.4428 | 28.4428 | 28.4428 | 28.4428 | 28.4428 | 28.4428 | 28.4428 | 28.4428 | 28.4428 | 28.4428 | 28.4428 | 28.4428
2620 | 28.4437 | 28.4437 | 28.4437 | 28.4437 | 28.4437 | 28.4437 | 28.4437 | 28.4437 | 28.4437 | 28.4437 | 28.4437 | 28.4437 | 28.4437 | 28.4437 | 28.4437 | 28.4437 | 28.4437 | 28.4437 | 28.4437 | 28.4437 | 28.4437 | 28.4437 | 28.4437 | 28.4437 | 28.4437 | 28.4437 | 28.4437 | 28.4437 | 28.4437 | 28.4437 | 28.4437 | 28.4437 | 28.4437 | 28.4437 | 28.4437 | 28.4437 | 28.4437 | 28.4437 | 28.4437 | 28.4437 | 28.4437 | 28.4437 | 28.4437 | 28.4437 | 28.4437 | 28.4437 | 28.4437 | 28.4437 | 28.4437 | 28.4437 | 28.4437 | 28.4437 | 28.4437 | 28.4437 | 28.4437 | 28.4437 | 28.4437 | 28.4437 | 28.4437 | 28.4437
2621 | 28.4447 | 28.4447 | 28.4447 | 28.4447 | 28.4447 | 28.4447 | 28.4447 | 28.4447 | 28.4447 | 28.4447 | 28.4447 | 28.4447 | 28.4447 | 28.4447 | 28.4447 | 28.4447 | 28.4447 | 28.4447 | 28.4447 | 28.4447 | 28.4447 | 28.4447 | 28.4447 | 28.4447 | 28.4447 | 28.4447 | 28.4447 | 28.4447 | 28.4447 | 28.4447 | 28.4447 | 28.4447 | 28.4447 | 28.4447 | 28.4447 | 28.4447 | 28.4447 | 28.4447 | 28.4447 | 28.4447 | 28.4447 | 28.4447 | 28.4447 | 28.4447 | 28.4447 | 28.4447 | 28.4447 | 28.4447 | 28.4447 | 28.4447 | 28.4447 | 28.4447 | 28.4447 | 28.4447 | 28.4447 | 28.4447 | 28.4447 | 28.4447 | 28.4447 | 28.4447
2622 | 28.4456 | 28.4456 | 28.4456 | 28.4456 | 28.4456 | 28.4456 | 28.4456 | 28.4456 | 28.4456 | 28.4456 | 28.4456 | 28.4456 | 28.4456 | 28.4456 | 28.4456 | 28.4456 | 28.4456 | 28.4456 | 28.4456 | 28.4456 | 28.4456 | 28.4456 | 28.4456 | 28.4456 | 28.4456 | 28.4456 | 28.4456 | 28.4456 | 28.4456 | 28.4456 | 28.4456 | 28.4456 | 28.4456 | 28.4456 | 28.4456 | 28.4456 | 28.4456 | 28.4456 | 28.4456 | 28.4456 | 28.4456 | 28.4456 | 28.4456 | 28.4456 | 28.4456 | 28.4456 | 28.4456 | 28.4456 | 28.4456 | 28.4456 | 28.4456 | 28.4456 | 28.4456 | 28.4456 | 28.4456 | 28.4456 | 28.4456 | 28.4456 | 28.4456 | 28.4456
2623 | 28.4466 | 28.4466 | 28.4466 | 28.4466 | 28.4466 | 28.4466 | 28.4466 | 28.4466 | 28.4466 | 28.4466 | 28.4466 | 28.4466 | 28.4466 | 28.4466 | 28.4466 | 28.4466 | 28.4466 | 28.4466 | 28.4466 | 28.4466 | 28.4466 | 28.4466 | 28.4466 | 28.4466 | 28.4466 | 28.4466 | 28.4466 | 28.4466 | 28.4466 | 28.4466 | 28.4466 | 28.4466 | 28.4466 | 28.4466 | 28.4466 | 28.4466 | 28.4466 | 28.4466 | 28.4466 | 28.4466 | 28.4466 | 28.4466 | 28.4466 | 28.4466 | 28.4466 | 28.4466 | 28.4466 | 28.4466 | 28.4466 | 28.4466 | 28.4466 | 28.4466 | 28.4466 | 28.4466 | 28.4466 | 28.4466 | 28.4466 | 28.4466 | 28.4466 | 28.4466
2624 | 28.4475 | 28.4475 | 28.4475 | 28.4475 | 28.4475 | 28.4475 | 28.4475 | 28.4475 | 28.4475 | 28.4475 | 28.4475 | 28.4475 | 28.4475 | 28.4475 | 28.4475 | 28.4475 | 28.4475 | 28.4475 | 28.4475 | 28.4475 | 28.4475 | 28.4475 | 28.4475 | 28.4475 | 28.4475 | 28.4475 | 28.4475 | 28.4475 | 28.4475 | 28.4475 | 28.4475 | 28.4475 | 28.4475 | 28.4475 | 28.4475 | 28.4475 | 28.4475 | 28.4475 | 28.4475 | 28.4475 | 28.4475 | 28.4475 | 28.4475 | 28.4475 | 28.4475 | 28.4475 | 28.4475 | 28.4475 | 28.4475 | 28.4475 | 28.4475 | 28.4475 | 28.4475 | 28.4475 | 28.4475 | 28.4475 | 28.4475 | 28.4475 | 28.4475 | 28.4475
2625 | 28.4485 | 28.4485 | 28.4485 | 28.4485 | 28.4485 | 28.4485 | 28.4485 | 28.4485 | 28.4485 | 28.4485 | 28.4485 | 28.4485 | 28.4485 | 28.4485 | 28.4485 | 28.4485 | 28.4485 | 28.4485 | 28.4485 | 28.4485 | 28.4485 | 28.4485 | 28.4485 | 28.4485 | 28.4485 | 28.4485 | 28.4485 | 28.4485 | 28.4485 | 28.4485 | 28.4485 | 28.4485 | 28.4485 | 28.4485 | 28.4485 | 28.4485 | 28.4485 | 28.4485 | 28.4485 | 28.4485 | 28.4485 | 28.4485 | 28.4485 | 28.4485 | 28.4485 | 28.4485 | 28.4485 | 28.4485 | 28.4485 | 28.4485 | 28.4485 | 28.4485 | 28.4485 | 28.4485 | 28.4485 | 28.4485 | 28.4485 | 28.4485 | 28.4485 | 28.4485
2626 | 28.4494 | 28.4494 | 28.4494 | 28.4494 | 28.4494 | 28.4494 | 28.4494 | 28.4494 | 28.4494 | 28.4494 | 28.4494 | 28.4494 | 28.4494 | 28.4494 | 28.4494 | 28.4494 | 28.4494 | 28.4494 | 28.4494 | 28.4494 | 28.4494 | 28.4494 | 28.4494 | 28.4494 | 28.4494 | 28.4494 | 28.4494 | 28.4494 | 28.4494 | 28.4494 | 28.4494 | 28.4494 | 28.4494 | 28.4494 | 28.4494 | 28.4494 | 28.4494 | 28.4494 | 28.4494 | 28.4494 | 28.4494 | 28.4494 | 28.4494 | 28.4494 | 28.4494 | 28.4494 | 28.4494 | 28.4494 | 28.4494 | 28.4494 | 28.4494 | 28.4494 | 28.4494 | 28.4494 | 28.4494 | 28.4494 | 28.4494 | 28.4494 | 28.4494 | 28.4494
2627 | 28.4504 | 28.4504 | 28.4504 | 28.4504 | 28.4504 | 28.4504 | 28.4504 | 28.4504 | 28.4504 | 28.4504 | 28.4504 | 28.4504 | 28.4504 | 28.4504 | 28.4504 | 28.4504 | 28.4504 | 28.4504 | 28.4504 | 28.4504 | 28.4504 | 28.4504 | 28.4504 | 28.4504 | 28.4504 | 28.4504 | 28.4504 | 28.4504 | 28.4504 | 28.4504 | 28.4504 | 28.4504 | 28.4504 | 28.4504 | 28.4504 | 28.4504 | 28.4504 | 28.4504 | 28.4504 | 28.4504 | 28.4504 | 28.4504 | 28.4504 | 28.4504 | 28.4504 | 28.4504 | 28.4504 | 28.4504 | 28.4504 | 28.4504 | 28.4504 | 28.4504 | 28.4504 | 28.4504 | 28.4504 | 28.4504 | 28.4504 | 28.4504 | 28.4504 | 28.4504
2628 | 28.4513 | 28.4513 | 28.4513 | 28.4513 | 28.4513 | 28.4513 | 28.4513 | 28.4513 | 28.4513 | 28.4513 | 28.4513 | 28.4513 | 28.4513 | 28.4513 | 28.4513 | 28.4513 | 28.4513 | 28.4513 | 28.4513 | 28.4513 | 28.4513 | 28.4513 | 28.4513 | 28.4513 | 28.4513 | 28.4513 | 28.4513 | 28.4513 | 28.4513 | 28.4513 | 28.4513 | 28.4513 | 28.4513 | 28.4513 | 28.4513 | 28.4513 | 28.4513 | 28.4513 | 28.4513 | 28.4513 | 28.4513 | 28.4513 | 28.4513 | 28.4513 | 28.4513 | 28.4513 | 28.4513 | 28.4513 | 28.4513 | 28.4513 | 28.4513 | 28.4513 | 28.4513 | 28.4513 | 28.4513 | 28.4513 | 28.4513 | 28.4513 | 28.4513 | 28.4513
2629 | 28.4523 | 28.4523 | 28.4523 | 28.4523 | 28.4523 | 28.4523 | 28.4523 | 28.4523 | 28.4523 | 28.4523 | 28.4523 | 28.4523 | 28.4523 | 28.4523 | 28.4523 | 28.4523 | 28.4523 | 28.4523 | 28.4523 | 28.4523 | 28.4523 | 28.4523 | 28.4523 | 28.4523 | 28.4523 | 28.4523 | 28.4523 | 28.4523 | 28.4523 | 28.4523 | 28.4523 | 28.4523 | 28.4523 | 28.4523 | 28.4523 | 28.4523 | 28.4523 | 28.4523 | 28.4523 | 28.4523 | 28.4523 | 28.4523 | 28.4523 | 28.4523 | 28.4523 | 28.4523 | 28.4523 | 28.4523 | 28.4523 | 28.4523 | 28.4523 | 28.4523 | 28.4523 | 28.4523 | 28.4523 | 28.4523 | 28.4523 | 28.4523 | 28.4523 | 28.4523
2630 | 28.4532 | 28.4532 | 28.4532 | 28.4532 | 28.4532 | 28.4532 | 28.4532 | 28.4532 | 28.4532 | 28.4532 | 28.4532 | 28.4532 | 28.4532 | 28.4532 | 28.4532 | 28.4532 | 28.4532 | 28.4532 | 28.4532 | 28.4532 | 28.4532 | 28.4532 | 28.4532 | 28.4532 | 28.4532 | 28.4532 | 28.4532 | 28.4532 | 28.4532 | 28.4532 | 28.4532 | 28.4532 | 28.4532 | 28.4532 | 28.4532 | 28.4532 | 28.4532 | 28.4532 | 28.4532 | 28.4532 | 28.4532 | 28.4532 | 28.4532 | 28.4532 | 28.4532 | 28.4532 | 28.4532 | 28.4532 | 28.4532 | 28.4532 | 28.4532 | 28.4532 | 28.4532 | 28.4532 | 28.4532 | 28.4532 | 28.4532 | 28.4532 | 28.4532 | 28.4532
2631 | 28.4542 | 28.4542 | 28.4542 | 28.4542 | 28.4542 | 28.4542 | 28.4542 | 28.4542 | 28.4542 | 28.4542 | 28.4542 | 28.4542 | 28.4542 | 28.4542 | 28.4542 | 28.4542 | 28.4542 | 28.4542 | 28.4542 | 28.4542 | 28.4542 | 28.4542 | 28.4542 | 28.4542 | 28.4542 | 28.4542 | 28.4542 | 28.4542 | 28.4542 | 28.4542 | 28.4542 | 28.4542 | 28.4542 | 28.4542 | 28.4542 | 28.4542 | 28.4542 | 28.4542 | 28.4542 | 28.4542 | 28.4542 | 28.4542 | 28.4542 | 28.4542 | 28.4542 | 28.4542 | 28.4542 | 28.4542 | 28.4542 | 28.4542 | 28.4542 | 28.4542 | 28.4542 | 28.4542 | 28.4542 | 28.4542 | 28.4542 | 28.4542 | 28.4542 | 28.4542
2632 | 28.4551 | 28.4551 | 28.4551 | 28.4551 | 28.4551 | 28.4551 | 28.4551 | 28.4551 | 28.4551 | 28.4551 | 28.4551 | 28.4551 | 28.4551 | 28.4551 | 28.4551 | 28.4551 | 28.4551 | 28.4551 | 28.4551 | 28.4551 | 28.4551 | 28.4551 | 28.4551 | 28.4551 | 28.4551 | 28.4551 | 28.4551 | 28.4551 | 28.4551 | 28.4551 | 28.4551 | 28.4551 | 28.4551 | 28.4551 | 28.4551 | 28.4551 | 28.4551 | 28.4551 | 28.4551 | 28.4551 | 28.4551 | 28.4551 | 28.4551 | 28.4551 | 28.4551 | 28.4551 | 28.4551 | 28.4551 | 28.4551 | 28.4551 | 28.4551 | 28.4551 | 28.4551 | 28.4551 | 28.4551 | 28.4551 | 28.4551 | 28.4551 | 28.4551 | 28.4551
2633 | 28.4561 | 28.4561 | 28.4561 | 28.4561 | 28.4561 | 28.4561 | 28.4561 | 28.4561 | 28.4561 | 28.4561 | 28.4561 | 28.4561 | 28.4561 | 28.4561 | 28.4561 | 28.4561 | 28.4561 | 28.4561 | 28.4561 | 28.4561 | 28.4561 | 28.4561 | 28.4561 | 28.4561 | 28.4561 | 28.4561 | 28.4561 | 28.4561 | 28.4561 | 28.4561 | 28.4561 | 28.4561 | 28.4561 | 28.4561 | 28.4561 | 28.4561 | 28.4561 | 28.4561 | 28.4561 | 28.4561 | 28.4561 | 28.4561 | 28.4561 | 28.4561 | 28.4561 | 28.4561 | 28.4561 | 28.4561 | 28.4561 | 28.4561 | 28.4561 | 28.4561 | 28.4561 | 28.4561 | 28.4561 | 28.4561 | 28.4561 | 28.4561 | 28.4561 | 28.4561
2634 | 28.457 | 28.457 | 28.457 | 28.457 | 28.457 | 28.457 | 28.457 | 28.457 | 28.457 | 28.457 | 28.457 | 28.457 | 28.457 | 28.457 | 28.457 | 28.457 | 28.457 | 28.457 | 28.457 | 28.457 | 28.457 | 28.457 | 28.457 | 28.457 | 28.457 | 28.457 | 28.457 | 28.457 | 28.457 | 28.457 | 28.457 | 28.457 | 28.457 | 28.457 | 28.457 | 28.457 | 28.457 | 28.457 | 28.457 | 28.457 | 28.457 | 28.457 | 28.457 | 28.457 | 28.457 | 28.457 | 28.457 | 28.457 | 28.457 | 28.457 | 28.457 | 28.457 | 28.457 | 28.457 | 28.457 | 28.457 | 28.457 | 28.457 | 28.457 | 28.457
2635 | 28.458 | 28.458 | 28.458 | 28.458 | 28.458 | 28.458 | 28.458 | 28.458 | 28.458 | 28.458 | 28.458 | 28.458 | 28.458 | 28.458 | 28.458 | 28.458 | 28.458 | 28.458 | 28.458 | 28.458 | 28.458 | 28.458 | 28.458 | 28.458 | 28.458 | 28.458 | 28.458 | 28.458 | 28.458 | 28.458 | 28.458 | 28.458 | 28.458 | 28.458 | 28.458 | 28.458 | 28.458 | 28.458 | 28.458 | 28.458 | 28.458 | 28.458 | 28.458 | 28.458 | 28.458 | 28.458 | 28.458 | 28.458 | 28.458 | 28.458 | 28.458 | 28.458 | 28.458 | 28.458 | 28.458 | 28.458 | 28.458 | 28.458 | 28.458 | 28.458
2636 | 28.4589 | 28.4589 | 28.4589 | 28.4589 | 28.4589 | 28.4589 | 28.4589 | 28.4589 | 28.4589 | 28.4589 | 28.4589 | 28.4589 | 28.4589 | 28.4589 | 28.4589 | 28.4589 | 28.4589 | 28.4589 | 28.4589 | 28.4589 | 28.4589 | 28.4589 | 28.4589 | 28.4589 | 28.4589 | 28.4589 | 28.4589 | 28.4589 | 28.4589 | 28.4589 | 28.4589 | 28.4589 | 28.4589 | 28.4589 | 28.4589 | 28.4589 | 28.4589 | 28.4589 | 28.4589 | 28.4589 | 28.4589 | 28.4589 | 28.4589 | 28.4589 | 28.4589 | 28.4589 | 28.4589 | 28.4589 | 28.4589 | 28.4589 | 28.4589 | 28.4589 | 28.4589 | 28.4589 | 28.4589 | 28.4589 | 28.4589 | 28.4589 | 28.4589 | 28.4589
2637 | 28.4599 | 28.4599 | 28.4599 | 28.4599 | 28.4599 | 28.4599 | 28.4599 | 28.4599 | 28.4599 | 28.4599 | 28.4599 | 28.4599 | 28.4599 | 28.4599 | 28.4599 | 28.4599 | 28.4599 | 28.4599 | 28.4599 | 28.4599 | 28.4599 | 28.4599 | 28.4599 | 28.4599 | 28.4599 | 28.4599 | 28.4599 | 28.4599 | 28.4599 | 28.4599 | 28.4599 | 28.4599 | 28.4599 | 28.4599 | 28.4599 | 28.4599 | 28.4599 | 28.4599 | 28.4599 | 28.4599 | 28.4599 | 28.4599 | 28.4599 | 28.4599 | 28.4599 | 28.4599 | 28.4599 | 28.4599 | 28.4599 | 28.4599 | 28.4599 | 28.4599 | 28.4599 | 28.4599 | 28.4599 | 28.4599 | 28.4599 | 28.4599 | 28.4599 | 28.4599
2638 | 28.4608 | 28.4608 | 28.4608 | 28.4608 | 28.4608 | 28.4608 | 28.4608 | 28.4608 | 28.4608 | 28.4608 | 28.4608 | 28.4608 | 28.4608 | 28.4608 | 28.4608 | 28.4608 | 28.4608 | 28.4608 | 28.4608 | 28.4608 | 28.4608 | 28.4608 | 28.4608 | 28.4608 | 28.4608 | 28.4608 | 28.4608 | 28.4608 | 28.4608 | 28.4608 | 28.4608 | 28.4608 | 28.4608 | 28.4608 | 28.4608 | 28.4608 | 28.4608 | 28.4608 | 28.4608 | 28.4608 | 28.4608 | 28.4608 | 28.4608 | 28.4608 | 28.4608 | 28.4608 | 28.4608 | 28.4608 | 28.4608 | 28.4608 | 28.4608 | 28.4608 | 28.4608 | 28.4608 | 28.4608 | 28.4608 | 28.4608 | 28.4608 | 28.4608 | 28.4608
2639 | 28.4618 | 28.4618 | 28.4618 | 28.4618 | 28.4618 | 28.4618 | 28.4618 | 28.4618 | 28.4618 | 28.4618 | 28.4618 | 28.4618 | 28.4618 | 28.4618 | 28.4618 | 28.4618 | 28.4618 | 28.4618 | 28.4618 | 28.4618 | 28.4618 | 28.4618 | 28.4618 | 28.4618 | 28.4618 | 28.4618 | 28.4618 | 28.4618 | 28.4618 | 28.4618 | 28.4618 | 28.4618 | 28.4618 | 28.4618 | 28.4618 | 28.4618 | 28.4618 | 28.4618 | 28.4618 | 28.4618 | 28.4618 | 28.4618 | 28.4618 | 28.4618 | 28.4618 | 28.4618 | 28.4618 | 28.4618 | 28.4618 | 28.4618 | 28.4618 | 28.4618 | 28.4618 | 28.4618 | 28.4618 | 28.4618 | 28.4618 | 28.4618 | 28.4618 | 28.4618
2640 | 28.4627 | 28.4627 | 28.4627 | 28.4627 | 28.4627 | 28.4627 | 28.4627 | 28.4627 | 28.4627 | 28.4627 | 28.4627 | 28.4627 | 28.4627 | 28.4627 | 28.4627 | 28.4627 | 28.4627 | 28.4627 | 28.4627 | 28.4627 | 28.4627 | 28.4627 | 28.4627 | 28.4627 | 28.4627 | 28.4627 | 28.4627 | 28.4627 | 28.4627 | 28.4627 | 28.4627 | 28.4627 | 28.4627 | 28.4627 | 28.4627 | 28.4627 | 28.4627 | 28.4627 | 28.4627 | 28.4627 | 28.4627 | 28.4627 | 28.4627 | 28.4627 | 28.4627 | 28.4627 | 28.4627 | 28.4627 | 28.4627 | 28.4627 | 28.4627 | 28.4627 | 28.4627 | 28.4627 | 28.4627 | 28.4627 | 28.4627 | 28.4627 | 28.4627 | 28.4627
2641 | 28.4637 | 28.4637 | 28.4637 | 28.4637 | 28.4637 | 28.4637 | 28.4637 | 28.4637 | 28.4637 | 28.4637 | 28.4637 | 28.4637 | 28.4637 | 28.4637 | 28.4637 | 28.4637 | 28.4637 | 28.4637 | 28.4637 | 28.4637 | 28.4637 | 28.4637 | 28.4637 | 28.4637 | 28.4637 | 28.4637 | 28.4637 | 28.4637 | 28.4637 | 28.4637 | 28.4637 | 28.4637 | 28.4637 | 28.4637 | 28.4637 | 28.4637 | 28.4637 | 28.4637 | 28.4637 | 28.4637 | 28.4637 | 28.4637 | 28.4637 | 28.4637 | 28.4637 | 28.4637 | 28.4637 | 28.4637 | 28.4637 | 28.4637 | 28.4637 | 28.4637 | 28.4637 | 28.4637 | 28.4637 | 28.4637 | 28.4637 | 28.4637 | 28.4637 | 28.4637
2642 | 28.4646 | 28.4646 | 28.4646 | 28.4646 | 28.4646 | 28.4646 | 28.4646 | 28.4646 | 28.4646 | 28.4646 | 28.4646 | 28.4646 | 28.4646 | 28.4646 | 28.4646 | 28.4646 | 28.4646 | 28.4646 | 28.4646 | 28.4646 | 28.4646 | 28.4646 | 28.4646 | 28.4646 | 28.4646 | 28.4646 | 28.4646 | 28.4646 | 28.4646 | 28.4646 | 28.4646 | 28.4646 | 28.4646 | 28.4646 | 28.4646 | 28.4646 | 28.4646 | 28.4646 | 28.4646 | 28.4646 | 28.4646 | 28.4646 | 28.4646 | 28.4646 | 28.4646 | 28.4646 | 28.4646 | 28.4646 | 28.4646 | 28.4646 | 28.4646 | 28.4646 | 28.4646 | 28.4646 | 28.4646 | 28.4646 | 28.4646 | 28.4646 | 28.4646 | 28.4646
2643 | 28.4656 | 28.4656 | 28.4656 | 28.4656 | 28.4656 | 28.4656 | 28.4656 | 28.4656 | 28.4656 | 28.4656 | 28.4656 | 28.4656 | 28.4656 | 28.4656 | 28.4656 | 28.4656 | 28.4656 | 28.4656 | 28.4656 | 28.4656 | 28.4656 | 28.4656 | 28.4656 | 28.4656 | 28.4656 | 28.4656 | 28.4656 | 28.4656 | 28.4656 | 28.4656 | 28.4656 | 28.4656 | 28.4656 | 28.4656 | 28.4656 | 28.4656 | 28.4656 | 28.4656 | 28.4656 | 28.4656 | 28.4656 | 28.4656 | 28.4656 | 28.4656 | 28.4656 | 28.4656 | 28.4656 | 28.4656 | 28.4656 | 28.4656 | 28.4656 | 28.4656 | 28.4656 | 28.4656 | 28.4656 | 28.4656 | 28.4656 | 28.4656 | 28.4656 | 28.4656
2644 | 28.4665 | 28.4665 | 28.4665 | 28.4665 | 28.4665 | 28.4665 | 28.4665 | 28.4665 | 28.4665 | 28.4665 | 28.4665 | 28.4665 | 28.4665 | 28.4665 | 28.4665 | 28.4665 | 28.4665 | 28.4665 | 28.4665 | 28.4665 | 28.4665 | 28.4665 | 28.4665 | 28.4665 | 28.4665 | 28.4665 | 28.4665 | 28.4665 | 28.4665 | 28.4665 | 28.4665 | 28.4665 | 28.4665 | 28.4665 | 28.4665 | 28.4665 | 28.4665 | 28.4665 | 28.4665 | 28.4665 | 28.4665 | 28.4665 | 28.4665 | 28.4665 | 28.4665 | 28.4665 | 28.4665 | 28.4665 | 28.4665 | 28.4665 | 28.4665 | 28.4665 | 28.4665 | 28.4665 | 28.4665 | 28.4665 | 28.4665 | 28.4665 | 28.4665 | 28.4665
2645 | 28.4675 | 28.4675 | 28.4675 | 28.4675 | 28.4675 | 28.4675 | 28.4675 | 28.4675 | 28.4675 | 28.4675 | 28.4675 | 28.4675 | 28.4675 | 28.4675 | 28.4675 | 28.4675 | 28.4675 | 28.4675 | 28.4675 | 28.4675 | 28.4675 | 28.4675 | 28.4675 | 28.4675 | 28.4675 | 28.4675 | 28.4675 | 28.4675 | 28.4675 | 28.4675 | 28.4675 | 28.4675 | 28.4675 | 28.4675 | 28.4675 | 28.4675 | 28.4675 | 28.4675 | 28.4675 | 28.4675 | 28.4675 | 28.4675 | 28.4675 | 28.4675 | 28.4675 | 28.4675 | 28.4675 | 28.4675 | 28.4675 | 28.4675 | 28.4675 | 28.4675 | 28.4675 | 28.4675 | 28.4675 | 28.4675 | 28.4675 | 28.4675 | 28.4675 | 28.4675
2646 | 28.4684 | 28.4684 | 28.4684 | 28.4684 | 28.4684 | 28.4684 | 28.4684 | 28.4684 | 28.4684 | 28.4684 | 28.4684 | 28.4684 | 28.4684 | 28.4684 | 28.4684 | 28.4684 | 28.4684 | 28.4684 | 28.4684 | 28.4684 | 28.4684 | 28.4684 | 28.4684 | 28.4684 | 28.4684 | 28.4684 | 28.4684 | 28.4684 | 28.4684 | 28.4684 | 28.4684 | 28.4684 | 28.4684 | 28.4684 | 28.4684 | 28.4684 | 28.4684 | 28.4684 | 28.4684 | 28.4684 | 28.4684 | 28.4684 | 28.4684 | 28.4684 | 28.4684 | 28.4684 | 28.4684 | 28.4684 | 28.4684 | 28.4684 | 28.4684 | 28.4684 | 28.4684 | 28.4684 | 28.4684 | 28.4684 | 28.4684 | 28.4684 | 28.4684 | 28.4684
2647 | 28.4694 | 28.4694 | 28.4694 | 28.4694 | 28.4694 | 28.4694 | 28.4694 | 28.4694 | 28.4694 | 28.4694 | 28.4694 | 28.4694 | 28.4694 | 28.4694 | 28.4694 | 28.4694 | 28.4694 | 28.4694 | 28.4694 | 28.4694 | 28.4694 | 28.4694 | 28.4694 | 28.4694 | 28.4694 | 28.4694 | 28.4694 | 28.4694 | 28.4694 | 28.4694 | 28.4694 | 28.4694 | 28.4694 | 28.4694 | 28.4694 | 28.4694 | 28.4694 | 28.4694 | 28.4694 | 28.4694 | 28.4694 | 28.4694 | 28.4694 | 28.4694 | 28.4694 | 28.4694 | 28.4694 | 28.4694 | 28.4694 | 28.4694 | 28.4694 | 28.4694 | 28.4694 | 28.4694 | 28.4694 | 28.4694 | 28.4694 | 28.4694 | 28.4694 | 28.4694
2648 | 28.4703 | 28.4703 | 28.4703 | 28.4703 | 28.4703 | 28.4703 | 28.4703 | 28.4703 | 28.4703 | 28.4703 | 28.4703 | 28.4703 | 28.4703 | 28.4703 | 28.4703 | 28.4703 | 28.4703 | 28.4703 | 28.4703 | 28.4703 | 28.4703 | 28.4703 | 28.4703 | 28.4703 | 28.4703 | 28.4703 | 28.4703 | 28.4703 | 28.4703 | 28.4703 | 28.4703 | 28.4703 | 28.4703 | 28.4703 | 28.4703 | 28.4703 | 28.4703 | 28.4703 | 28.4703 | 28.4703 | 28.4703 | 28.4703 | 28.4703 | 28.4703 | 28.4703 | 28.4703 | 28.4703 | 28.4703 | 28.4703 | 28.4703 | 28.4703 | 28.4703 | 28.4703 | 28.4703 | 28.4703 | 28.4703 | 28.4703 | 28.4703 | 28.4703 | 28.4703
2649 | 28.4712 | 28.4712 | 28.4712 | 28.4712 | 28.4712 | 28.4712 | 28.4712 | 28.4712 | 28.4712 | 28.4712 | 28.4712 | 28.4712 | 28.4712 | 28.4712 | 28.4712 | 28.4712 | 28.4712 | 28.4712 | 28.4712 | 28.4712 | 28.4712 | 28.4712 | 28.4712 | 28.4712 | 28.4712 | 28.4712 | 28.4712 | 28.4712 | 28.4712 | 28.4712 | 28.4712 | 28.4712 | 28.4712 | 28.4712 | 28.4712 | 28.4712 | 28.4712 | 28.4712 | 28.4712 | 28.4712 | 28.4712 | 28.4712 | 28.4712 | 28.4712 | 28.4712 | 28.4712 | 28.4712 | 28.4712 | 28.4712 | 28.4712 | 28.4712 | 28.4712 | 28.4712 | 28.4712 | 28.4712 | 28.4712 | 28.4712 | 28.4712 | 28.4712 | 28.4712
2650 | 28.4722 | 28.4722 | 28.4722 | 28.4722 | 28.4722 | 28.4722 | 28.4722 | 28.4722 | 28.4722 | 28.4722 | 28.4722 | 28.4722 | 28.4722 | 28.4722 | 28.4722 | 28.4722 | 28.4722 | 28.4722 | 28.4722 | 28.4722 | 28.4722 | 28.4722 | 28.4722 | 28.4722 | 28.4722 | 28.4722 | 28.4722 | 28.4722 | 28.4722 | 28.4722 | 28.4722 | 28.4722 | 28.4722 | 28.4722 | 28.4722 | 28.4722 | 28.4722 | 28.4722 | 28.4722 | 28.4722 | 28.4722 | 28.4722 | 28.4722 | 28.4722 | 28.4722 | 28.4722 | 28.4722 | 28.4722 | 28.4722 | 28.4722 | 28.4722 | 28.4722 | 28.4722 | 28.4722 | 28.4722 | 28.4722 | 28.4722 | 28.4722 | 28.4722 | 28.4722
2651 | 28.4731 | 28.4731 | 28.4731 | 28.4731 | 28.4731 | 28.4731 | 28.4731 | 28.4731 | 28.4731 | 28.4731 | 28.4731 | 28.4731 | 28.4731 | 28.4731 | 28.4731 | 28.4731 | 28.4731 | 28.4731 | 28.4731 | 28.4731 | 28.4731 | 28.4731 | 28.4731 | 28.4731 | 28.4731 | 28.4731 | 28.4731 | 28.4731 | 28.4731 | 28.4731 | 28.4731 | 28.4731 | 28.4731 | 28.4731 | 28.4731 | 28.4731 | 28.4731 | 28.4731 | 28.4731 | 28.4731 | 28.4731 | 28.4731 | 28.4731 | 28.4731 | 28.4731 | 28.4731 | 28.4731 | 28.4731 | 28.4731 | 28.4731 | 28.4731 | 28.4731 | 28.4731 | 28.4731 | 28.4731 | 28.4731 | 28.4731 | 28.4731 | 28.4731 | 28.4731
2652 | 28.4741 | 28.4741 | 28.4741 | 28.4741 | 28.4741 | 28.4741 | 28.4741 | 28.4741 | 28.4741 | 28.4741 | 28.4741 | 28.4741 | 28.4741 | 28.4741 | 28.4741 | 28.4741 | 28.4741 | 28.4741 | 28.4741 | 28.4741 | 28.4741 | 28.4741 | 28.4741 | 28.4741 | 28.4741 | 28.4741 | 28.4741 | 28.4741 | 28.4741 | 28.4741 | 28.4741 | 28.4741 | 28.4741 | 28.4741 | 28.4741 | 28.4741 | 28.4741 | 28.4741 | 28.4741 | 28.4741 | 28.4741 | 28.4741 | 28.4741 | 28.4741 | 28.4741 | 28.4741 | 28.4741 | 28.4741 | 28.4741 | 28.4741 | 28.4741 | 28.4741 | 28.4741 | 28.4741 | 28.4741 | 28.4741 | 28.4741 | 28.4741 | 28.4741 | 28.4741
2653 | 28.475 | 28.475 | 28.475 | 28.475 | 28.475 | 28.475 | 28.475 | 28.475 | 28.475 | 28.475 | 28.475 | 28.475 | 28.475 | 28.475 | 28.475 | 28.475 | 28.475 | 28.475 | 28.475 | 28.475 | 28.475 | 28.475 | 28.475 | 28.475 | 28.475 | 28.475 | 28.475 | 28.475 | 28.475 | 28.475 | 28.475 | 28.475 | 28.475 | 28.475 | 28.475 | 28.475 | 28.475 | 28.475 | 28.475 | 28.475 | 28.475 | 28.475 | 28.475 | 28.475 | 28.475 | 28.475 | 28.475 | 28.475 | 28.475 | 28.475 | 28.475 | 28.475 | 28.475 | 28.475 | 28.475 | 28.475 | 28.475 | 28.475 | 28.475 | 28.475
2654 | 28.476 | 28.476 | 28.476 | 28.476 | 28.476 | 28.476 | 28.476 | 28.476 | 28.476 | 28.476 | 28.476 | 28.476 | 28.476 | 28.476 | 28.476 | 28.476 | 28.476 | 28.476 | 28.476 | 28.476 | 28.476 | 28.476 | 28.476 | 28.476 | 28.476 | 28.476 | 28.476 | 28.476 | 28.476 | 28.476 | 28.476 | 28.476 | 28.476 | 28.476 | 28.476 | 28.476 | 28.476 | 28.476 | 28.476 | 28.476 | 28.476 | 28.476 | 28.476 | 28.476 | 28.476 | 28.476 | 28.476 | 28.476 | 28.476 | 28.476 | 28.476 | 28.476 | 28.476 | 28.476 | 28.476 | 28.476 | 28.476 | 28.476 | 28.476 | 28.476
2655 | 28.4769 | 28.4769 | 28.4769 | 28.4769 | 28.4769 | 28.4769 | 28.4769 | 28.4769 | 28.4769 | 28.4769 | 28.4769 | 28.4769 | 28.4769 | 28.4769 | 28.4769 | 28.4769 | 28.4769 | 28.4769 | 28.4769 | 28.4769 | 28.4769 | 28.4769 | 28.4769 | 28.4769 | 28.4769 | 28.4769 | 28.4769 | 28.4769 | 28.4769 | 28.4769 | 28.4769 | 28.4769 | 28.4769 | 28.4769 | 28.4769 | 28.4769 | 28.4769 | 28.4769 | 28.4769 | 28.4769 | 28.4769 | 28.4769 | 28.4769 | 28.4769 | 28.4769 | 28.4769 | 28.4769 | 28.4769 | 28.4769 | 28.4769 | 28.4769 | 28.4769 | 28.4769 | 28.4769 | 28.4769 | 28.4769 | 28.4769 | 28.4769 | 28.4769 | 28.4769
2656 | 28.4778 | 28.4778 | 28.4778 | 28.4778 | 28.4778 | 28.4778 | 28.4778 | 28.4778 | 28.4778 | 28.4778 | 28.4778 | 28.4778 | 28.4778 | 28.4778 | 28.4778 | 28.4778 | 28.4778 | 28.4778 | 28.4778 | 28.4778 | 28.4778 | 28.4778 | 28.4778 | 28.4778 | 28.4778 | 28.4778 | 28.4778 | 28.4778 | 28.4778 | 28.4778 | 28.4778 | 28.4778 | 28.4778 | 28.4778 | 28.4778 | 28.4778 | 28.4778 | 28.4778 | 28.4778 | 28.4778 | 28.4778 | 28.4778 | 28.4778 | 28.4778 | 28.4778 | 28.4778 | 28.4778 | 28.4778 | 28.4778 | 28.4778 | 28.4778 | 28.4778 | 28.4778 | 28.4778 | 28.4778 | 28.4778 | 28.4778 | 28.4778 | 28.4778 | 28.4778
2657 | 28.4788 | 28.4788 | 28.4788 | 28.4788 | 28.4788 | 28.4788 | 28.4788 | 28.4788 | 28.4788 | 28.4788 | 28.4788 | 28.4788 | 28.4788 | 28.4788 | 28.4788 | 28.4788 | 28.4788 | 28.4788 | 28.4788 | 28.4788 | 28.4788 | 28.4788 | 28.4788 | 28.4788 | 28.4788 | 28.4788 | 28.4788 | 28.4788 | 28.4788 | 28.4788 | 28.4788 | 28.4788 | 28.4788 | 28.4788 | 28.4788 | 28.4788 | 28.4788 | 28.4788 | 28.4788 | 28.4788 | 28.4788 | 28.4788 | 28.4788 | 28.4788 | 28.4788 | 28.4788 | 28.4788 | 28.4788 | 28.4788 | 28.4788 | 28.4788 | 28.4788 | 28.4788 | 28.4788 | 28.4788 | 28.4788 | 28.4788 | 28.4788 | 28.4788 | 28.4788
2658 | 28.4797 | 28.4797 | 28.4797 | 28.4797 | 28.4797 | 28.4797 | 28.4797 | 28.4797 | 28.4797 | 28.4797 | 28.4797 | 28.4797 | 28.4797 | 28.4797 | 28.4797 | 28.4797 | 28.4797 | 28.4797 | 28.4797 | 28.4797 | 28.4797 | 28.4797 | 28.4797 | 28.4797 | 28.4797 | 28.4797 | 28.4797 | 28.4797 | 28.4797 | 28.4797 | 28.4797 | 28.4797 | 28.4797 | 28.4797 | 28.4797 | 28.4797 | 28.4797 | 28.4797 | 28.4797 | 28.4797 | 28.4797 | 28.4797 | 28.4797 | 28.4797 | 28.4797 | 28.4797 | 28.4797 | 28.4797 | 28.4797 | 28.4797 | 28.4797 | 28.4797 | 28.4797 | 28.4797 | 28.4797 | 28.4797 | 28.4797 | 28.4797 | 28.4797 | 28.4797
2659 | 28.4807 | 28.4807 | 28.4807 | 28.4807 | 28.4807 | 28.4807 | 28.4807 | 28.4807 | 28.4807 | 28.4807 | 28.4807 | 28.4807 | 28.4807 | 28.4807 | 28.4807 | 28.4807 | 28.4807 | 28.4807 | 28.4807 | 28.4807 | 28.4807 | 28.4807 | 28.4807 | 28.4807 | 28.4807 | 28.4807 | 28.4807 | 28.4807 | 28.4807 | 28.4807 | 28.4807 | 28.4807 | 28.4807 | 28.4807 | 28.4807 | 28.4807 | 28.4807 | 28.4807 | 28.4807 | 28.4807 | 28.4807 | 28.4807 | 28.4807 | 28.4807 | 28.4807 | 28.4807 | 28.4807 | 28.4807 | 28.4807 | 28.4807 | 28.4807 | 28.4807 | 28.4807 | 28.4807 | 28.4807 | 28.4807 | 28.4807 | 28.4807 | 28.4807 | 28.4807
2660 | 28.4816 | 28.4816 | 28.4816 | 28.4816 | 28.4816 | 28.4816 | 28.4816 | 28.4816 | 28.4816 | 28.4816 | 28.4816 | 28.4816 | 28.4816 | 28.4816 | 28.4816 | 28.4816 | 28.4816 | 28.4816 | 28.4816 | 28.4816 | 28.4816 | 28.4816 | 28.4816 | 28.4816 | 28.4816 | 28.4816 | 28.4816 | 28.4816 | 28.4816 | 28.4816 | 28.4816 | 28.4816 | 28.4816 | 28.4816 | 28.4816 | 28.4816 | 28.4816 | 28.4816 | 28.4816 | 28.4816 | 28.4816 | 28.4816 | 28.4816 | 28.4816 | 28.4816 | 28.4816 | 28.4816 | 28.4816 | 28.4816 | 28.4816 | 28.4816 | 28.4816 | 28.4816 | 28.4816 | 28.4816 | 28.4816 | 28.4816 | 28.4816 | 28.4816 | 28.4816
2661 | 28.4825 | 28.4825 | 28.4825 | 28.4825 | 28.4825 | 28.4825 | 28.4825 | 28.4825 | 28.4825 | 28.4825 | 28.4825 | 28.4825 | 28.4825 | 28.4825 | 28.4825 | 28.4825 | 28.4825 | 28.4825 | 28.4825 | 28.4825 | 28.4825 | 28.4825 | 28.4825 | 28.4825 | 28.4825 | 28.4825 | 28.4825 | 28.4825 | 28.4825 | 28.4825 | 28.4825 | 28.4825 | 28.4825 | 28.4825 | 28.4825 | 28.4825 | 28.4825 | 28.4825 | 28.4825 | 28.4825 | 28.4825 | 28.4825 | 28.4825 | 28.4825 | 28.4825 | 28.4825 | 28.4825 | 28.4825 | 28.4825 | 28.4825 | 28.4825 | 28.4825 | 28.4825 | 28.4825 | 28.4825 | 28.4825 | 28.4825 | 28.4825 | 28.4825 | 28.4825
2662 | 28.4835 | 28.4835 | 28.4835 | 28.4835 | 28.4835 | 28.4835 | 28.4835 | 28.4835 | 28.4835 | 28.4835 | 28.4835 | 28.4835 | 28.4835 | 28.4835 | 28.4835 | 28.4835 | 28.4835 | 28.4835 | 28.4835 | 28.4835 | 28.4835 | 28.4835 | 28.4835 | 28.4835 | 28.4835 | 28.4835 | 28.4835 | 28.4835 | 28.4835 | 28.4835 | 28.4835 | 28.4835 | 28.4835 | 28.4835 | 28.4835 | 28.4835 | 28.4835 | 28.4835 | 28.4835 | 28.4835 | 28.4835 | 28.4835 | 28.4835 | 28.4835 | 28.4835 | 28.4835 | 28.4835 | 28.4835 | 28.4835 | 28.4835 | 28.4835 | 28.4835 | 28.4835 | 28.4835 | 28.4835 | 28.4835 | 28.4835 | 28.4835 | 28.4835 | 28.4835
2663 | 28.4844 | 28.4844 | 28.4844 | 28.4844 | 28.4844 | 28.4844 | 28.4844 | 28.4844 | 28.4844 | 28.4844 | 28.4844 | 28.4844 | 28.4844 | 28.4844 | 28.4844 | 28.4844 | 28.4844 | 28.4844 | 28.4844 | 28.4844 | 28.4844 | 28.4844 | 28.4844 | 28.4844 | 28.4844 | 28.4844 | 28.4844 | 28.4844 | 28.4844 | 28.4844 | 28.4844 | 28.4844 | 28.4844 | 28.4844 | 28.4844 | 28.4844 | 28.4844 | 28.4844 | 28.4844 | 28.4844 | 28.4844 | 28.4844 | 28.4844 | 28.4844 | 28.4844 | 28.4844 | 28.4844 | 28.4844 | 28.4844 | 28.4844 | 28.4844 | 28.4844 | 28.4844 | 28.4844 | 28.4844 | 28.4844 | 28.4844 | 28.4844 | 28.4844 | 28.4844
2664 | 28.4854 | 28.4854 | 28.4854 | 28.4854 | 28.4854 | 28.4854 | 28.4854 | 28.4854 | 28.4854 | 28.4854 | 28.4854 | 28.4854 | 28.4854 | 28.4854 | 28.4854 | 28.4854 | 28.4854 | 28.4854 | 28.4854 | 28.4854 | 28.4854 | 28.4854 | 28.4854 | 28.4854 | 28.4854 | 28.4854 | 28.4854 | 28.4854 | 28.4854 | 28.4854 | 28.4854 | 28.4854 | 28.4854 | 28.4854 | 28.4854 | 28.4854 | 28.4854 | 28.4854 | 28.4854 | 28.4854 | 28.4854 | 28.4854 | 28.4854 | 28.4854 | 28.4854 | 28.4854 | 28.4854 | 28.4854 | 28.4854 | 28.4854 | 28.4854 | 28.4854 | 28.4854 | 28.4854 | 28.4854 | 28.4854 | 28.4854 | 28.4854 | 28.4854 | 28.4854
2665 | 28.4863 | 28.4863 | 28.4863 | 28.4863 | 28.4863 | 28.4863 | 28.4863 | 28.4863 | 28.4863 | 28.4863 | 28.4863 | 28.4863 | 28.4863 | 28.4863 | 28.4863 | 28.4863 | 28.4863 | 28.4863 | 28.4863 | 28.4863 | 28.4863 | 28.4863 | 28.4863 | 28.4863 | 28.4863 | 28.4863 | 28.4863 | 28.4863 | 28.4863 | 28.4863 | 28.4863 | 28.4863 | 28.4863 | 28.4863 | 28.4863 | 28.4863 | 28.4863 | 28.4863 | 28.4863 | 28.4863 | 28.4863 | 28.4863 | 28.4863 | 28.4863 | 28.4863 | 28.4863 | 28.4863 | 28.4863 | 28.4863 | 28.4863 | 28.4863 | 28.4863 | 28.4863 | 28.4863 | 28.4863 | 28.4863 | 28.4863 | 28.4863 | 28.4863 | 28.4863
2666 | 28.4872 | 28.4872 | 28.4872 | 28.4872 | 28.4872 | 28.4872 | 28.4872 | 28.4872 | 28.4872 | 28.4872 | 28.4872 | 28.4872 | 28.4872 | 28.4872 | 28.4872 | 28.4872 | 28.4872 | 28.4872 | 28.4872 | 28.4872 | 28.4872 | 28.4872 | 28.4872 | 28.4872 | 28.4872 | 28.4872 | 28.4872 | 28.4872 | 28.4872 | 28.4872 | 28.4872 | 28.4872 | 28.4872 | 28.4872 | 28.4872 | 28.4872 | 28.4872 | 28.4872 | 28.4872 | 28.4872 | 28.4872 | 28.4872 | 28.4872 | 28.4872 | 28.4872 | 28.4872 | 28.4872 | 28.4872 | 28.4872 | 28.4872 | 28.4872 | 28.4872 | 28.4872 | 28.4872 | 28.4872 | 28.4872 | 28.4872 | 28.4872 | 28.4872 | 28.4872
2667 | 28.4882 | 28.4882 | 28.4882 | 28.4882 | 28.4882 | 28.4882 | 28.4882 | 28.4882 | 28.4882 | 28.4882 | 28.4882 | 28.4882 | 28.4882 | 28.4882 | 28.4882 | 28.4882 | 28.4882 | 28.4882 | 28.4882 | 28.4882 | 28.4882 | 28.4882 | 28.4882 | 28.4882 | 28.4882 | 28.4882 | 28.4882 | 28.4882 | 28.4882 | 28.4882 | 28.4882 | 28.4882 | 28.4882 | 28.4882 | 28.4882 | 28.4882 | 28.4882 | 28.4882 | 28.4882 | 28.4882 | 28.4882 | 28.4882 | 28.4882 | 28.4882 | 28.4882 | 28.4882 | 28.4882 | 28.4882 | 28.4882 | 28.4882 | 28.4882 | 28.4882 | 28.4882 | 28.4882 | 28.4882 | 28.4882 | 28.4882 | 28.4882 | 28.4882 | 28.4882
2668 | 28.4891 | 28.4891 | 28.4891 | 28.4891 | 28.4891 | 28.4891 | 28.4891 | 28.4891 | 28.4891 | 28.4891 | 28.4891 | 28.4891 | 28.4891 | 28.4891 | 28.4891 | 28.4891 | 28.4891 | 28.4891 | 28.4891 | 28.4891 | 28.4891 | 28.4891 | 28.4891 | 28.4891 | 28.4891 | 28.4891 | 28.4891 | 28.4891 | 28.4891 | 28.4891 | 28.4891 | 28.4891 | 28.4891 | 28.4891 | 28.4891 | 28.4891 | 28.4891 | 28.4891 | 28.4891 | 28.4891 | 28.4891 | 28.4891 | 28.4891 | 28.4891 | 28.4891 | 28.4891 | 28.4891 | 28.4891 | 28.4891 | 28.4891 | 28.4891 | 28.4891 | 28.4891 | 28.4891 | 28.4891 | 28.4891 | 28.4891 | 28.4891 | 28.4891 | 28.4891
2669 | 28.49 | 28.49 | 28.49 | 28.49 | 28.49 | 28.49 | 28.49 | 28.49 | 28.49 | 28.49 | 28.49 | 28.49 | 28.49 | 28.49 | 28.49 | 28.49 | 28.49 | 28.49 | 28.49 | 28.49 | 28.49 | 28.49 | 28.49 | 28.49 | 28.49 | 28.49 | 28.49 | 28.49 | 28.49 | 28.49 | 28.49 | 28.49 | 28.49 | 28.49 | 28.49 | 28.49 | 28.49 | 28.49 | 28.49 | 28.49 | 28.49 | 28.49 | 28.49 | 28.49 | 28.49 | 28.49 | 28.49 | 28.49 | 28.49 | 28.49 | 28.49 | 28.49 | 28.49 | 28.49 | 28.49 | 28.49 | 28.49 | 28.49 | 28.49 | 28.49
2670 | 28.491 | 28.491 | 28.491 | 28.491 | 28.491 | 28.491 | 28.491 | 28.491 | 28.491 | 28.491 | 28.491 | 28.491 | 28.491 | 28.491 | 28.491 | 28.491 | 28.491 | 28.491 | 28.491 | 28.491 | 28.491 | 28.491 | 28.491 | 28.491 | 28.491 | 28.491 | 28.491 | 28.491 | 28.491 | 28.491 | 28.491 | 28.491 | 28.491 | 28.491 | 28.491 | 28.491 | 28.491 | 28.491 | 28.491 | 28.491 | 28.491 | 28.491 | 28.491 | 28.491 | 28.491 | 28.491 | 28.491 | 28.491 | 28.491 | 28.491 | 28.491 | 28.491 | 28.491 | 28.491 | 28.491 | 28.491 | 28.491 | 28.491 | 28.491 | 28.491
2671 | 28.4919 | 28.4919 | 28.4919 | 28.4919 | 28.4919 | 28.4919 | 28.4919 | 28.4919 | 28.4919 | 28.4919 | 28.4919 | 28.4919 | 28.4919 | 28.4919 | 28.4919 | 28.4919 | 28.4919 | 28.4919 | 28.4919 | 28.4919 | 28.4919 | 28.4919 | 28.4919 | 28.4919 | 28.4919 | 28.4919 | 28.4919 | 28.4919 | 28.4919 | 28.4919 | 28.4919 | 28.4919 | 28.4919 | 28.4919 | 28.4919 | 28.4919 | 28.4919 | 28.4919 | 28.4919 | 28.4919 | 28.4919 | 28.4919 | 28.4919 | 28.4919 | 28.4919 | 28.4919 | 28.4919 | 28.4919 | 28.4919 | 28.4919 | 28.4919 | 28.4919 | 28.4919 | 28.4919 | 28.4919 | 28.4919 | 28.4919 | 28.4919 | 28.4919 | 28.4919
2672 | 28.4929 | 28.4929 | 28.4929 | 28.4929 | 28.4929 | 28.4929 | 28.4929 | 28.4929 | 28.4929 | 28.4929 | 28.4929 | 28.4929 | 28.4929 | 28.4929 | 28.4929 | 28.4929 | 28.4929 | 28.4929 | 28.4929 | 28.4929 | 28.4929 | 28.4929 | 28.4929 | 28.4929 | 28.4929 | 28.4929 | 28.4929 | 28.4929 | 28.4929 | 28.4929 | 28.4929 | 28.4929 | 28.4929 | 28.4929 | 28.4929 | 28.4929 | 28.4929 | 28.4929 | 28.4929 | 28.4929 | 28.4929 | 28.4929 | 28.4929 | 28.4929 | 28.4929 | 28.4929 | 28.4929 | 28.4929 | 28.4929 | 28.4929 | 28.4929 | 28.4929 | 28.4929 | 28.4929 | 28.4929 | 28.4929 | 28.4929 | 28.4929 | 28.4929 | 28.4929
2673 | 28.4938 | 28.4938 | 28.4938 | 28.4938 | 28.4938 | 28.4938 | 28.4938 | 28.4938 | 28.4938 | 28.4938 | 28.4938 | 28.4938 | 28.4938 | 28.4938 | 28.4938 | 28.4938 | 28.4938 | 28.4938 | 28.4938 | 28.4938 | 28.4938 | 28.4938 | 28.4938 | 28.4938 | 28.4938 | 28.4938 | 28.4938 | 28.4938 | 28.4938 | 28.4938 | 28.4938 | 28.4938 | 28.4938 | 28.4938 | 28.4938 | 28.4938 | 28.4938 | 28.4938 | 28.4938 | 28.4938 | 28.4938 | 28.4938 | 28.4938 | 28.4938 | 28.4938 | 28.4938 | 28.4938 | 28.4938 | 28.4938 | 28.4938 | 28.4938 | 28.4938 | 28.4938 | 28.4938 | 28.4938 | 28.4938 | 28.4938 | 28.4938 | 28.4938 | 28.4938
2674 | 28.4947 | 28.4947 | 28.4947 | 28.4947 | 28.4947 | 28.4947 | 28.4947 | 28.4947 | 28.4947 | 28.4947 | 28.4947 | 28.4947 | 28.4947 | 28.4947 | 28.4947 | 28.4947 | 28.4947 | 28.4947 | 28.4947 | 28.4947 | 28.4947 | 28.4947 | 28.4947 | 28.4947 | 28.4947 | 28.4947 | 28.4947 | 28.4947 | 28.4947 | 28.4947 | 28.4947 | 28.4947 | 28.4947 | 28.4947 | 28.4947 | 28.4947 | 28.4947 | 28.4947 | 28.4947 | 28.4947 | 28.4947 | 28.4947 | 28.4947 | 28.4947 | 28.4947 | 28.4947 | 28.4947 | 28.4947 | 28.4947 | 28.4947 | 28.4947 | 28.4947 | 28.4947 | 28.4947 | 28.4947 | 28.4947 | 28.4947 | 28.4947 | 28.4947 | 28.4947
2675 | 28.4957 | 28.4957 | 28.4957 | 28.4957 | 28.4957 | 28.4957 | 28.4957 | 28.4957 | 28.4957 | 28.4957 | 28.4957 | 28.4957 | 28.4957 | 28.4957 | 28.4957 | 28.4957 | 28.4957 | 28.4957 | 28.4957 | 28.4957 | 28.4957 | 28.4957 | 28.4957 | 28.4957 | 28.4957 | 28.4957 | 28.4957 | 28.4957 | 28.4957 | 28.4957 | 28.4957 | 28.4957 | 28.4957 | 28.4957 | 28.4957 | 28.4957 | 28.4957 | 28.4957 | 28.4957 | 28.4957 | 28.4957 | 28.4957 | 28.4957 | 28.4957 | 28.4957 | 28.4957 | 28.4957 | 28.4957 | 28.4957 | 28.4957 | 28.4957 | 28.4957 | 28.4957 | 28.4957 | 28.4957 | 28.4957 | 28.4957 | 28.4957 | 28.4957 | 28.4957
2676 | 28.4966 | 28.4966 | 28.4966 | 28.4966 | 28.4966 | 28.4966 | 28.4966 | 28.4966 | 28.4966 | 28.4966 | 28.4966 | 28.4966 | 28.4966 | 28.4966 | 28.4966 | 28.4966 | 28.4966 | 28.4966 | 28.4966 | 28.4966 | 28.4966 | 28.4966 | 28.4966 | 28.4966 | 28.4966 | 28.4966 | 28.4966 | 28.4966 | 28.4966 | 28.4966 | 28.4966 | 28.4966 | 28.4966 | 28.4966 | 28.4966 | 28.4966 | 28.4966 | 28.4966 | 28.4966 | 28.4966 | 28.4966 | 28.4966 | 28.4966 | 28.4966 | 28.4966 | 28.4966 | 28.4966 | 28.4966 | 28.4966 | 28.4966 | 28.4966 | 28.4966 | 28.4966 | 28.4966 | 28.4966 | 28.4966 | 28.4966 | 28.4966 | 28.4966 | 28.4966
2677 | 28.4975 | 28.4975 | 28.4975 | 28.4975 | 28.4975 | 28.4975 | 28.4975 | 28.4975 | 28.4975 | 28.4975 | 28.4975 | 28.4975 | 28.4975 | 28.4975 | 28.4975 | 28.4975 | 28.4975 | 28.4975 | 28.4975 | 28.4975 | 28.4975 | 28.4975 | 28.4975 | 28.4975 | 28.4975 | 28.4975 | 28.4975 | 28.4975 | 28.4975 | 28.4975 | 28.4975 | 28.4975 | 28.4975 | 28.4975 | 28.4975 | 28.4975 | 28.4975 | 28.4975 | 28.4975 | 28.4975 | 28.4975 | 28.4975 | 28.4975 | 28.4975 | 28.4975 | 28.4975 | 28.4975 | 28.4975 | 28.4975 | 28.4975 | 28.4975 | 28.4975 | 28.4975 | 28.4975 | 28.4975 | 28.4975 | 28.4975 | 28.4975 | 28.4975 | 28.4975
2678 | 28.4985 | 28.4985 | 28.4985 | 28.4985 | 28.4985 | 28.4985 | 28.4985 | 28.4985 | 28.4985 | 28.4985 | 28.4985 | 28.4985 | 28.4985 | 28.4985 | 28.4985 | 28.4985 | 28.4985 | 28.4985 | 28.4985 | 28.4985 | 28.4985 | 28.4985 | 28.4985 | 28.4985 | 28.4985 | 28.4985 | 28.4985 | 28.4985 | 28.4985 | 28.4985 | 28.4985 | 28.4985 | 28.4985 | 28.4985 | 28.4985 | 28.4985 | 28.4985 | 28.4985 | 28.4985 | 28.4985 | 28.4985 | 28.4985 | 28.4985 | 28.4985 | 28.4985 | 28.4985 | 28.4985 | 28.4985 | 28.4985 | 28.4985 | 28.4985 | 28.4985 | 28.4985 | 28.4985 | 28.4985 | 28.4985 | 28.4985 | 28.4985 | 28.4985 | 28.4985
2679 | 28.4994 | 28.4994 | 28.4994 | 28.4994 | 28.4994 | 28.4994 | 28.4994 | 28.4994 | 28.4994 | 28.4994 | 28.4994 | 28.4994 | 28.4994 | 28.4994 | 28.4994 | 28.4994 | 28.4994 | 28.4994 | 28.4994 | 28.4994 | 28.4994 | 28.4994 | 28.4994 | 28.4994 | 28.4994 | 28.4994 | 28.4994 | 28.4994 | 28.4994 | 28.4994 | 28.4994 | 28.4994 | 28.4994 | 28.4994 | 28.4994 | 28.4994 | 28.4994 | 28.4994 | 28.4994 | 28.4994 | 28.4994 | 28.4994 | 28.4994 | 28.4994 | 28.4994 | 28.4994 | 28.4994 | 28.4994 | 28.4994 | 28.4994 | 28.4994 | 28.4994 | 28.4994 | 28.4994 | 28.4994 | 28.4994 | 28.4994 | 28.4994 | 28.4994 | 28.4994
2680 | 28.5003 | 28.5003 | 28.5003 | 28.5003 | 28.5003 | 28.5003 | 28.5003 | 28.5003 | 28.5003 | 28.5003 | 28.5003 | 28.5003 | 28.5003 | 28.5003 | 28.5003 | 28.5003 | 28.5003 | 28.5003 | 28.5003 | 28.5003 | 28.5003 | 28.5003 | 28.5003 | 28.5003 | 28.5003 | 28.5003 | 28.5003 | 28.5003 | 28.5003 | 28.5003 | 28.5003 | 28.5003 | 28.5003 | 28.5003 | 28.5003 | 28.5003 | 28.5003 | 28.5003 | 28.5003 | 28.5003 | 28.5003 | 28.5003 | 28.5003 | 28.5003 | 28.5003 | 28.5003 | 28.5003 | 28.5003 | 28.5003 | 28.5003 | 28.5003 | 28.5003 | 28.5003 | 28.5003 | 28.5003 | 28.5003 | 28.5003 | 28.5003 | 28.5003 | 28.5003
2681 | 28.5013 | 28.5013 | 28.5013 | 28.5013 | 28.5013 | 28.5013 | 28.5013 | 28.5013 | 28.5013 | 28.5013 | 28.5013 | 28.5013 | 28.5013 | 28.5013 | 28.5013 | 28.5013 | 28.5013 | 28.5013 | 28.5013 | 28.5013 | 28.5013 | 28.5013 | 28.5013 | 28.5013 | 28.5013 | 28.5013 | 28.5013 | 28.5013 | 28.5013 | 28.5013 | 28.5013 | 28.5013 | 28.5013 | 28.5013 | 28.5013 | 28.5013 | 28.5013 | 28.5013 | 28.5013 | 28.5013 | 28.5013 | 28.5013 | 28.5013 | 28.5013 | 28.5013 | 28.5013 | 28.5013 | 28.5013 | 28.5013 | 28.5013 | 28.5013 | 28.5013 | 28.5013 | 28.5013 | 28.5013 | 28.5013 | 28.5013 | 28.5013 | 28.5013 | 28.5013
2682 | 28.5022 | 28.5022 | 28.5022 | 28.5022 | 28.5022 | 28.5022 | 28.5022 | 28.5022 | 28.5022 | 28.5022 | 28.5022 | 28.5022 | 28.5022 | 28.5022 | 28.5022 | 28.5022 | 28.5022 | 28.5022 | 28.5022 | 28.5022 | 28.5022 | 28.5022 | 28.5022 | 28.5022 | 28.5022 | 28.5022 | 28.5022 | 28.5022 | 28.5022 | 28.5022 | 28.5022 | 28.5022 | 28.5022 | 28.5022 | 28.5022 | 28.5022 | 28.5022 | 28.5022 | 28.5022 | 28.5022 | 28.5022 | 28.5022 | 28.5022 | 28.5022 | 28.5022 | 28.5022 | 28.5022 | 28.5022 | 28.5022 | 28.5022 | 28.5022 | 28.5022 | 28.5022 | 28.5022 | 28.5022 | 28.5022 | 28.5022 | 28.5022 | 28.5022 | 28.5022
2683 | 28.5031 | 28.5031 | 28.5031 | 28.5031 | 28.5031 | 28.5031 | 28.5031 | 28.5031 | 28.5031 | 28.5031 | 28.5031 | 28.5031 | 28.5031 | 28.5031 | 28.5031 | 28.5031 | 28.5031 | 28.5031 | 28.5031 | 28.5031 | 28.5031 | 28.5031 | 28.5031 | 28.5031 | 28.5031 | 28.5031 | 28.5031 | 28.5031 | 28.5031 | 28.5031 | 28.5031 | 28.5031 | 28.5031 | 28.5031 | 28.5031 | 28.5031 | 28.5031 | 28.5031 | 28.5031 | 28.5031 | 28.5031 | 28.5031 | 28.5031 | 28.5031 | 28.5031 | 28.5031 | 28.5031 | 28.5031 | 28.5031 | 28.5031 | 28.5031 | 28.5031 | 28.5031 | 28.5031 | 28.5031 | 28.5031 | 28.5031 | 28.5031 | 28.5031 | 28.5031
2684 | 28.5041 | 28.5041 | 28.5041 | 28.5041 | 28.5041 | 28.5041 | 28.5041 | 28.5041 | 28.5041 | 28.5041 | 28.5041 | 28.5041 | 28.5041 | 28.5041 | 28.5041 | 28.5041 | 28.5041 | 28.5041 | 28.5041 | 28.5041 | 28.5041 | 28.5041 | 28.5041 | 28.5041 | 28.5041 | 28.5041 | 28.5041 | 28.5041 | 28.5041 | 28.5041 | 28.5041 | 28.5041 | 28.5041 | 28.5041 | 28.5041 | 28.5041 | 28.5041 | 28.5041 | 28.5041 | 28.5041 | 28.5041 | 28.5041 | 28.5041 | 28.5041 | 28.5041 | 28.5041 | 28.5041 | 28.5041 | 28.5041 | 28.5041 | 28.5041 | 28.5041 | 28.5041 | 28.5041 | 28.5041 | 28.5041 | 28.5041 | 28.5041 | 28.5041 | 28.5041
2685 | 28.505 | 28.505 | 28.505 | 28.505 | 28.505 | 28.505 | 28.505 | 28.505 | 28.505 | 28.505 | 28.505 | 28.505 | 28.505 | 28.505 | 28.505 | 28.505 | 28.505 | 28.505 | 28.505 | 28.505 | 28.505 | 28.505 | 28.505 | 28.505 | 28.505 | 28.505 | 28.505 | 28.505 | 28.505 | 28.505 | 28.505 | 28.505 | 28.505 | 28.505 | 28.505 | 28.505 | 28.505 | 28.505 | 28.505 | 28.505 | 28.505 | 28.505 | 28.505 | 28.505 | 28.505 | 28.505 | 28.505 | 28.505 | 28.505 | 28.505 | 28.505 | 28.505 | 28.505 | 28.505 | 28.505 | 28.505 | 28.505 | 28.505 | 28.505 | 28.505
2686 | 28.5059 | 28.5059 | 28.5059 | 28.5059 | 28.5059 | 28.5059 | 28.5059 | 28.5059 | 28.5059 | 28.5059 | 28.5059 | 28.5059 | 28.5059 | 28.5059 | 28.5059 | 28.5059 | 28.5059 | 28.5059 | 28.5059 | 28.5059 | 28.5059 | 28.5059 | 28.5059 | 28.5059 | 28.5059 | 28.5059 | 28.5059 | 28.5059 | 28.5059 | 28.5059 | 28.5059 | 28.5059 | 28.5059 | 28.5059 | 28.5059 | 28.5059 | 28.5059 | 28.5059 | 28.5059 | 28.5059 | 28.5059 | 28.5059 | 28.5059 | 28.5059 | 28.5059 | 28.5059 | 28.5059 | 28.5059 | 28.5059 | 28.5059 | 28.5059 | 28.5059 | 28.5059 | 28.5059 | 28.5059 | 28.5059 | 28.5059 | 28.5059 | 28.5059 | 28.5059
2687 | 28.5068 | 28.5068 | 28.5068 | 28.5068 | 28.5068 | 28.5068 | 28.5068 | 28.5068 | 28.5068 | 28.5068 | 28.5068 | 28.5068 | 28.5068 | 28.5068 | 28.5068 | 28.5068 | 28.5068 | 28.5068 | 28.5068 | 28.5068 | 28.5068 | 28.5068 | 28.5068 | 28.5068 | 28.5068 | 28.5068 | 28.5068 | 28.5068 | 28.5068 | 28.5068 | 28.5068 | 28.5068 | 28.5068 | 28.5068 | 28.5068 | 28.5068 | 28.5068 | 28.5068 | 28.5068 | 28.5068 | 28.5068 | 28.5068 | 28.5068 | 28.5068 | 28.5068 | 28.5068 | 28.5068 | 28.5068 | 28.5068 | 28.5068 | 28.5068 | 28.5068 | 28.5068 | 28.5068 | 28.5068 | 28.5068 | 28.5068 | 28.5068 | 28.5068 | 28.5068
2688 | 28.5078 | 28.5078 | 28.5078 | 28.5078 | 28.5078 | 28.5078 | 28.5078 | 28.5078 | 28.5078 | 28.5078 | 28.5078 | 28.5078 | 28.5078 | 28.5078 | 28.5078 | 28.5078 | 28.5078 | 28.5078 | 28.5078 | 28.5078 | 28.5078 | 28.5078 | 28.5078 | 28.5078 | 28.5078 | 28.5078 | 28.5078 | 28.5078 | 28.5078 | 28.5078 | 28.5078 | 28.5078 | 28.5078 | 28.5078 | 28.5078 | 28.5078 | 28.5078 | 28.5078 | 28.5078 | 28.5078 | 28.5078 | 28.5078 | 28.5078 | 28.5078 | 28.5078 | 28.5078 | 28.5078 | 28.5078 | 28.5078 | 28.5078 | 28.5078 | 28.5078 | 28.5078 | 28.5078 | 28.5078 | 28.5078 | 28.5078 | 28.5078 | 28.5078 | 28.5078
2689 | 28.5087 | 28.5087 | 28.5087 | 28.5087 | 28.5087 | 28.5087 | 28.5087 | 28.5087 | 28.5087 | 28.5087 | 28.5087 | 28.5087 | 28.5087 | 28.5087 | 28.5087 | 28.5087 | 28.5087 | 28.5087 | 28.5087 | 28.5087 | 28.5087 | 28.5087 | 28.5087 | 28.5087 | 28.5087 | 28.5087 | 28.5087 | 28.5087 | 28.5087 | 28.5087 | 28.5087 | 28.5087 | 28.5087 | 28.5087 | 28.5087 | 28.5087 | 28.5087 | 28.5087 | 28.5087 | 28.5087 | 28.5087 | 28.5087 | 28.5087 | 28.5087 | 28.5087 | 28.5087 | 28.5087 | 28.5087 | 28.5087 | 28.5087 | 28.5087 | 28.5087 | 28.5087 | 28.5087 | 28.5087 | 28.5087 | 28.5087 | 28.5087 | 28.5087 | 28.5087
2690 | 28.5096 | 28.5096 | 28.5096 | 28.5096 | 28.5096 | 28.5096 | 28.5096 | 28.5096 | 28.5096 | 28.5096 | 28.5096 | 28.5096 | 28.5096 | 28.5096 | 28.5096 | 28.5096 | 28.5096 | 28.5096 | 28.5096 | 28.5096 | 28.5096 | 28.5096 | 28.5096 | 28.5096 | 28.5096 | 28.5096 | 28.5096 | 28.5096 | 28.5096 | 28.5096 | 28.5096 | 28.5096 | 28.5096 | 28.5096 | 28.5096 | 28.5096 | 28.5096 | 28.5096 | 28.5096 | 28.5096 | 28.5096 | 28.5096 | 28.5096 | 28.5096 | 28.5096 | 28.5096 | 28.5096 | 28.5096 | 28.5096 | 28.5096 | 28.5096 | 28.5096 | 28.5096 | 28.5096 | 28.5096 | 28.5096 | 28.5096 | 28.5096 | 28.5096 | 28.5096
2691 | 28.5106 | 28.5106 | 28.5106 | 28.5106 | 28.5106 | 28.5106 | 28.5106 | 28.5106 | 28.5106 | 28.5106 | 28.5106 | 28.5106 | 28.5106 | 28.5106 | 28.5106 | 28.5106 | 28.5106 | 28.5106 | 28.5106 | 28.5106 | 28.5106 | 28.5106 | 28.5106 | 28.5106 | 28.5106 | 28.5106 | 28.5106 | 28.5106 | 28.5106 | 28.5106 | 28.5106 | 28.5106 | 28.5106 | 28.5106 | 28.5106 | 28.5106 | 28.5106 | 28.5106 | 28.5106 | 28.5106 | 28.5106 | 28.5106 | 28.5106 | 28.5106 | 28.5106 | 28.5106 | 28.5106 | 28.5106 | 28.5106 | 28.5106 | 28.5106 | 28.5106 | 28.5106 | 28.5106 | 28.5106 | 28.5106 | 28.5106 | 28.5106 | 28.5106 | 28.5106
2692 | 28.5115 | 28.5115 | 28.5115 | 28.5115 | 28.5115 | 28.5115 | 28.5115 | 28.5115 | 28.5115 | 28.5115 | 28.5115 | 28.5115 | 28.5115 | 28.5115 | 28.5115 | 28.5115 | 28.5115 | 28.5115 | 28.5115 | 28.5115 | 28.5115 | 28.5115 | 28.5115 | 28.5115 | 28.5115 | 28.5115 | 28.5115 | 28.5115 | 28.5115 | 28.5115 | 28.5115 | 28.5115 | 28.5115 | 28.5115 | 28.5115 | 28.5115 | 28.5115 | 28.5115 | 28.5115 | 28.5115 | 28.5115 | 28.5115 | 28.5115 | 28.5115 | 28.5115 | 28.5115 | 28.5115 | 28.5115 | 28.5115 | 28.5115 | 28.5115 | 28.5115 | 28.5115 | 28.5115 | 28.5115 | 28.5115 | 28.5115 | 28.5115 | 28.5115 | 28.5115
2693 | 28.5124 | 28.5124 | 28.5124 | 28.5124 | 28.5124 | 28.5124 | 28.5124 | 28.5124 | 28.5124 | 28.5124 | 28.5124 | 28.5124 | 28.5124 | 28.5124 | 28.5124 | 28.5124 | 28.5124 | 28.5124 | 28.5124 | 28.5124 | 28.5124 | 28.5124 | 28.5124 | 28.5124 | 28.5124 | 28.5124 | 28.5124 | 28.5124 | 28.5124 | 28.5124 | 28.5124 | 28.5124 | 28.5124 | 28.5124 | 28.5124 | 28.5124 | 28.5124 | 28.5124 | 28.5124 | 28.5124 | 28.5124 | 28.5124 | 28.5124 | 28.5124 | 28.5124 | 28.5124 | 28.5124 | 28.5124 | 28.5124 | 28.5124 | 28.5124 | 28.5124 | 28.5124 | 28.5124 | 28.5124 | 28.5124 | 28.5124 | 28.5124 | 28.5124 | 28.5124
2694 | 28.5134 | 28.5134 | 28.5134 | 28.5134 | 28.5134 | 28.5134 | 28.5134 | 28.5134 | 28.5134 | 28.5134 | 28.5134 | 28.5134 | 28.5134 | 28.5134 | 28.5134 | 28.5134 | 28.5134 | 28.5134 | 28.5134 | 28.5134 | 28.5134 | 28.5134 | 28.5134 | 28.5134 | 28.5134 | 28.5134 | 28.5134 | 28.5134 | 28.5134 | 28.5134 | 28.5134 | 28.5134 | 28.5134 | 28.5134 | 28.5134 | 28.5134 | 28.5134 | 28.5134 | 28.5134 | 28.5134 | 28.5134 | 28.5134 | 28.5134 | 28.5134 | 28.5134 | 28.5134 | 28.5134 | 28.5134 | 28.5134 | 28.5134 | 28.5134 | 28.5134 | 28.5134 | 28.5134 | 28.5134 | 28.5134 | 28.5134 | 28.5134 | 28.5134 | 28.5134
2695 | 28.5143 | 28.5143 | 28.5143 | 28.5143 | 28.5143 | 28.5143 | 28.5143 | 28.5143 | 28.5143 | 28.5143 | 28.5143 | 28.5143 | 28.5143 | 28.5143 | 28.5143 | 28.5143 | 28.5143 | 28.5143 | 28.5143 | 28.5143 | 28.5143 | 28.5143 | 28.5143 | 28.5143 | 28.5143 | 28.5143 | 28.5143 | 28.5143 | 28.5143 | 28.5143 | 28.5143 | 28.5143 | 28.5143 | 28.5143 | 28.5143 | 28.5143 | 28.5143 | 28.5143 | 28.5143 | 28.5143 | 28.5143 | 28.5143 | 28.5143 | 28.5143 | 28.5143 | 28.5143 | 28.5143 | 28.5143 | 28.5143 | 28.5143 | 28.5143 | 28.5143 | 28.5143 | 28.5143 | 28.5143 | 28.5143 | 28.5143 | 28.5143 | 28.5143 | 28.5143
2696 | 28.5152 | 28.5152 | 28.5152 | 28.5152 | 28.5152 | 28.5152 | 28.5152 | 28.5152 | 28.5152 | 28.5152 | 28.5152 | 28.5152 | 28.5152 | 28.5152 | 28.5152 | 28.5152 | 28.5152 | 28.5152 | 28.5152 | 28.5152 | 28.5152 | 28.5152 | 28.5152 | 28.5152 | 28.5152 | 28.5152 | 28.5152 | 28.5152 | 28.5152 | 28.5152 | 28.5152 | 28.5152 | 28.5152 | 28.5152 | 28.5152 | 28.5152 | 28.5152 | 28.5152 | 28.5152 | 28.5152 | 28.5152 | 28.5152 | 28.5152 | 28.5152 | 28.5152 | 28.5152 | 28.5152 | 28.5152 | 28.5152 | 28.5152 | 28.5152 | 28.5152 | 28.5152 | 28.5152 | 28.5152 | 28.5152 | 28.5152 | 28.5152 | 28.5152 | 28.5152
2697 | 28.5161 | 28.5161 | 28.5161 | 28.5161 | 28.5161 | 28.5161 | 28.5161 | 28.5161 | 28.5161 | 28.5161 | 28.5161 | 28.5161 | 28.5161 | 28.5161 | 28.5161 | 28.5161 | 28.5161 | 28.5161 | 28.5161 | 28.5161 | 28.5161 | 28.5161 | 28.5161 | 28.5161 | 28.5161 | 28.5161 | 28.5161 | 28.5161 | 28.5161 | 28.5161 | 28.5161 | 28.5161 | 28.5161 | 28.5161 | 28.5161 | 28.5161 | 28.5161 | 28.5161 | 28.5161 | 28.5161 | 28.5161 | 28.5161 | 28.5161 | 28.5161 | 28.5161 | 28.5161 | 28.5161 | 28.5161 | 28.5161 | 28.5161 | 28.5161 | 28.5161 | 28.5161 | 28.5161 | 28.5161 | 28.5161 | 28.5161 | 28.5161 | 28.5161 | 28.5161
2698 | 28.5171 | 28.5171 | 28.5171 | 28.5171 | 28.5171 | 28.5171 | 28.5171 | 28.5171 | 28.5171 | 28.5171 | 28.5171 | 28.5171 | 28.5171 | 28.5171 | 28.5171 | 28.5171 | 28.5171 | 28.5171 | 28.5171 | 28.5171 | 28.5171 | 28.5171 | 28.5171 | 28.5171 | 28.5171 | 28.5171 | 28.5171 | 28.5171 | 28.5171 | 28.5171 | 28.5171 | 28.5171 | 28.5171 | 28.5171 | 28.5171 | 28.5171 | 28.5171 | 28.5171 | 28.5171 | 28.5171 | 28.5171 | 28.5171 | 28.5171 | 28.5171 | 28.5171 | 28.5171 | 28.5171 | 28.5171 | 28.5171 | 28.5171 | 28.5171 | 28.5171 | 28.5171 | 28.5171 | 28.5171 | 28.5171 | 28.5171 | 28.5171 | 28.5171 | 28.5171
2699 | 28.518 | 28.518 | 28.518 | 28.518 | 28.518 | 28.518 | 28.518 | 28.518 | 28.518 | 28.518 | 28.518 | 28.518 | 28.518 | 28.518 | 28.518 | 28.518 | 28.518 | 28.518 | 28.518 | 28.518 | 28.518 | 28.518 | 28.518 | 28.518 | 28.518 | 28.518 | 28.518 | 28.518 | 28.518 | 28.518 | 28.518 | 28.518 | 28.518 | 28.518 | 28.518 | 28.518 | 28.518 | 28.518 | 28.518 | 28.518 | 28.518 | 28.518 | 28.518 | 28.518 | 28.518 | 28.518 | 28.518 | 28.518 | 28.518 | 28.518 | 28.518 | 28.518 | 28.518 | 28.518 | 28.518 | 28.518 | 28.518 | 28.518 | 28.518 | 28.518
2700 | 28.5189 | 28.5189 | 28.5189 | 28.5189 | 28.5189 | 28.5189 | 28.5189 | 28.5189 | 28.5189 | 28.5189 | 28.5189 | 28.5189 | 28.5189 | 28.5189 | 28.5189 | 28.5189 | 28.5189 | 28.5189 | 28.5189 | 28.5189 | 28.5189 | 28.5189 | 28.5189 | 28.5189 | 28.5189 | 28.5189 | 28.5189 | 28.5189 | 28.5189 | 28.5189 | 28.5189 | 28.5189 | 28.5189 | 28.5189 | 28.5189 | 28.5189 | 28.5189 | 28.5189 | 28.5189 | 28.5189 | 28.5189 | 28.5189 | 28.5189 | 28.5189 | 28.5189 | 28.5189 | 28.5189 | 28.5189 | 28.5189 | 28.5189 | 28.5189 | 28.5189 | 28.5189 | 28.5189 | 28.5189 | 28.5189 | 28.5189 | 28.5189 | 28.5189 | 28.5189
2701 | 28.5198 | 28.5198 | 28.5198 | 28.5198 | 28.5198 | 28.5198 | 28.5198 | 28.5198 | 28.5198 | 28.5198 | 28.5198 | 28.5198 | 28.5198 | 28.5198 | 28.5198 | 28.5198 | 28.5198 | 28.5198 | 28.5198 | 28.5198 | 28.5198 | 28.5198 | 28.5198 | 28.5198 | 28.5198 | 28.5198 | 28.5198 | 28.5198 | 28.5198 | 28.5198 | 28.5198 | 28.5198 | 28.5198 | 28.5198 | 28.5198 | 28.5198 | 28.5198 | 28.5198 | 28.5198 | 28.5198 | 28.5198 | 28.5198 | 28.5198 | 28.5198 | 28.5198 | 28.5198 | 28.5198 | 28.5198 | 28.5198 | 28.5198 | 28.5198 | 28.5198 | 28.5198 | 28.5198 | 28.5198 | 28.5198 | 28.5198 | 28.5198 | 28.5198 | 28.5198
2702 | 28.5208 | 28.5208 | 28.5208 | 28.5208 | 28.5208 | 28.5208 | 28.5208 | 28.5208 | 28.5208 | 28.5208 | 28.5208 | 28.5208 | 28.5208 | 28.5208 | 28.5208 | 28.5208 | 28.5208 | 28.5208 | 28.5208 | 28.5208 | 28.5208 | 28.5208 | 28.5208 | 28.5208 | 28.5208 | 28.5208 | 28.5208 | 28.5208 | 28.5208 | 28.5208 | 28.5208 | 28.5208 | 28.5208 | 28.5208 | 28.5208 | 28.5208 | 28.5208 | 28.5208 | 28.5208 | 28.5208 | 28.5208 | 28.5208 | 28.5208 | 28.5208 | 28.5208 | 28.5208 | 28.5208 | 28.5208 | 28.5208 | 28.5208 | 28.5208 | 28.5208 | 28.5208 | 28.5208 | 28.5208 | 28.5208 | 28.5208 | 28.5208 | 28.5208 | 28.5208
2703 | 28.5217 | 28.5217 | 28.5217 | 28.5217 | 28.5217 | 28.5217 | 28.5217 | 28.5217 | 28.5217 | 28.5217 | 28.5217 | 28.5217 | 28.5217 | 28.5217 | 28.5217 | 28.5217 | 28.5217 | 28.5217 | 28.5217 | 28.5217 | 28.5217 | 28.5217 | 28.5217 | 28.5217 | 28.5217 | 28.5217 | 28.5217 | 28.5217 | 28.5217 | 28.5217 | 28.5217 | 28.5217 | 28.5217 | 28.5217 | 28.5217 | 28.5217 | 28.5217 | 28.5217 | 28.5217 | 28.5217 | 28.5217 | 28.5217 | 28.5217 | 28.5217 | 28.5217 | 28.5217 | 28.5217 | 28.5217 | 28.5217 | 28.5217 | 28.5217 | 28.5217 | 28.5217 | 28.5217 | 28.5217 | 28.5217 | 28.5217 | 28.5217 | 28.5217 | 28.5217
2704 | 28.5226 | 28.5226 | 28.5226 | 28.5226 | 28.5226 | 28.5226 | 28.5226 | 28.5226 | 28.5226 | 28.5226 | 28.5226 | 28.5226 | 28.5226 | 28.5226 | 28.5226 | 28.5226 | 28.5226 | 28.5226 | 28.5226 | 28.5226 | 28.5226 | 28.5226 | 28.5226 | 28.5226 | 28.5226 | 28.5226 | 28.5226 | 28.5226 | 28.5226 | 28.5226 | 28.5226 | 28.5226 | 28.5226 | 28.5226 | 28.5226 | 28.5226 | 28.5226 | 28.5226 | 28.5226 | 28.5226 | 28.5226 | 28.5226 | 28.5226 | 28.5226 | 28.5226 | 28.5226 | 28.5226 | 28.5226 | 28.5226 | 28.5226 | 28.5226 | 28.5226 | 28.5226 | 28.5226 | 28.5226 | 28.5226 | 28.5226 | 28.5226 | 28.5226 | 28.5226
2705 | 28.5235 | 28.5235 | 28.5235 | 28.5235 | 28.5235 | 28.5235 | 28.5235 | 28.5235 | 28.5235 | 28.5235 | 28.5235 | 28.5235 | 28.5235 | 28.5235 | 28.5235 | 28.5235 | 28.5235 | 28.5235 | 28.5235 | 28.5235 | 28.5235 | 28.5235 | 28.5235 | 28.5235 | 28.5235 | 28.5235 | 28.5235 | 28.5235 | 28.5235 | 28.5235 | 28.5235 | 28.5235 | 28.5235 | 28.5235 | 28.5235 | 28.5235 | 28.5235 | 28.5235 | 28.5235 | 28.5235 | 28.5235 | 28.5235 | 28.5235 | 28.5235 | 28.5235 | 28.5235 | 28.5235 | 28.5235 | 28.5235 | 28.5235 | 28.5235 | 28.5235 | 28.5235 | 28.5235 | 28.5235 | 28.5235 | 28.5235 | 28.5235 | 28.5235 | 28.5235
2706 | 28.5245 | 28.5245 | 28.5245 | 28.5245 | 28.5245 | 28.5245 | 28.5245 | 28.5245 | 28.5245 | 28.5245 | 28.5245 | 28.5245 | 28.5245 | 28.5245 | 28.5245 | 28.5245 | 28.5245 | 28.5245 | 28.5245 | 28.5245 | 28.5245 | 28.5245 | 28.5245 | 28.5245 | 28.5245 | 28.5245 | 28.5245 | 28.5245 | 28.5245 | 28.5245 | 28.5245 | 28.5245 | 28.5245 | 28.5245 | 28.5245 | 28.5245 | 28.5245 | 28.5245 | 28.5245 | 28.5245 | 28.5245 | 28.5245 | 28.5245 | 28.5245 | 28.5245 | 28.5245 | 28.5245 | 28.5245 | 28.5245 | 28.5245 | 28.5245 | 28.5245 | 28.5245 | 28.5245 | 28.5245 | 28.5245 | 28.5245 | 28.5245 | 28.5245 | 28.5245
2707 | 28.5254 | 28.5254 | 28.5254 | 28.5254 | 28.5254 | 28.5254 | 28.5254 | 28.5254 | 28.5254 | 28.5254 | 28.5254 | 28.5254 | 28.5254 | 28.5254 | 28.5254 | 28.5254 | 28.5254 | 28.5254 | 28.5254 | 28.5254 | 28.5254 | 28.5254 | 28.5254 | 28.5254 | 28.5254 | 28.5254 | 28.5254 | 28.5254 | 28.5254 | 28.5254 | 28.5254 | 28.5254 | 28.5254 | 28.5254 | 28.5254 | 28.5254 | 28.5254 | 28.5254 | 28.5254 | 28.5254 | 28.5254 | 28.5254 | 28.5254 | 28.5254 | 28.5254 | 28.5254 | 28.5254 | 28.5254 | 28.5254 | 28.5254 | 28.5254 | 28.5254 | 28.5254 | 28.5254 | 28.5254 | 28.5254 | 28.5254 | 28.5254 | 28.5254 | 28.5254
2708 | 28.5263 | 28.5263 | 28.5263 | 28.5263 | 28.5263 | 28.5263 | 28.5263 | 28.5263 | 28.5263 | 28.5263 | 28.5263 | 28.5263 | 28.5263 | 28.5263 | 28.5263 | 28.5263 | 28.5263 | 28.5263 | 28.5263 | 28.5263 | 28.5263 | 28.5263 | 28.5263 | 28.5263 | 28.5263 | 28.5263 | 28.5263 | 28.5263 | 28.5263 | 28.5263 | 28.5263 | 28.5263 | 28.5263 | 28.5263 | 28.5263 | 28.5263 | 28.5263 | 28.5263 | 28.5263 | 28.5263 | 28.5263 | 28.5263 | 28.5263 | 28.5263 | 28.5263 | 28.5263 | 28.5263 | 28.5263 | 28.5263 | 28.5263 | 28.5263 | 28.5263 | 28.5263 | 28.5263 | 28.5263 | 28.5263 | 28.5263 | 28.5263 | 28.5263 | 28.5263
2709 | 28.5272 | 28.5272 | 28.5272 | 28.5272 | 28.5272 | 28.5272 | 28.5272 | 28.5272 | 28.5272 | 28.5272 | 28.5272 | 28.5272 | 28.5272 | 28.5272 | 28.5272 | 28.5272 | 28.5272 | 28.5272 | 28.5272 | 28.5272 | 28.5272 | 28.5272 | 28.5272 | 28.5272 | 28.5272 | 28.5272 | 28.5272 | 28.5272 | 28.5272 | 28.5272 | 28.5272 | 28.5272 | 28.5272 | 28.5272 | 28.5272 | 28.5272 | 28.5272 | 28.5272 | 28.5272 | 28.5272 | 28.5272 | 28.5272 | 28.5272 | 28.5272 | 28.5272 | 28.5272 | 28.5272 | 28.5272 | 28.5272 | 28.5272 | 28.5272 | 28.5272 | 28.5272 | 28.5272 | 28.5272 | 28.5272 | 28.5272 | 28.5272 | 28.5272 | 28.5272
2710 | 28.5282 | 28.5282 | 28.5282 | 28.5282 | 28.5282 | 28.5282 | 28.5282 | 28.5282 | 28.5282 | 28.5282 | 28.5282 | 28.5282 | 28.5282 | 28.5282 | 28.5282 | 28.5282 | 28.5282 | 28.5282 | 28.5282 | 28.5282 | 28.5282 | 28.5282 | 28.5282 | 28.5282 | 28.5282 | 28.5282 | 28.5282 | 28.5282 | 28.5282 | 28.5282 | 28.5282 | 28.5282 | 28.5282 | 28.5282 | 28.5282 | 28.5282 | 28.5282 | 28.5282 | 28.5282 | 28.5282 | 28.5282 | 28.5282 | 28.5282 | 28.5282 | 28.5282 | 28.5282 | 28.5282 | 28.5282 | 28.5282 | 28.5282 | 28.5282 | 28.5282 | 28.5282 | 28.5282 | 28.5282 | 28.5282 | 28.5282 | 28.5282 | 28.5282 | 28.5282
2711 | 28.5291 | 28.5291 | 28.5291 | 28.5291 | 28.5291 | 28.5291 | 28.5291 | 28.5291 | 28.5291 | 28.5291 | 28.5291 | 28.5291 | 28.5291 | 28.5291 | 28.5291 | 28.5291 | 28.5291 | 28.5291 | 28.5291 | 28.5291 | 28.5291 | 28.5291 | 28.5291 | 28.5291 | 28.5291 | 28.5291 | 28.5291 | 28.5291 | 28.5291 | 28.5291 | 28.5291 | 28.5291 | 28.5291 | 28.5291 | 28.5291 | 28.5291 | 28.5291 | 28.5291 | 28.5291 | 28.5291 | 28.5291 | 28.5291 | 28.5291 | 28.5291 | 28.5291 | 28.5291 | 28.5291 | 28.5291 | 28.5291 | 28.5291 | 28.5291 | 28.5291 | 28.5291 | 28.5291 | 28.5291 | 28.5291 | 28.5291 | 28.5291 | 28.5291 | 28.5291
2712 | 28.53 | 28.53 | 28.53 | 28.53 | 28.53 | 28.53 | 28.53 | 28.53 | 28.53 | 28.53 | 28.53 | 28.53 | 28.53 | 28.53 | 28.53 | 28.53 | 28.53 | 28.53 | 28.53 | 28.53 | 28.53 | 28.53 | 28.53 | 28.53 | 28.53 | 28.53 | 28.53 | 28.53 | 28.53 | 28.53 | 28.53 | 28.53 | 28.53 | 28.53 | 28.53 | 28.53 | 28.53 | 28.53 | 28.53 | 28.53 | 28.53 | 28.53 | 28.53 | 28.53 | 28.53 | 28.53 | 28.53 | 28.53 | 28.53 | 28.53 | 28.53 | 28.53 | 28.53 | 28.53 | 28.53 | 28.53 | 28.53 | 28.53 | 28.53 | 28.53
2713 | 28.5309 | 28.5309 | 28.5309 | 28.5309 | 28.5309 | 28.5309 | 28.5309 | 28.5309 | 28.5309 | 28.5309 | 28.5309 | 28.5309 | 28.5309 | 28.5309 | 28.5309 | 28.5309 | 28.5309 | 28.5309 | 28.5309 | 28.5309 | 28.5309 | 28.5309 | 28.5309 | 28.5309 | 28.5309 | 28.5309 | 28.5309 | 28.5309 | 28.5309 | 28.5309 | 28.5309 | 28.5309 | 28.5309 | 28.5309 | 28.5309 | 28.5309 | 28.5309 | 28.5309 | 28.5309 | 28.5309 | 28.5309 | 28.5309 | 28.5309 | 28.5309 | 28.5309 | 28.5309 | 28.5309 | 28.5309 | 28.5309 | 28.5309 | 28.5309 | 28.5309 | 28.5309 | 28.5309 | 28.5309 | 28.5309 | 28.5309 | 28.5309 | 28.5309 | 28.5309
2714 | 28.5318 | 28.5318 | 28.5318 | 28.5318 | 28.5318 | 28.5318 | 28.5318 | 28.5318 | 28.5318 | 28.5318 | 28.5318 | 28.5318 | 28.5318 | 28.5318 | 28.5318 | 28.5318 | 28.5318 | 28.5318 | 28.5318 | 28.5318 | 28.5318 | 28.5318 | 28.5318 | 28.5318 | 28.5318 | 28.5318 | 28.5318 | 28.5318 | 28.5318 | 28.5318 | 28.5318 | 28.5318 | 28.5318 | 28.5318 | 28.5318 | 28.5318 | 28.5318 | 28.5318 | 28.5318 | 28.5318 | 28.5318 | 28.5318 | 28.5318 | 28.5318 | 28.5318 | 28.5318 | 28.5318 | 28.5318 | 28.5318 | 28.5318 | 28.5318 | 28.5318 | 28.5318 | 28.5318 | 28.5318 | 28.5318 | 28.5318 | 28.5318 | 28.5318 | 28.5318
2715 | 28.5328 | 28.5328 | 28.5328 | 28.5328 | 28.5328 | 28.5328 | 28.5328 | 28.5328 | 28.5328 | 28.5328 | 28.5328 | 28.5328 | 28.5328 | 28.5328 | 28.5328 | 28.5328 | 28.5328 | 28.5328 | 28.5328 | 28.5328 | 28.5328 | 28.5328 | 28.5328 | 28.5328 | 28.5328 | 28.5328 | 28.5328 | 28.5328 | 28.5328 | 28.5328 | 28.5328 | 28.5328 | 28.5328 | 28.5328 | 28.5328 | 28.5328 | 28.5328 | 28.5328 | 28.5328 | 28.5328 | 28.5328 | 28.5328 | 28.5328 | 28.5328 | 28.5328 | 28.5328 | 28.5328 | 28.5328 | 28.5328 | 28.5328 | 28.5328 | 28.5328 | 28.5328 | 28.5328 | 28.5328 | 28.5328 | 28.5328 | 28.5328 | 28.5328 | 28.5328
2716 | 28.5337 | 28.5337 | 28.5337 | 28.5337 | 28.5337 | 28.5337 | 28.5337 | 28.5337 | 28.5337 | 28.5337 | 28.5337 | 28.5337 | 28.5337 | 28.5337 | 28.5337 | 28.5337 | 28.5337 | 28.5337 | 28.5337 | 28.5337 | 28.5337 | 28.5337 | 28.5337 | 28.5337 | 28.5337 | 28.5337 | 28.5337 | 28.5337 | 28.5337 | 28.5337 | 28.5337 | 28.5337 | 28.5337 | 28.5337 | 28.5337 | 28.5337 | 28.5337 | 28.5337 | 28.5337 | 28.5337 | 28.5337 | 28.5337 | 28.5337 | 28.5337 | 28.5337 | 28.5337 | 28.5337 | 28.5337 | 28.5337 | 28.5337 | 28.5337 | 28.5337 | 28.5337 | 28.5337 | 28.5337 | 28.5337 | 28.5337 | 28.5337 | 28.5337 | 28.5337
2717 | 28.5346 | 28.5346 | 28.5346 | 28.5346 | 28.5346 | 28.5346 | 28.5346 | 28.5346 | 28.5346 | 28.5346 | 28.5346 | 28.5346 | 28.5346 | 28.5346 | 28.5346 | 28.5346 | 28.5346 | 28.5346 | 28.5346 | 28.5346 | 28.5346 | 28.5346 | 28.5346 | 28.5346 | 28.5346 | 28.5346 | 28.5346 | 28.5346 | 28.5346 | 28.5346 | 28.5346 | 28.5346 | 28.5346 | 28.5346 | 28.5346 | 28.5346 | 28.5346 | 28.5346 | 28.5346 | 28.5346 | 28.5346 | 28.5346 | 28.5346 | 28.5346 | 28.5346 | 28.5346 | 28.5346 | 28.5346 | 28.5346 | 28.5346 | 28.5346 | 28.5346 | 28.5346 | 28.5346 | 28.5346 | 28.5346 | 28.5346 | 28.5346 | 28.5346 | 28.5346
2718 | 28.5355 | 28.5355 | 28.5355 | 28.5355 | 28.5355 | 28.5355 | 28.5355 | 28.5355 | 28.5355 | 28.5355 | 28.5355 | 28.5355 | 28.5355 | 28.5355 | 28.5355 | 28.5355 | 28.5355 | 28.5355 | 28.5355 | 28.5355 | 28.5355 | 28.5355 | 28.5355 | 28.5355 | 28.5355 | 28.5355 | 28.5355 | 28.5355 | 28.5355 | 28.5355 | 28.5355 | 28.5355 | 28.5355 | 28.5355 | 28.5355 | 28.5355 | 28.5355 | 28.5355 | 28.5355 | 28.5355 | 28.5355 | 28.5355 | 28.5355 | 28.5355 | 28.5355 | 28.5355 | 28.5355 | 28.5355 | 28.5355 | 28.5355 | 28.5355 | 28.5355 | 28.5355 | 28.5355 | 28.5355 | 28.5355 | 28.5355 | 28.5355 | 28.5355 | 28.5355
2719 | 28.5364 | 28.5364 | 28.5364 | 28.5364 | 28.5364 | 28.5364 | 28.5364 | 28.5364 | 28.5364 | 28.5364 | 28.5364 | 28.5364 | 28.5364 | 28.5364 | 28.5364 | 28.5364 | 28.5364 | 28.5364 | 28.5364 | 28.5364 | 28.5364 | 28.5364 | 28.5364 | 28.5364 | 28.5364 | 28.5364 | 28.5364 | 28.5364 | 28.5364 | 28.5364 | 28.5364 | 28.5364 | 28.5364 | 28.5364 | 28.5364 | 28.5364 | 28.5364 | 28.5364 | 28.5364 | 28.5364 | 28.5364 | 28.5364 | 28.5364 | 28.5364 | 28.5364 | 28.5364 | 28.5364 | 28.5364 | 28.5364 | 28.5364 | 28.5364 | 28.5364 | 28.5364 | 28.5364 | 28.5364 | 28.5364 | 28.5364 | 28.5364 | 28.5364 | 28.5364
2720 | 28.5374 | 28.5374 | 28.5374 | 28.5374 | 28.5374 | 28.5374 | 28.5374 | 28.5374 | 28.5374 | 28.5374 | 28.5374 | 28.5374 | 28.5374 | 28.5374 | 28.5374 | 28.5374 | 28.5374 | 28.5374 | 28.5374 | 28.5374 | 28.5374 | 28.5374 | 28.5374 | 28.5374 | 28.5374 | 28.5374 | 28.5374 | 28.5374 | 28.5374 | 28.5374 | 28.5374 | 28.5374 | 28.5374 | 28.5374 | 28.5374 | 28.5374 | 28.5374 | 28.5374 | 28.5374 | 28.5374 | 28.5374 | 28.5374 | 28.5374 | 28.5374 | 28.5374 | 28.5374 | 28.5374 | 28.5374 | 28.5374 | 28.5374 | 28.5374 | 28.5374 | 28.5374 | 28.5374 | 28.5374 | 28.5374 | 28.5374 | 28.5374 | 28.5374 | 28.5374
2721 | 28.5383 | 28.5383 | 28.5383 | 28.5383 | 28.5383 | 28.5383 | 28.5383 | 28.5383 | 28.5383 | 28.5383 | 28.5383 | 28.5383 | 28.5383 | 28.5383 | 28.5383 | 28.5383 | 28.5383 | 28.5383 | 28.5383 | 28.5383 | 28.5383 | 28.5383 | 28.5383 | 28.5383 | 28.5383 | 28.5383 | 28.5383 | 28.5383 | 28.5383 | 28.5383 | 28.5383 | 28.5383 | 28.5383 | 28.5383 | 28.5383 | 28.5383 | 28.5383 | 28.5383 | 28.5383 | 28.5383 | 28.5383 | 28.5383 | 28.5383 | 28.5383 | 28.5383 | 28.5383 | 28.5383 | 28.5383 | 28.5383 | 28.5383 | 28.5383 | 28.5383 | 28.5383 | 28.5383 | 28.5383 | 28.5383 | 28.5383 | 28.5383 | 28.5383 | 28.5383
2722 | 28.5392 | 28.5392 | 28.5392 | 28.5392 | 28.5392 | 28.5392 | 28.5392 | 28.5392 | 28.5392 | 28.5392 | 28.5392 | 28.5392 | 28.5392 | 28.5392 | 28.5392 | 28.5392 | 28.5392 | 28.5392 | 28.5392 | 28.5392 | 28.5392 | 28.5392 | 28.5392 | 28.5392 | 28.5392 | 28.5392 | 28.5392 | 28.5392 | 28.5392 | 28.5392 | 28.5392 | 28.5392 | 28.5392 | 28.5392 | 28.5392 | 28.5392 | 28.5392 | 28.5392 | 28.5392 | 28.5392 | 28.5392 | 28.5392 | 28.5392 | 28.5392 | 28.5392 | 28.5392 | 28.5392 | 28.5392 | 28.5392 | 28.5392 | 28.5392 | 28.5392 | 28.5392 | 28.5392 | 28.5392 | 28.5392 | 28.5392 | 28.5392 | 28.5392 | 28.5392
2723 | 28.5401 | 28.5401 | 28.5401 | 28.5401 | 28.5401 | 28.5401 | 28.5401 | 28.5401 | 28.5401 | 28.5401 | 28.5401 | 28.5401 | 28.5401 | 28.5401 | 28.5401 | 28.5401 | 28.5401 | 28.5401 | 28.5401 | 28.5401 | 28.5401 | 28.5401 | 28.5401 | 28.5401 | 28.5401 | 28.5401 | 28.5401 | 28.5401 | 28.5401 | 28.5401 | 28.5401 | 28.5401 | 28.5401 | 28.5401 | 28.5401 | 28.5401 | 28.5401 | 28.5401 | 28.5401 | 28.5401 | 28.5401 | 28.5401 | 28.5401 | 28.5401 | 28.5401 | 28.5401 | 28.5401 | 28.5401 | 28.5401 | 28.5401 | 28.5401 | 28.5401 | 28.5401 | 28.5401 | 28.5401 | 28.5401 | 28.5401 | 28.5401 | 28.5401 | 28.5401
2724 | 28.541 | 28.541 | 28.541 | 28.541 | 28.541 | 28.541 | 28.541 | 28.541 | 28.541 | 28.541 | 28.541 | 28.541 | 28.541 | 28.541 | 28.541 | 28.541 | 28.541 | 28.541 | 28.541 | 28.541 | 28.541 | 28.541 | 28.541 | 28.541 | 28.541 | 28.541 | 28.541 | 28.541 | 28.541 | 28.541 | 28.541 | 28.541 | 28.541 | 28.541 | 28.541 | 28.541 | 28.541 | 28.541 | 28.541 | 28.541 | 28.541 | 28.541 | 28.541 | 28.541 | 28.541 | 28.541 | 28.541 | 28.541 | 28.541 | 28.541 | 28.541 | 28.541 | 28.541 | 28.541 | 28.541 | 28.541 | 28.541 | 28.541 | 28.541 | 28.541
2725 | 28.542 | 28.542 | 28.542 | 28.542 | 28.542 | 28.542 | 28.542 | 28.542 | 28.542 | 28.542 | 28.542 | 28.542 | 28.542 | 28.542 | 28.542 | 28.542 | 28.542 | 28.542 | 28.542 | 28.542 | 28.542 | 28.542 | 28.542 | 28.542 | 28.542 | 28.542 | 28.542 | 28.542 | 28.542 | 28.542 | 28.542 | 28.542 | 28.542 | 28.542 | 28.542 | 28.542 | 28.542 | 28.542 | 28.542 | 28.542 | 28.542 | 28.542 | 28.542 | 28.542 | 28.542 | 28.542 | 28.542 | 28.542 | 28.542 | 28.542 | 28.542 | 28.542 | 28.542 | 28.542 | 28.542 | 28.542 | 28.542 | 28.542 | 28.542 | 28.542
2726 | 28.5429 | 28.5429 | 28.5429 | 28.5429 | 28.5429 | 28.5429 | 28.5429 | 28.5429 | 28.5429 | 28.5429 | 28.5429 | 28.5429 | 28.5429 | 28.5429 | 28.5429 | 28.5429 | 28.5429 | 28.5429 | 28.5429 | 28.5429 | 28.5429 | 28.5429 | 28.5429 | 28.5429 | 28.5429 | 28.5429 | 28.5429 | 28.5429 | 28.5429 | 28.5429 | 28.5429 | 28.5429 | 28.5429 | 28.5429 | 28.5429 | 28.5429 | 28.5429 | 28.5429 | 28.5429 | 28.5429 | 28.5429 | 28.5429 | 28.5429 | 28.5429 | 28.5429 | 28.5429 | 28.5429 | 28.5429 | 28.5429 | 28.5429 | 28.5429 | 28.5429 | 28.5429 | 28.5429 | 28.5429 | 28.5429 | 28.5429 | 28.5429 | 28.5429 | 28.5429
2727 | 28.5438 | 28.5438 | 28.5438 | 28.5438 | 28.5438 | 28.5438 | 28.5438 | 28.5438 | 28.5438 | 28.5438 | 28.5438 | 28.5438 | 28.5438 | 28.5438 | 28.5438 | 28.5438 | 28.5438 | 28.5438 | 28.5438 | 28.5438 | 28.5438 | 28.5438 | 28.5438 | 28.5438 | 28.5438 | 28.5438 | 28.5438 | 28.5438 | 28.5438 | 28.5438 | 28.5438 | 28.5438 | 28.5438 | 28.5438 | 28.5438 | 28.5438 | 28.5438 | 28.5438 | 28.5438 | 28.5438 | 28.5438 | 28.5438 | 28.5438 | 28.5438 | 28.5438 | 28.5438 | 28.5438 | 28.5438 | 28.5438 | 28.5438 | 28.5438 | 28.5438 | 28.5438 | 28.5438 | 28.5438 | 28.5438 | 28.5438 | 28.5438 | 28.5438 | 28.5438
2728 | 28.5447 | 28.5447 | 28.5447 | 28.5447 | 28.5447 | 28.5447 | 28.5447 | 28.5447 | 28.5447 | 28.5447 | 28.5447 | 28.5447 | 28.5447 | 28.5447 | 28.5447 | 28.5447 | 28.5447 | 28.5447 | 28.5447 | 28.5447 | 28.5447 | 28.5447 | 28.5447 | 28.5447 | 28.5447 | 28.5447 | 28.5447 | 28.5447 | 28.5447 | 28.5447 | 28.5447 | 28.5447 | 28.5447 | 28.5447 | 28.5447 | 28.5447 | 28.5447 | 28.5447 | 28.5447 | 28.5447 | 28.5447 | 28.5447 | 28.5447 | 28.5447 | 28.5447 | 28.5447 | 28.5447 | 28.5447 | 28.5447 | 28.5447 | 28.5447 | 28.5447 | 28.5447 | 28.5447 | 28.5447 | 28.5447 | 28.5447 | 28.5447 | 28.5447 | 28.5447
2729 | 28.5456 | 28.5456 | 28.5456 | 28.5456 | 28.5456 | 28.5456 | 28.5456 | 28.5456 | 28.5456 | 28.5456 | 28.5456 | 28.5456 | 28.5456 | 28.5456 | 28.5456 | 28.5456 | 28.5456 | 28.5456 | 28.5456 | 28.5456 | 28.5456 | 28.5456 | 28.5456 | 28.5456 | 28.5456 | 28.5456 | 28.5456 | 28.5456 | 28.5456 | 28.5456 | 28.5456 | 28.5456 | 28.5456 | 28.5456 | 28.5456 | 28.5456 | 28.5456 | 28.5456 | 28.5456 | 28.5456 | 28.5456 | 28.5456 | 28.5456 | 28.5456 | 28.5456 | 28.5456 | 28.5456 | 28.5456 | 28.5456 | 28.5456 | 28.5456 | 28.5456 | 28.5456 | 28.5456 | 28.5456 | 28.5456 | 28.5456 | 28.5456 | 28.5456 | 28.5456
2730 | 28.5465 | 28.5465 | 28.5465 | 28.5465 | 28.5465 | 28.5465 | 28.5465 | 28.5465 | 28.5465 | 28.5465 | 28.5465 | 28.5465 | 28.5465 | 28.5465 | 28.5465 | 28.5465 | 28.5465 | 28.5465 | 28.5465 | 28.5465 | 28.5465 | 28.5465 | 28.5465 | 28.5465 | 28.5465 | 28.5465 | 28.5465 | 28.5465 | 28.5465 | 28.5465 | 28.5465 | 28.5465 | 28.5465 | 28.5465 | 28.5465 | 28.5465 | 28.5465 | 28.5465 | 28.5465 | 28.5465 | 28.5465 | 28.5465 | 28.5465 | 28.5465 | 28.5465 | 28.5465 | 28.5465 | 28.5465 | 28.5465 | 28.5465 | 28.5465 | 28.5465 | 28.5465 | 28.5465 | 28.5465 | 28.5465 | 28.5465 | 28.5465 | 28.5465 | 28.5465
2731 | 28.5475 | 28.5475 | 28.5475 | 28.5475 | 28.5475 | 28.5475 | 28.5475 | 28.5475 | 28.5475 | 28.5475 | 28.5475 | 28.5475 | 28.5475 | 28.5475 | 28.5475 | 28.5475 | 28.5475 | 28.5475 | 28.5475 | 28.5475 | 28.5475 | 28.5475 | 28.5475 | 28.5475 | 28.5475 | 28.5475 | 28.5475 | 28.5475 | 28.5475 | 28.5475 | 28.5475 | 28.5475 | 28.5475 | 28.5475 | 28.5475 | 28.5475 | 28.5475 | 28.5475 | 28.5475 | 28.5475 | 28.5475 | 28.5475 | 28.5475 | 28.5475 | 28.5475 | 28.5475 | 28.5475 | 28.5475 | 28.5475 | 28.5475 | 28.5475 | 28.5475 | 28.5475 | 28.5475 | 28.5475 | 28.5475 | 28.5475 | 28.5475 | 28.5475 | 28.5475
2732 | 28.5484 | 28.5484 | 28.5484 | 28.5484 | 28.5484 | 28.5484 | 28.5484 | 28.5484 | 28.5484 | 28.5484 | 28.5484 | 28.5484 | 28.5484 | 28.5484 | 28.5484 | 28.5484 | 28.5484 | 28.5484 | 28.5484 | 28.5484 | 28.5484 | 28.5484 | 28.5484 | 28.5484 | 28.5484 | 28.5484 | 28.5484 | 28.5484 | 28.5484 | 28.5484 | 28.5484 | 28.5484 | 28.5484 | 28.5484 | 28.5484 | 28.5484 | 28.5484 | 28.5484 | 28.5484 | 28.5484 | 28.5484 | 28.5484 | 28.5484 | 28.5484 | 28.5484 | 28.5484 | 28.5484 | 28.5484 | 28.5484 | 28.5484 | 28.5484 | 28.5484 | 28.5484 | 28.5484 | 28.5484 | 28.5484 | 28.5484 | 28.5484 | 28.5484 | 28.5484
2733 | 28.5493 | 28.5493 | 28.5493 | 28.5493 | 28.5493 | 28.5493 | 28.5493 | 28.5493 | 28.5493 | 28.5493 | 28.5493 | 28.5493 | 28.5493 | 28.5493 | 28.5493 | 28.5493 | 28.5493 | 28.5493 | 28.5493 | 28.5493 | 28.5493 | 28.5493 | 28.5493 | 28.5493 | 28.5493 | 28.5493 | 28.5493 | 28.5493 | 28.5493 | 28.5493 | 28.5493 | 28.5493 | 28.5493 | 28.5493 | 28.5493 | 28.5493 | 28.5493 | 28.5493 | 28.5493 | 28.5493 | 28.5493 | 28.5493 | 28.5493 | 28.5493 | 28.5493 | 28.5493 | 28.5493 | 28.5493 | 28.5493 | 28.5493 | 28.5493 | 28.5493 | 28.5493 | 28.5493 | 28.5493 | 28.5493 | 28.5493 | 28.5493 | 28.5493 | 28.5493
2734 | 28.5502 | 28.5502 | 28.5502 | 28.5502 | 28.5502 | 28.5502 | 28.5502 | 28.5502 | 28.5502 | 28.5502 | 28.5502 | 28.5502 | 28.5502 | 28.5502 | 28.5502 | 28.5502 | 28.5502 | 28.5502 | 28.5502 | 28.5502 | 28.5502 | 28.5502 | 28.5502 | 28.5502 | 28.5502 | 28.5502 | 28.5502 | 28.5502 | 28.5502 | 28.5502 | 28.5502 | 28.5502 | 28.5502 | 28.5502 | 28.5502 | 28.5502 | 28.5502 | 28.5502 | 28.5502 | 28.5502 | 28.5502 | 28.5502 | 28.5502 | 28.5502 | 28.5502 | 28.5502 | 28.5502 | 28.5502 | 28.5502 | 28.5502 | 28.5502 | 28.5502 | 28.5502 | 28.5502 | 28.5502 | 28.5502 | 28.5502 | 28.5502 | 28.5502 | 28.5502
2735 | 28.5511 | 28.5511 | 28.5511 | 28.5511 | 28.5511 | 28.5511 | 28.5511 | 28.5511 | 28.5511 | 28.5511 | 28.5511 | 28.5511 | 28.5511 | 28.5511 | 28.5511 | 28.5511 | 28.5511 | 28.5511 | 28.5511 | 28.5511 | 28.5511 | 28.5511 | 28.5511 | 28.5511 | 28.5511 | 28.5511 | 28.5511 | 28.5511 | 28.5511 | 28.5511 | 28.5511 | 28.5511 | 28.5511 | 28.5511 | 28.5511 | 28.5511 | 28.5511 | 28.5511 | 28.5511 | 28.5511 | 28.5511 | 28.5511 | 28.5511 | 28.5511 | 28.5511 | 28.5511 | 28.5511 | 28.5511 | 28.5511 | 28.5511 | 28.5511 | 28.5511 | 28.5511 | 28.5511 | 28.5511 | 28.5511 | 28.5511 | 28.5511 | 28.5511 | 28.5511
2736 | 28.552 | 28.552 | 28.552 | 28.552 | 28.552 | 28.552 | 28.552 | 28.552 | 28.552 | 28.552 | 28.552 | 28.552 | 28.552 | 28.552 | 28.552 | 28.552 | 28.552 | 28.552 | 28.552 | 28.552 | 28.552 | 28.552 | 28.552 | 28.552 | 28.552 | 28.552 | 28.552 | 28.552 | 28.552 | 28.552 | 28.552 | 28.552 | 28.552 | 28.552 | 28.552 | 28.552 | 28.552 | 28.552 | 28.552 | 28.552 | 28.552 | 28.552 | 28.552 | 28.552 | 28.552 | 28.552 | 28.552 | 28.552 | 28.552 | 28.552 | 28.552 | 28.552 | 28.552 | 28.552 | 28.552 | 28.552 | 28.552 | 28.552 | 28.552 | 28.552
2737 | 28.5529 | 28.5529 | 28.5529 | 28.5529 | 28.5529 | 28.5529 | 28.5529 | 28.5529 | 28.5529 | 28.5529 | 28.5529 | 28.5529 | 28.5529 | 28.5529 | 28.5529 | 28.5529 | 28.5529 | 28.5529 | 28.5529 | 28.5529 | 28.5529 | 28.5529 | 28.5529 | 28.5529 | 28.5529 | 28.5529 | 28.5529 | 28.5529 | 28.5529 | 28.5529 | 28.5529 | 28.5529 | 28.5529 | 28.5529 | 28.5529 | 28.5529 | 28.5529 | 28.5529 | 28.5529 | 28.5529 | 28.5529 | 28.5529 | 28.5529 | 28.5529 | 28.5529 | 28.5529 | 28.5529 | 28.5529 | 28.5529 | 28.5529 | 28.5529 | 28.5529 | 28.5529 | 28.5529 | 28.5529 | 28.5529 | 28.5529 | 28.5529 | 28.5529 | 28.5529
2738 | 28.5539 | 28.5539 | 28.5539 | 28.5539 | 28.5539 | 28.5539 | 28.5539 | 28.5539 | 28.5539 | 28.5539 | 28.5539 | 28.5539 | 28.5539 | 28.5539 | 28.5539 | 28.5539 | 28.5539 | 28.5539 | 28.5539 | 28.5539 | 28.5539 | 28.5539 | 28.5539 | 28.5539 | 28.5539 | 28.5539 | 28.5539 | 28.5539 | 28.5539 | 28.5539 | 28.5539 | 28.5539 | 28.5539 | 28.5539 | 28.5539 | 28.5539 | 28.5539 | 28.5539 | 28.5539 | 28.5539 | 28.5539 | 28.5539 | 28.5539 | 28.5539 | 28.5539 | 28.5539 | 28.5539 | 28.5539 | 28.5539 | 28.5539 | 28.5539 | 28.5539 | 28.5539 | 28.5539 | 28.5539 | 28.5539 | 28.5539 | 28.5539 | 28.5539 | 28.5539
2739 | 28.5548 | 28.5548 | 28.5548 | 28.5548 | 28.5548 | 28.5548 | 28.5548 | 28.5548 | 28.5548 | 28.5548 | 28.5548 | 28.5548 | 28.5548 | 28.5548 | 28.5548 | 28.5548 | 28.5548 | 28.5548 | 28.5548 | 28.5548 | 28.5548 | 28.5548 | 28.5548 | 28.5548 | 28.5548 | 28.5548 | 28.5548 | 28.5548 | 28.5548 | 28.5548 | 28.5548 | 28.5548 | 28.5548 | 28.5548 | 28.5548 | 28.5548 | 28.5548 | 28.5548 | 28.5548 | 28.5548 | 28.5548 | 28.5548 | 28.5548 | 28.5548 | 28.5548 | 28.5548 | 28.5548 | 28.5548 | 28.5548 | 28.5548 | 28.5548 | 28.5548 | 28.5548 | 28.5548 | 28.5548 | 28.5548 | 28.5548 | 28.5548 | 28.5548 | 28.5548
2740 | 28.5557 | 28.5557 | 28.5557 | 28.5557 | 28.5557 | 28.5557 | 28.5557 | 28.5557 | 28.5557 | 28.5557 | 28.5557 | 28.5557 | 28.5557 | 28.5557 | 28.5557 | 28.5557 | 28.5557 | 28.5557 | 28.5557 | 28.5557 | 28.5557 | 28.5557 | 28.5557 | 28.5557 | 28.5557 | 28.5557 | 28.5557 | 28.5557 | 28.5557 | 28.5557 | 28.5557 | 28.5557 | 28.5557 | 28.5557 | 28.5557 | 28.5557 | 28.5557 | 28.5557 | 28.5557 | 28.5557 | 28.5557 | 28.5557 | 28.5557 | 28.5557 | 28.5557 | 28.5557 | 28.5557 | 28.5557 | 28.5557 | 28.5557 | 28.5557 | 28.5557 | 28.5557 | 28.5557 | 28.5557 | 28.5557 | 28.5557 | 28.5557 | 28.5557 | 28.5557
2741 | 28.5566 | 28.5566 | 28.5566 | 28.5566 | 28.5566 | 28.5566 | 28.5566 | 28.5566 | 28.5566 | 28.5566 | 28.5566 | 28.5566 | 28.5566 | 28.5566 | 28.5566 | 28.5566 | 28.5566 | 28.5566 | 28.5566 | 28.5566 | 28.5566 | 28.5566 | 28.5566 | 28.5566 | 28.5566 | 28.5566 | 28.5566 | 28.5566 | 28.5566 | 28.5566 | 28.5566 | 28.5566 | 28.5566 | 28.5566 | 28.5566 | 28.5566 | 28.5566 | 28.5566 | 28.5566 | 28.5566 | 28.5566 | 28.5566 | 28.5566 | 28.5566 | 28.5566 | 28.5566 | 28.5566 | 28.5566 | 28.5566 | 28.5566 | 28.5566 | 28.5566 | 28.5566 | 28.5566 | 28.5566 | 28.5566 | 28.5566 | 28.5566 | 28.5566 | 28.5566
2742 | 28.5575 | 28.5575 | 28.5575 | 28.5575 | 28.5575 | 28.5575 | 28.5575 | 28.5575 | 28.5575 | 28.5575 | 28.5575 | 28.5575 | 28.5575 | 28.5575 | 28.5575 | 28.5575 | 28.5575 | 28.5575 | 28.5575 | 28.5575 | 28.5575 | 28.5575 | 28.5575 | 28.5575 | 28.5575 | 28.5575 | 28.5575 | 28.5575 | 28.5575 | 28.5575 | 28.5575 | 28.5575 | 28.5575 | 28.5575 | 28.5575 | 28.5575 | 28.5575 | 28.5575 | 28.5575 | 28.5575 | 28.5575 | 28.5575 | 28.5575 | 28.5575 | 28.5575 | 28.5575 | 28.5575 | 28.5575 | 28.5575 | 28.5575 | 28.5575 | 28.5575 | 28.5575 | 28.5575 | 28.5575 | 28.5575 | 28.5575 | 28.5575 | 28.5575 | 28.5575
2743 | 28.5584 | 28.5584 | 28.5584 | 28.5584 | 28.5584 | 28.5584 | 28.5584 | 28.5584 | 28.5584 | 28.5584 | 28.5584 | 28.5584 | 28.5584 | 28.5584 | 28.5584 | 28.5584 | 28.5584 | 28.5584 | 28.5584 | 28.5584 | 28.5584 | 28.5584 | 28.5584 | 28.5584 | 28.5584 | 28.5584 | 28.5584 | 28.5584 | 28.5584 | 28.5584 | 28.5584 | 28.5584 | 28.5584 | 28.5584 | 28.5584 | 28.5584 | 28.5584 | 28.5584 | 28.5584 | 28.5584 | 28.5584 | 28.5584 | 28.5584 | 28.5584 | 28.5584 | 28.5584 | 28.5584 | 28.5584 | 28.5584 | 28.5584 | 28.5584 | 28.5584 | 28.5584 | 28.5584 | 28.5584 | 28.5584 | 28.5584 | 28.5584 | 28.5584 | 28.5584
2744 | 28.5593 | 28.5593 | 28.5593 | 28.5593 | 28.5593 | 28.5593 | 28.5593 | 28.5593 | 28.5593 | 28.5593 | 28.5593 | 28.5593 | 28.5593 | 28.5593 | 28.5593 | 28.5593 | 28.5593 | 28.5593 | 28.5593 | 28.5593 | 28.5593 | 28.5593 | 28.5593 | 28.5593 | 28.5593 | 28.5593 | 28.5593 | 28.5593 | 28.5593 | 28.5593 | 28.5593 | 28.5593 | 28.5593 | 28.5593 | 28.5593 | 28.5593 | 28.5593 | 28.5593 | 28.5593 | 28.5593 | 28.5593 | 28.5593 | 28.5593 | 28.5593 | 28.5593 | 28.5593 | 28.5593 | 28.5593 | 28.5593 | 28.5593 | 28.5593 | 28.5593 | 28.5593 | 28.5593 | 28.5593 | 28.5593 | 28.5593 | 28.5593 | 28.5593 | 28.5593
2745 | 28.5602 | 28.5602 | 28.5602 | 28.5602 | 28.5602 | 28.5602 | 28.5602 | 28.5602 | 28.5602 | 28.5602 | 28.5602 | 28.5602 | 28.5602 | 28.5602 | 28.5602 | 28.5602 | 28.5602 | 28.5602 | 28.5602 | 28.5602 | 28.5602 | 28.5602 | 28.5602 | 28.5602 | 28.5602 | 28.5602 | 28.5602 | 28.5602 | 28.5602 | 28.5602 | 28.5602 | 28.5602 | 28.5602 | 28.5602 | 28.5602 | 28.5602 | 28.5602 | 28.5602 | 28.5602 | 28.5602 | 28.5602 | 28.5602 | 28.5602 | 28.5602 | 28.5602 | 28.5602 | 28.5602 | 28.5602 | 28.5602 | 28.5602 | 28.5602 | 28.5602 | 28.5602 | 28.5602 | 28.5602 | 28.5602 | 28.5602 | 28.5602 | 28.5602 | 28.5602
2746 | 28.5611 | 28.5611 | 28.5611 | 28.5611 | 28.5611 | 28.5611 | 28.5611 | 28.5611 | 28.5611 | 28.5611 | 28.5611 | 28.5611 | 28.5611 | 28.5611 | 28.5611 | 28.5611 | 28.5611 | 28.5611 | 28.5611 | 28.5611 | 28.5611 | 28.5611 | 28.5611 | 28.5611 | 28.5611 | 28.5611 | 28.5611 | 28.5611 | 28.5611 | 28.5611 | 28.5611 | 28.5611 | 28.5611 | 28.5611 | 28.5611 | 28.5611 | 28.5611 | 28.5611 | 28.5611 | 28.5611 | 28.5611 | 28.5611 | 28.5611 | 28.5611 | 28.5611 | 28.5611 | 28.5611 | 28.5611 | 28.5611 | 28.5611 | 28.5611 | 28.5611 | 28.5611 | 28.5611 | 28.5611 | 28.5611 | 28.5611 | 28.5611 | 28.5611 | 28.5611
2747 | 28.5621 | 28.5621 | 28.5621 | 28.5621 | 28.5621 | 28.5621 | 28.5621 | 28.5621 | 28.5621 | 28.5621 | 28.5621 | 28.5621 | 28.5621 | 28.5621 | 28.5621 | 28.5621 | 28.5621 | 28.5621 | 28.5621 | 28.5621 | 28.5621 | 28.5621 | 28.5621 | 28.5621 | 28.5621 | 28.5621 | 28.5621 | 28.5621 | 28.5621 | 28.5621 | 28.5621 | 28.5621 | 28.5621 | 28.5621 | 28.5621 | 28.5621 | 28.5621 | 28.5621 | 28.5621 | 28.5621 | 28.5621 | 28.5621 | 28.5621 | 28.5621 | 28.5621 | 28.5621 | 28.5621 | 28.5621 | 28.5621 | 28.5621 | 28.5621 | 28.5621 | 28.5621 | 28.5621 | 28.5621 | 28.5621 | 28.5621 | 28.5621 | 28.5621 | 28.5621
2748 | 28.563 | 28.563 | 28.563 | 28.563 | 28.563 | 28.563 | 28.563 | 28.563 | 28.563 | 28.563 | 28.563 | 28.563 | 28.563 | 28.563 | 28.563 | 28.563 | 28.563 | 28.563 | 28.563 | 28.563 | 28.563 | 28.563 | 28.563 | 28.563 | 28.563 | 28.563 | 28.563 | 28.563 | 28.563 | 28.563 | 28.563 | 28.563 | 28.563 | 28.563 | 28.563 | 28.563 | 28.563 | 28.563 | 28.563 | 28.563 | 28.563 | 28.563 | 28.563 | 28.563 | 28.563 | 28.563 | 28.563 | 28.563 | 28.563 | 28.563 | 28.563 | 28.563 | 28.563 | 28.563 | 28.563 | 28.563 | 28.563 | 28.563 | 28.563 | 28.563
2749 | 28.5639 | 28.5639 | 28.5639 | 28.5639 | 28.5639 | 28.5639 | 28.5639 | 28.5639 | 28.5639 | 28.5639 | 28.5639 | 28.5639 | 28.5639 | 28.5639 | 28.5639 | 28.5639 | 28.5639 | 28.5639 | 28.5639 | 28.5639 | 28.5639 | 28.5639 | 28.5639 | 28.5639 | 28.5639 | 28.5639 | 28.5639 | 28.5639 | 28.5639 | 28.5639 | 28.5639 | 28.5639 | 28.5639 | 28.5639 | 28.5639 | 28.5639 | 28.5639 | 28.5639 | 28.5639 | 28.5639 | 28.5639 | 28.5639 | 28.5639 | 28.5639 | 28.5639 | 28.5639 | 28.5639 | 28.5639 | 28.5639 | 28.5639 | 28.5639 | 28.5639 | 28.5639 | 28.5639 | 28.5639 | 28.5639 | 28.5639 | 28.5639 | 28.5639 | 28.5639
2750 | 28.5648 | 28.5648 | 28.5648 | 28.5648 | 28.5648 | 28.5648 | 28.5648 | 28.5648 | 28.5648 | 28.5648 | 28.5648 | 28.5648 | 28.5648 | 28.5648 | 28.5648 | 28.5648 | 28.5648 | 28.5648 | 28.5648 | 28.5648 | 28.5648 | 28.5648 | 28.5648 | 28.5648 | 28.5648 | 28.5648 | 28.5648 | 28.5648 | 28.5648 | 28.5648 | 28.5648 | 28.5648 | 28.5648 | 28.5648 | 28.5648 | 28.5648 | 28.5648 | 28.5648 | 28.5648 | 28.5648 | 28.5648 | 28.5648 | 28.5648 | 28.5648 | 28.5648 | 28.5648 | 28.5648 | 28.5648 | 28.5648 | 28.5648 | 28.5648 | 28.5648 | 28.5648 | 28.5648 | 28.5648 | 28.5648 | 28.5648 | 28.5648 | 28.5648 | 28.5648
2751 | 28.5657 | 28.5657 | 28.5657 | 28.5657 | 28.5657 | 28.5657 | 28.5657 | 28.5657 | 28.5657 | 28.5657 | 28.5657 | 28.5657 | 28.5657 | 28.5657 | 28.5657 | 28.5657 | 28.5657 | 28.5657 | 28.5657 | 28.5657 | 28.5657 | 28.5657 | 28.5657 | 28.5657 | 28.5657 | 28.5657 | 28.5657 | 28.5657 | 28.5657 | 28.5657 | 28.5657 | 28.5657 | 28.5657 | 28.5657 | 28.5657 | 28.5657 | 28.5657 | 28.5657 | 28.5657 | 28.5657 | 28.5657 | 28.5657 | 28.5657 | 28.5657 | 28.5657 | 28.5657 | 28.5657 | 28.5657 | 28.5657 | 28.5657 | 28.5657 | 28.5657 | 28.5657 | 28.5657 | 28.5657 | 28.5657 | 28.5657 | 28.5657 | 28.5657 | 28.5657
2752 | 28.5666 | 28.5666 | 28.5666 | 28.5666 | 28.5666 | 28.5666 | 28.5666 | 28.5666 | 28.5666 | 28.5666 | 28.5666 | 28.5666 | 28.5666 | 28.5666 | 28.5666 | 28.5666 | 28.5666 | 28.5666 | 28.5666 | 28.5666 | 28.5666 | 28.5666 | 28.5666 | 28.5666 | 28.5666 | 28.5666 | 28.5666 | 28.5666 | 28.5666 | 28.5666 | 28.5666 | 28.5666 | 28.5666 | 28.5666 | 28.5666 | 28.5666 | 28.5666 | 28.5666 | 28.5666 | 28.5666 | 28.5666 | 28.5666 | 28.5666 | 28.5666 | 28.5666 | 28.5666 | 28.5666 | 28.5666 | 28.5666 | 28.5666 | 28.5666 | 28.5666 | 28.5666 | 28.5666 | 28.5666 | 28.5666 | 28.5666 | 28.5666 | 28.5666 | 28.5666
2753 | 28.5675 | 28.5675 | 28.5675 | 28.5675 | 28.5675 | 28.5675 | 28.5675 | 28.5675 | 28.5675 | 28.5675 | 28.5675 | 28.5675 | 28.5675 | 28.5675 | 28.5675 | 28.5675 | 28.5675 | 28.5675 | 28.5675 | 28.5675 | 28.5675 | 28.5675 | 28.5675 | 28.5675 | 28.5675 | 28.5675 | 28.5675 | 28.5675 | 28.5675 | 28.5675 | 28.5675 | 28.5675 | 28.5675 | 28.5675 | 28.5675 | 28.5675 | 28.5675 | 28.5675 | 28.5675 | 28.5675 | 28.5675 | 28.5675 | 28.5675 | 28.5675 | 28.5675 | 28.5675 | 28.5675 | 28.5675 | 28.5675 | 28.5675 | 28.5675 | 28.5675 | 28.5675 | 28.5675 | 28.5675 | 28.5675 | 28.5675 | 28.5675 | 28.5675 | 28.5675
2754 | 28.5684 | 28.5684 | 28.5684 | 28.5684 | 28.5684 | 28.5684 | 28.5684 | 28.5684 | 28.5684 | 28.5684 | 28.5684 | 28.5684 | 28.5684 | 28.5684 | 28.5684 | 28.5684 | 28.5684 | 28.5684 | 28.5684 | 28.5684 | 28.5684 | 28.5684 | 28.5684 | 28.5684 | 28.5684 | 28.5684 | 28.5684 | 28.5684 | 28.5684 | 28.5684 | 28.5684 | 28.5684 | 28.5684 | 28.5684 | 28.5684 | 28.5684 | 28.5684 | 28.5684 | 28.5684 | 28.5684 | 28.5684 | 28.5684 | 28.5684 | 28.5684 | 28.5684 | 28.5684 | 28.5684 | 28.5684 | 28.5684 | 28.5684 | 28.5684 | 28.5684 | 28.5684 | 28.5684 | 28.5684 | 28.5684 | 28.5684 | 28.5684 | 28.5684 | 28.5684
2755 | 28.5693 | 28.5693 | 28.5693 | 28.5693 | 28.5693 | 28.5693 | 28.5693 | 28.5693 | 28.5693 | 28.5693 | 28.5693 | 28.5693 | 28.5693 | 28.5693 | 28.5693 | 28.5693 | 28.5693 | 28.5693 | 28.5693 | 28.5693 | 28.5693 | 28.5693 | 28.5693 | 28.5693 | 28.5693 | 28.5693 | 28.5693 | 28.5693 | 28.5693 | 28.5693 | 28.5693 | 28.5693 | 28.5693 | 28.5693 | 28.5693 | 28.5693 | 28.5693 | 28.5693 | 28.5693 | 28.5693 | 28.5693 | 28.5693 | 28.5693 | 28.5693 | 28.5693 | 28.5693 | 28.5693 | 28.5693 | 28.5693 | 28.5693 | 28.5693 | 28.5693 | 28.5693 | 28.5693 | 28.5693 | 28.5693 | 28.5693 | 28.5693 | 28.5693 | 28.5693
2756 | 28.5702 | 28.5702 | 28.5702 | 28.5702 | 28.5702 | 28.5702 | 28.5702 | 28.5702 | 28.5702 | 28.5702 | 28.5702 | 28.5702 | 28.5702 | 28.5702 | 28.5702 | 28.5702 | 28.5702 | 28.5702 | 28.5702 | 28.5702 | 28.5702 | 28.5702 | 28.5702 | 28.5702 | 28.5702 | 28.5702 | 28.5702 | 28.5702 | 28.5702 | 28.5702 | 28.5702 | 28.5702 | 28.5702 | 28.5702 | 28.5702 | 28.5702 | 28.5702 | 28.5702 | 28.5702 | 28.5702 | 28.5702 | 28.5702 | 28.5702 | 28.5702 | 28.5702 | 28.5702 | 28.5702 | 28.5702 | 28.5702 | 28.5702 | 28.5702 | 28.5702 | 28.5702 | 28.5702 | 28.5702 | 28.5702 | 28.5702 | 28.5702 | 28.5702 | 28.5702
2757 | 28.5711 | 28.5711 | 28.5711 | 28.5711 | 28.5711 | 28.5711 | 28.5711 | 28.5711 | 28.5711 | 28.5711 | 28.5711 | 28.5711 | 28.5711 | 28.5711 | 28.5711 | 28.5711 | 28.5711 | 28.5711 | 28.5711 | 28.5711 | 28.5711 | 28.5711 | 28.5711 | 28.5711 | 28.5711 | 28.5711 | 28.5711 | 28.5711 | 28.5711 | 28.5711 | 28.5711 | 28.5711 | 28.5711 | 28.5711 | 28.5711 | 28.5711 | 28.5711 | 28.5711 | 28.5711 | 28.5711 | 28.5711 | 28.5711 | 28.5711 | 28.5711 | 28.5711 | 28.5711 | 28.5711 | 28.5711 | 28.5711 | 28.5711 | 28.5711 | 28.5711 | 28.5711 | 28.5711 | 28.5711 | 28.5711 | 28.5711 | 28.5711 | 28.5711 | 28.5711
2758 | 28.572 | 28.572 | 28.572 | 28.572 | 28.572 | 28.572 | 28.572 | 28.572 | 28.572 | 28.572 | 28.572 | 28.572 | 28.572 | 28.572 | 28.572 | 28.572 | 28.572 | 28.572 | 28.572 | 28.572 | 28.572 | 28.572 | 28.572 | 28.572 | 28.572 | 28.572 | 28.572 | 28.572 | 28.572 | 28.572 | 28.572 | 28.572 | 28.572 | 28.572 | 28.572 | 28.572 | 28.572 | 28.572 | 28.572 | 28.572 | 28.572 | 28.572 | 28.572 | 28.572 | 28.572 | 28.572 | 28.572 | 28.572 | 28.572 | 28.572 | 28.572 | 28.572 | 28.572 | 28.572 | 28.572 | 28.572 | 28.572 | 28.572 | 28.572 | 28.572
2759 | 28.573 | 28.573 | 28.573 | 28.573 | 28.573 | 28.573 | 28.573 | 28.573 | 28.573 | 28.573 | 28.573 | 28.573 | 28.573 | 28.573 | 28.573 | 28.573 | 28.573 | 28.573 | 28.573 | 28.573 | 28.573 | 28.573 | 28.573 | 28.573 | 28.573 | 28.573 | 28.573 | 28.573 | 28.573 | 28.573 | 28.573 | 28.573 | 28.573 | 28.573 | 28.573 | 28.573 | 28.573 | 28.573 | 28.573 | 28.573 | 28.573 | 28.573 | 28.573 | 28.573 | 28.573 | 28.573 | 28.573 | 28.573 | 28.573 | 28.573 | 28.573 | 28.573 | 28.573 | 28.573 | 28.573 | 28.573 | 28.573 | 28.573 | 28.573 | 28.573
2760 | 28.5739 | 28.5739 | 28.5739 | 28.5739 | 28.5739 | 28.5739 | 28.5739 | 28.5739 | 28.5739 | 28.5739 | 28.5739 | 28.5739 | 28.5739 | 28.5739 | 28.5739 | 28.5739 | 28.5739 | 28.5739 | 28.5739 | 28.5739 | 28.5739 | 28.5739 | 28.5739 | 28.5739 | 28.5739 | 28.5739 | 28.5739 | 28.5739 | 28.5739 | 28.5739 | 28.5739 | 28.5739 | 28.5739 | 28.5739 | 28.5739 | 28.5739 | 28.5739 | 28.5739 | 28.5739 | 28.5739 | 28.5739 | 28.5739 | 28.5739 | 28.5739 | 28.5739 | 28.5739 | 28.5739 | 28.5739 | 28.5739 | 28.5739 | 28.5739 | 28.5739 | 28.5739 | 28.5739 | 28.5739 | 28.5739 | 28.5739 | 28.5739 | 28.5739 | 28.5739
2761 | 28.5748 | 28.5748 | 28.5748 | 28.5748 | 28.5748 | 28.5748 | 28.5748 | 28.5748 | 28.5748 | 28.5748 | 28.5748 | 28.5748 | 28.5748 | 28.5748 | 28.5748 | 28.5748 | 28.5748 | 28.5748 | 28.5748 | 28.5748 | 28.5748 | 28.5748 | 28.5748 | 28.5748 | 28.5748 | 28.5748 | 28.5748 | 28.5748 | 28.5748 | 28.5748 | 28.5748 | 28.5748 | 28.5748 | 28.5748 | 28.5748 | 28.5748 | 28.5748 | 28.5748 | 28.5748 | 28.5748 | 28.5748 | 28.5748 | 28.5748 | 28.5748 | 28.5748 | 28.5748 | 28.5748 | 28.5748 | 28.5748 | 28.5748 | 28.5748 | 28.5748 | 28.5748 | 28.5748 | 28.5748 | 28.5748 | 28.5748 | 28.5748 | 28.5748 | 28.5748
2762 | 28.5757 | 28.5757 | 28.5757 | 28.5757 | 28.5757 | 28.5757 | 28.5757 | 28.5757 | 28.5757 | 28.5757 | 28.5757 | 28.5757 | 28.5757 | 28.5757 | 28.5757 | 28.5757 | 28.5757 | 28.5757 | 28.5757 | 28.5757 | 28.5757 | 28.5757 | 28.5757 | 28.5757 | 28.5757 | 28.5757 | 28.5757 | 28.5757 | 28.5757 | 28.5757 | 28.5757 | 28.5757 | 28.5757 | 28.5757 | 28.5757 | 28.5757 | 28.5757 | 28.5757 | 28.5757 | 28.5757 | 28.5757 | 28.5757 | 28.5757 | 28.5757 | 28.5757 | 28.5757 | 28.5757 | 28.5757 | 28.5757 | 28.5757 | 28.5757 | 28.5757 | 28.5757 | 28.5757 | 28.5757 | 28.5757 | 28.5757 | 28.5757 | 28.5757 | 28.5757
2763 | 28.5766 | 28.5766 | 28.5766 | 28.5766 | 28.5766 | 28.5766 | 28.5766 | 28.5766 | 28.5766 | 28.5766 | 28.5766 | 28.5766 | 28.5766 | 28.5766 | 28.5766 | 28.5766 | 28.5766 | 28.5766 | 28.5766 | 28.5766 | 28.5766 | 28.5766 | 28.5766 | 28.5766 | 28.5766 | 28.5766 | 28.5766 | 28.5766 | 28.5766 | 28.5766 | 28.5766 | 28.5766 | 28.5766 | 28.5766 | 28.5766 | 28.5766 | 28.5766 | 28.5766 | 28.5766 | 28.5766 | 28.5766 | 28.5766 | 28.5766 | 28.5766 | 28.5766 | 28.5766 | 28.5766 | 28.5766 | 28.5766 | 28.5766 | 28.5766 | 28.5766 | 28.5766 | 28.5766 | 28.5766 | 28.5766 | 28.5766 | 28.5766 | 28.5766 | 28.5766
2764 | 28.5775 | 28.5775 | 28.5775 | 28.5775 | 28.5775 | 28.5775 | 28.5775 | 28.5775 | 28.5775 | 28.5775 | 28.5775 | 28.5775 | 28.5775 | 28.5775 | 28.5775 | 28.5775 | 28.5775 | 28.5775 | 28.5775 | 28.5775 | 28.5775 | 28.5775 | 28.5775 | 28.5775 | 28.5775 | 28.5775 | 28.5775 | 28.5775 | 28.5775 | 28.5775 | 28.5775 | 28.5775 | 28.5775 | 28.5775 | 28.5775 | 28.5775 | 28.5775 | 28.5775 | 28.5775 | 28.5775 | 28.5775 | 28.5775 | 28.5775 | 28.5775 | 28.5775 | 28.5775 | 28.5775 | 28.5775 | 28.5775 | 28.5775 | 28.5775 | 28.5775 | 28.5775 | 28.5775 | 28.5775 | 28.5775 | 28.5775 | 28.5775 | 28.5775 | 28.5775
2765 | 28.5784 | 28.5784 | 28.5784 | 28.5784 | 28.5784 | 28.5784 | 28.5784 | 28.5784 | 28.5784 | 28.5784 | 28.5784 | 28.5784 | 28.5784 | 28.5784 | 28.5784 | 28.5784 | 28.5784 | 28.5784 | 28.5784 | 28.5784 | 28.5784 | 28.5784 | 28.5784 | 28.5784 | 28.5784 | 28.5784 | 28.5784 | 28.5784 | 28.5784 | 28.5784 | 28.5784 | 28.5784 | 28.5784 | 28.5784 | 28.5784 | 28.5784 | 28.5784 | 28.5784 | 28.5784 | 28.5784 | 28.5784 | 28.5784 | 28.5784 | 28.5784 | 28.5784 | 28.5784 | 28.5784 | 28.5784 | 28.5784 | 28.5784 | 28.5784 | 28.5784 | 28.5784 | 28.5784 | 28.5784 | 28.5784 | 28.5784 | 28.5784 | 28.5784 | 28.5784
2766 | 28.5793 | 28.5793 | 28.5793 | 28.5793 | 28.5793 | 28.5793 | 28.5793 | 28.5793 | 28.5793 | 28.5793 | 28.5793 | 28.5793 | 28.5793 | 28.5793 | 28.5793 | 28.5793 | 28.5793 | 28.5793 | 28.5793 | 28.5793 | 28.5793 | 28.5793 | 28.5793 | 28.5793 | 28.5793 | 28.5793 | 28.5793 | 28.5793 | 28.5793 | 28.5793 | 28.5793 | 28.5793 | 28.5793 | 28.5793 | 28.5793 | 28.5793 | 28.5793 | 28.5793 | 28.5793 | 28.5793 | 28.5793 | 28.5793 | 28.5793 | 28.5793 | 28.5793 | 28.5793 | 28.5793 | 28.5793 | 28.5793 | 28.5793 | 28.5793 | 28.5793 | 28.5793 | 28.5793 | 28.5793 | 28.5793 | 28.5793 | 28.5793 | 28.5793 | 28.5793
2767 | 28.5802 | 28.5802 | 28.5802 | 28.5802 | 28.5802 | 28.5802 | 28.5802 | 28.5802 | 28.5802 | 28.5802 | 28.5802 | 28.5802 | 28.5802 | 28.5802 | 28.5802 | 28.5802 | 28.5802 | 28.5802 | 28.5802 | 28.5802 | 28.5802 | 28.5802 | 28.5802 | 28.5802 | 28.5802 | 28.5802 | 28.5802 | 28.5802 | 28.5802 | 28.5802 | 28.5802 | 28.5802 | 28.5802 | 28.5802 | 28.5802 | 28.5802 | 28.5802 | 28.5802 | 28.5802 | 28.5802 | 28.5802 | 28.5802 | 28.5802 | 28.5802 | 28.5802 | 28.5802 | 28.5802 | 28.5802 | 28.5802 | 28.5802 | 28.5802 | 28.5802 | 28.5802 | 28.5802 | 28.5802 | 28.5802 | 28.5802 | 28.5802 | 28.5802 | 28.5802
2768 | 28.5811 | 28.5811 | 28.5811 | 28.5811 | 28.5811 | 28.5811 | 28.5811 | 28.5811 | 28.5811 | 28.5811 | 28.5811 | 28.5811 | 28.5811 | 28.5811 | 28.5811 | 28.5811 | 28.5811 | 28.5811 | 28.5811 | 28.5811 | 28.5811 | 28.5811 | 28.5811 | 28.5811 | 28.5811 | 28.5811 | 28.5811 | 28.5811 | 28.5811 | 28.5811 | 28.5811 | 28.5811 | 28.5811 | 28.5811 | 28.5811 | 28.5811 | 28.5811 | 28.5811 | 28.5811 | 28.5811 | 28.5811 | 28.5811 | 28.5811 | 28.5811 | 28.5811 | 28.5811 | 28.5811 | 28.5811 | 28.5811 | 28.5811 | 28.5811 | 28.5811 | 28.5811 | 28.5811 | 28.5811 | 28.5811 | 28.5811 | 28.5811 | 28.5811 | 28.5811
2769 | 28.582 | 28.582 | 28.582 | 28.582 | 28.582 | 28.582 | 28.582 | 28.582 | 28.582 | 28.582 | 28.582 | 28.582 | 28.582 | 28.582 | 28.582 | 28.582 | 28.582 | 28.582 | 28.582 | 28.582 | 28.582 | 28.582 | 28.582 | 28.582 | 28.582 | 28.582 | 28.582 | 28.582 | 28.582 | 28.582 | 28.582 | 28.582 | 28.582 | 28.582 | 28.582 | 28.582 | 28.582 | 28.582 | 28.582 | 28.582 | 28.582 | 28.582 | 28.582 | 28.582 | 28.582 | 28.582 | 28.582 | 28.582 | 28.582 | 28.582 | 28.582 | 28.582 | 28.582 | 28.582 | 28.582 | 28.582 | 28.582 | 28.582 | 28.582 | 28.582
2770 | 28.5829 | 28.5829 | 28.5829 | 28.5829 | 28.5829 | 28.5829 | 28.5829 | 28.5829 | 28.5829 | 28.5829 | 28.5829 | 28.5829 | 28.5829 | 28.5829 | 28.5829 | 28.5829 | 28.5829 | 28.5829 | 28.5829 | 28.5829 | 28.5829 | 28.5829 | 28.5829 | 28.5829 | 28.5829 | 28.5829 | 28.5829 | 28.5829 | 28.5829 | 28.5829 | 28.5829 | 28.5829 | 28.5829 | 28.5829 | 28.5829 | 28.5829 | 28.5829 | 28.5829 | 28.5829 | 28.5829 | 28.5829 | 28.5829 | 28.5829 | 28.5829 | 28.5829 | 28.5829 | 28.5829 | 28.5829 | 28.5829 | 28.5829 | 28.5829 | 28.5829 | 28.5829 | 28.5829 | 28.5829 | 28.5829 | 28.5829 | 28.5829 | 28.5829 | 28.5829
2771 | 28.5838 | 28.5838 | 28.5838 | 28.5838 | 28.5838 | 28.5838 | 28.5838 | 28.5838 | 28.5838 | 28.5838 | 28.5838 | 28.5838 | 28.5838 | 28.5838 | 28.5838 | 28.5838 | 28.5838 | 28.5838 | 28.5838 | 28.5838 | 28.5838 | 28.5838 | 28.5838 | 28.5838 | 28.5838 | 28.5838 | 28.5838 | 28.5838 | 28.5838 | 28.5838 | 28.5838 | 28.5838 | 28.5838 | 28.5838 | 28.5838 | 28.5838 | 28.5838 | 28.5838 | 28.5838 | 28.5838 | 28.5838 | 28.5838 | 28.5838 | 28.5838 | 28.5838 | 28.5838 | 28.5838 | 28.5838 | 28.5838 | 28.5838 | 28.5838 | 28.5838 | 28.5838 | 28.5838 | 28.5838 | 28.5838 | 28.5838 | 28.5838 | 28.5838 | 28.5838
2772 | 28.5847 | 28.5847 | 28.5847 | 28.5847 | 28.5847 | 28.5847 | 28.5847 | 28.5847 | 28.5847 | 28.5847 | 28.5847 | 28.5847 | 28.5847 | 28.5847 | 28.5847 | 28.5847 | 28.5847 | 28.5847 | 28.5847 | 28.5847 | 28.5847 | 28.5847 | 28.5847 | 28.5847 | 28.5847 | 28.5847 | 28.5847 | 28.5847 | 28.5847 | 28.5847 | 28.5847 | 28.5847 | 28.5847 | 28.5847 | 28.5847 | 28.5847 | 28.5847 | 28.5847 | 28.5847 | 28.5847 | 28.5847 | 28.5847 | 28.5847 | 28.5847 | 28.5847 | 28.5847 | 28.5847 | 28.5847 | 28.5847 | 28.5847 | 28.5847 | 28.5847 | 28.5847 | 28.5847 | 28.5847 | 28.5847 | 28.5847 | 28.5847 | 28.5847 | 28.5847
2773 | 28.5856 | 28.5856 | 28.5856 | 28.5856 | 28.5856 | 28.5856 | 28.5856 | 28.5856 | 28.5856 | 28.5856 | 28.5856 | 28.5856 | 28.5856 | 28.5856 | 28.5856 | 28.5856 | 28.5856 | 28.5856 | 28.5856 | 28.5856 | 28.5856 | 28.5856 | 28.5856 | 28.5856 | 28.5856 | 28.5856 | 28.5856 | 28.5856 | 28.5856 | 28.5856 | 28.5856 | 28.5856 | 28.5856 | 28.5856 | 28.5856 | 28.5856 | 28.5856 | 28.5856 | 28.5856 | 28.5856 | 28.5856 | 28.5856 | 28.5856 | 28.5856 | 28.5856 | 28.5856 | 28.5856 | 28.5856 | 28.5856 | 28.5856 | 28.5856 | 28.5856 | 28.5856 | 28.5856 | 28.5856 | 28.5856 | 28.5856 | 28.5856 | 28.5856 | 28.5856
2774 | 28.5865 | 28.5865 | 28.5865 | 28.5865 | 28.5865 | 28.5865 | 28.5865 | 28.5865 | 28.5865 | 28.5865 | 28.5865 | 28.5865 | 28.5865 | 28.5865 | 28.5865 | 28.5865 | 28.5865 | 28.5865 | 28.5865 | 28.5865 | 28.5865 | 28.5865 | 28.5865 | 28.5865 | 28.5865 | 28.5865 | 28.5865 | 28.5865 | 28.5865 | 28.5865 | 28.5865 | 28.5865 | 28.5865 | 28.5865 | 28.5865 | 28.5865 | 28.5865 | 28.5865 | 28.5865 | 28.5865 | 28.5865 | 28.5865 | 28.5865 | 28.5865 | 28.5865 | 28.5865 | 28.5865 | 28.5865 | 28.5865 | 28.5865 | 28.5865 | 28.5865 | 28.5865 | 28.5865 | 28.5865 | 28.5865 | 28.5865 | 28.5865 | 28.5865 | 28.5865
2775 | 28.5874 | 28.5874 | 28.5874 | 28.5874 | 28.5874 | 28.5874 | 28.5874 | 28.5874 | 28.5874 | 28.5874 | 28.5874 | 28.5874 | 28.5874 | 28.5874 | 28.5874 | 28.5874 | 28.5874 | 28.5874 | 28.5874 | 28.5874 | 28.5874 | 28.5874 | 28.5874 | 28.5874 | 28.5874 | 28.5874 | 28.5874 | 28.5874 | 28.5874 | 28.5874 | 28.5874 | 28.5874 | 28.5874 | 28.5874 | 28.5874 | 28.5874 | 28.5874 | 28.5874 | 28.5874 | 28.5874 | 28.5874 | 28.5874 | 28.5874 | 28.5874 | 28.5874 | 28.5874 | 28.5874 | 28.5874 | 28.5874 | 28.5874 | 28.5874 | 28.5874 | 28.5874 | 28.5874 | 28.5874 | 28.5874 | 28.5874 | 28.5874 | 28.5874 | 28.5874
2776 | 28.5883 | 28.5883 | 28.5883 | 28.5883 | 28.5883 | 28.5883 | 28.5883 | 28.5883 | 28.5883 | 28.5883 | 28.5883 | 28.5883 | 28.5883 | 28.5883 | 28.5883 | 28.5883 | 28.5883 | 28.5883 | 28.5883 | 28.5883 | 28.5883 | 28.5883 | 28.5883 | 28.5883 | 28.5883 | 28.5883 | 28.5883 | 28.5883 | 28.5883 | 28.5883 | 28.5883 | 28.5883 | 28.5883 | 28.5883 | 28.5883 | 28.5883 | 28.5883 | 28.5883 | 28.5883 | 28.5883 | 28.5883 | 28.5883 | 28.5883 | 28.5883 | 28.5883 | 28.5883 | 28.5883 | 28.5883 | 28.5883 | 28.5883 | 28.5883 | 28.5883 | 28.5883 | 28.5883 | 28.5883 | 28.5883 | 28.5883 | 28.5883 | 28.5883 | 28.5883
2777 | 28.5892 | 28.5892 | 28.5892 | 28.5892 | 28.5892 | 28.5892 | 28.5892 | 28.5892 | 28.5892 | 28.5892 | 28.5892 | 28.5892 | 28.5892 | 28.5892 | 28.5892 | 28.5892 | 28.5892 | 28.5892 | 28.5892 | 28.5892 | 28.5892 | 28.5892 | 28.5892 | 28.5892 | 28.5892 | 28.5892 | 28.5892 | 28.5892 | 28.5892 | 28.5892 | 28.5892 | 28.5892 | 28.5892 | 28.5892 | 28.5892 | 28.5892 | 28.5892 | 28.5892 | 28.5892 | 28.5892 | 28.5892 | 28.5892 | 28.5892 | 28.5892 | 28.5892 | 28.5892 | 28.5892 | 28.5892 | 28.5892 | 28.5892 | 28.5892 | 28.5892 | 28.5892 | 28.5892 | 28.5892 | 28.5892 | 28.5892 | 28.5892 | 28.5892 | 28.5892
2778 | 28.5901 | 28.5901 | 28.5901 | 28.5901 | 28.5901 | 28.5901 | 28.5901 | 28.5901 | 28.5901 | 28.5901 | 28.5901 | 28.5901 | 28.5901 | 28.5901 | 28.5901 | 28.5901 | 28.5901 | 28.5901 | 28.5901 | 28.5901 | 28.5901 | 28.5901 | 28.5901 | 28.5901 | 28.5901 | 28.5901 | 28.5901 | 28.5901 | 28.5901 | 28.5901 | 28.5901 | 28.5901 | 28.5901 | 28.5901 | 28.5901 | 28.5901 | 28.5901 | 28.5901 | 28.5901 | 28.5901 | 28.5901 | 28.5901 | 28.5901 | 28.5901 | 28.5901 | 28.5901 | 28.5901 | 28.5901 | 28.5901 | 28.5901 | 28.5901 | 28.5901 | 28.5901 | 28.5901 | 28.5901 | 28.5901 | 28.5901 | 28.5901 | 28.5901 | 28.5901
2779 | 28.591 | 28.591 | 28.591 | 28.591 | 28.591 | 28.591 | 28.591 | 28.591 | 28.591 | 28.591 | 28.591 | 28.591 | 28.591 | 28.591 | 28.591 | 28.591 | 28.591 | 28.591 | 28.591 | 28.591 | 28.591 | 28.591 | 28.591 | 28.591 | 28.591 | 28.591 | 28.591 | 28.591 | 28.591 | 28.591 | 28.591 | 28.591 | 28.591 | 28.591 | 28.591 | 28.591 | 28.591 | 28.591 | 28.591 | 28.591 | 28.591 | 28.591 | 28.591 | 28.591 | 28.591 | 28.591 | 28.591 | 28.591 | 28.591 | 28.591 | 28.591 | 28.591 | 28.591 | 28.591 | 28.591 | 28.591 | 28.591 | 28.591 | 28.591 | 28.591
2780 | 28.5919 | 28.5919 | 28.5919 | 28.5919 | 28.5919 | 28.5919 | 28.5919 | 28.5919 | 28.5919 | 28.5919 | 28.5919 | 28.5919 | 28.5919 | 28.5919 | 28.5919 | 28.5919 | 28.5919 | 28.5919 | 28.5919 | 28.5919 | 28.5919 | 28.5919 | 28.5919 | 28.5919 | 28.5919 | 28.5919 | 28.5919 | 28.5919 | 28.5919 | 28.5919 | 28.5919 | 28.5919 | 28.5919 | 28.5919 | 28.5919 | 28.5919 | 28.5919 | 28.5919 | 28.5919 | 28.5919 | 28.5919 | 28.5919 | 28.5919 | 28.5919 | 28.5919 | 28.5919 | 28.5919 | 28.5919 | 28.5919 | 28.5919 | 28.5919 | 28.5919 | 28.5919 | 28.5919 | 28.5919 | 28.5919 | 28.5919 | 28.5919 | 28.5919 | 28.5919
2781 | 28.5928 | 28.5928 | 28.5928 | 28.5928 | 28.5928 | 28.5928 | 28.5928 | 28.5928 | 28.5928 | 28.5928 | 28.5928 | 28.5928 | 28.5928 | 28.5928 | 28.5928 | 28.5928 | 28.5928 | 28.5928 | 28.5928 | 28.5928 | 28.5928 | 28.5928 | 28.5928 | 28.5928 | 28.5928 | 28.5928 | 28.5928 | 28.5928 | 28.5928 | 28.5928 | 28.5928 | 28.5928 | 28.5928 | 28.5928 | 28.5928 | 28.5928 | 28.5928 | 28.5928 | 28.5928 | 28.5928 | 28.5928 | 28.5928 | 28.5928 | 28.5928 | 28.5928 | 28.5928 | 28.5928 | 28.5928 | 28.5928 | 28.5928 | 28.5928 | 28.5928 | 28.5928 | 28.5928 | 28.5928 | 28.5928 | 28.5928 | 28.5928 | 28.5928 | 28.5928
2782 | 28.5937 | 28.5937 | 28.5937 | 28.5937 | 28.5937 | 28.5937 | 28.5937 | 28.5937 | 28.5937 | 28.5937 | 28.5937 | 28.5937 | 28.5937 | 28.5937 | 28.5937 | 28.5937 | 28.5937 | 28.5937 | 28.5937 | 28.5937 | 28.5937 | 28.5937 | 28.5937 | 28.5937 | 28.5937 | 28.5937 | 28.5937 | 28.5937 | 28.5937 | 28.5937 | 28.5937 | 28.5937 | 28.5937 | 28.5937 | 28.5937 | 28.5937 | 28.5937 | 28.5937 | 28.5937 | 28.5937 | 28.5937 | 28.5937 | 28.5937 | 28.5937 | 28.5937 | 28.5937 | 28.5937 | 28.5937 | 28.5937 | 28.5937 | 28.5937 | 28.5937 | 28.5937 | 28.5937 | 28.5937 | 28.5937 | 28.5937 | 28.5937 | 28.5937 | 28.5937
2783 | 28.5946 | 28.5946 | 28.5946 | 28.5946 | 28.5946 | 28.5946 | 28.5946 | 28.5946 | 28.5946 | 28.5946 | 28.5946 | 28.5946 | 28.5946 | 28.5946 | 28.5946 | 28.5946 | 28.5946 | 28.5946 | 28.5946 | 28.5946 | 28.5946 | 28.5946 | 28.5946 | 28.5946 | 28.5946 | 28.5946 | 28.5946 | 28.5946 | 28.5946 | 28.5946 | 28.5946 | 28.5946 | 28.5946 | 28.5946 | 28.5946 | 28.5946 | 28.5946 | 28.5946 | 28.5946 | 28.5946 | 28.5946 | 28.5946 | 28.5946 | 28.5946 | 28.5946 | 28.5946 | 28.5946 | 28.5946 | 28.5946 | 28.5946 | 28.5946 | 28.5946 | 28.5946 | 28.5946 | 28.5946 | 28.5946 | 28.5946 | 28.5946 | 28.5946 | 28.5946
2784 | 28.5955 | 28.5955 | 28.5955 | 28.5955 | 28.5955 | 28.5955 | 28.5955 | 28.5955 | 28.5955 | 28.5955 | 28.5955 | 28.5955 | 28.5955 | 28.5955 | 28.5955 | 28.5955 | 28.5955 | 28.5955 | 28.5955 | 28.5955 | 28.5955 | 28.5955 | 28.5955 | 28.5955 | 28.5955 | 28.5955 | 28.5955 | 28.5955 | 28.5955 | 28.5955 | 28.5955 | 28.5955 | 28.5955 | 28.5955 | 28.5955 | 28.5955 | 28.5955 | 28.5955 | 28.5955 | 28.5955 | 28.5955 | 28.5955 | 28.5955 | 28.5955 | 28.5955 | 28.5955 | 28.5955 | 28.5955 | 28.5955 | 28.5955 | 28.5955 | 28.5955 | 28.5955 | 28.5955 | 28.5955 | 28.5955 | 28.5955 | 28.5955 | 28.5955 | 28.5955
2785 | 28.5964 | 28.5964 | 28.5964 | 28.5964 | 28.5964 | 28.5964 | 28.5964 | 28.5964 | 28.5964 | 28.5964 | 28.5964 | 28.5964 | 28.5964 | 28.5964 | 28.5964 | 28.5964 | 28.5964 | 28.5964 | 28.5964 | 28.5964 | 28.5964 | 28.5964 | 28.5964 | 28.5964 | 28.5964 | 28.5964 | 28.5964 | 28.5964 | 28.5964 | 28.5964 | 28.5964 | 28.5964 | 28.5964 | 28.5964 | 28.5964 | 28.5964 | 28.5964 | 28.5964 | 28.5964 | 28.5964 | 28.5964 | 28.5964 | 28.5964 | 28.5964 | 28.5964 | 28.5964 | 28.5964 | 28.5964 | 28.5964 | 28.5964 | 28.5964 | 28.5964 | 28.5964 | 28.5964 | 28.5964 | 28.5964 | 28.5964 | 28.5964 | 28.5964 | 28.5964
2786 | 28.5973 | 28.5973 | 28.5973 | 28.5973 | 28.5973 | 28.5973 | 28.5973 | 28.5973 | 28.5973 | 28.5973 | 28.5973 | 28.5973 | 28.5973 | 28.5973 | 28.5973 | 28.5973 | 28.5973 | 28.5973 | 28.5973 | 28.5973 | 28.5973 | 28.5973 | 28.5973 | 28.5973 | 28.5973 | 28.5973 | 28.5973 | 28.5973 | 28.5973 | 28.5973 | 28.5973 | 28.5973 | 28.5973 | 28.5973 | 28.5973 | 28.5973 | 28.5973 | 28.5973 | 28.5973 | 28.5973 | 28.5973 | 28.5973 | 28.5973 | 28.5973 | 28.5973 | 28.5973 | 28.5973 | 28.5973 | 28.5973 | 28.5973 | 28.5973 | 28.5973 | 28.5973 | 28.5973 | 28.5973 | 28.5973 | 28.5973 | 28.5973 | 28.5973 | 28.5973
2787 | 28.5982 | 28.5982 | 28.5982 | 28.5982 | 28.5982 | 28.5982 | 28.5982 | 28.5982 | 28.5982 | 28.5982 | 28.5982 | 28.5982 | 28.5982 | 28.5982 | 28.5982 | 28.5982 | 28.5982 | 28.5982 | 28.5982 | 28.5982 | 28.5982 | 28.5982 | 28.5982 | 28.5982 | 28.5982 | 28.5982 | 28.5982 | 28.5982 | 28.5982 | 28.5982 | 28.5982 | 28.5982 | 28.5982 | 28.5982 | 28.5982 | 28.5982 | 28.5982 | 28.5982 | 28.5982 | 28.5982 | 28.5982 | 28.5982 | 28.5982 | 28.5982 | 28.5982 | 28.5982 | 28.5982 | 28.5982 | 28.5982 | 28.5982 | 28.5982 | 28.5982 | 28.5982 | 28.5982 | 28.5982 | 28.5982 | 28.5982 | 28.5982 | 28.5982 | 28.5982
2788 | 28.5991 | 28.5991 | 28.5991 | 28.5991 | 28.5991 | 28.5991 | 28.5991 | 28.5991 | 28.5991 | 28.5991 | 28.5991 | 28.5991 | 28.5991 | 28.5991 | 28.5991 | 28.5991 | 28.5991 | 28.5991 | 28.5991 | 28.5991 | 28.5991 | 28.5991 | 28.5991 | 28.5991 | 28.5991 | 28.5991 | 28.5991 | 28.5991 | 28.5991 | 28.5991 | 28.5991 | 28.5991 | 28.5991 | 28.5991 | 28.5991 | 28.5991 | 28.5991 | 28.5991 | 28.5991 | 28.5991 | 28.5991 | 28.5991 | 28.5991 | 28.5991 | 28.5991 | 28.5991 | 28.5991 | 28.5991 | 28.5991 | 28.5991 | 28.5991 | 28.5991 | 28.5991 | 28.5991 | 28.5991 | 28.5991 | 28.5991 | 28.5991 | 28.5991 | 28.5991
2789 | 28.6 | 28.6 | 28.6 | 28.6 | 28.6 | 28.6 | 28.6 | 28.6 | 28.6 | 28.6 | 28.6 | 28.6 | 28.6 | 28.6 | 28.6 | 28.6 | 28.6 | 28.6 | 28.6 | 28.6 | 28.6 | 28.6 | 28.6 | 28.6 | 28.6 | 28.6 | 28.6 | 28.6 | 28.6 | 28.6 | 28.6 | 28.6 | 28.6 | 28.6 | 28.6 | 28.6 | 28.6 | 28.6 | 28.6 | 28.6 | 28.6 | 28.6 | 28.6 | 28.6 | 28.6 | 28.6 | 28.6 | 28.6 | 28.6 | 28.6 | 28.6 | 28.6 | 28.6 | 28.6 | 28.6 | 28.6 | 28.6 | 28.6 | 28.6 | 28.6
2790 | 28.6009 | 28.6009 | 28.6009 | 28.6009 | 28.6009 | 28.6009 | 28.6009 | 28.6009 | 28.6009 | 28.6009 | 28.6009 | 28.6009 | 28.6009 | 28.6009 | 28.6009 | 28.6009 | 28.6009 | 28.6009 | 28.6009 | 28.6009 | 28.6009 | 28.6009 | 28.6009 | 28.6009 | 28.6009 | 28.6009 | 28.6009 | 28.6009 | 28.6009 | 28.6009 | 28.6009 | 28.6009 | 28.6009 | 28.6009 | 28.6009 | 28.6009 | 28.6009 | 28.6009 | 28.6009 | 28.6009 | 28.6009 | 28.6009 | 28.6009 | 28.6009 | 28.6009 | 28.6009 | 28.6009 | 28.6009 | 28.6009 | 28.6009 | 28.6009 | 28.6009 | 28.6009 | 28.6009 | 28.6009 | 28.6009 | 28.6009 | 28.6009 | 28.6009 | 28.6009
2791 | 28.6018 | 28.6018 | 28.6018 | 28.6018 | 28.6018 | 28.6018 | 28.6018 | 28.6018 | 28.6018 | 28.6018 | 28.6018 | 28.6018 | 28.6018 | 28.6018 | 28.6018 | 28.6018 | 28.6018 | 28.6018 | 28.6018 | 28.6018 | 28.6018 | 28.6018 | 28.6018 | 28.6018 | 28.6018 | 28.6018 | 28.6018 | 28.6018 | 28.6018 | 28.6018 | 28.6018 | 28.6018 | 28.6018 | 28.6018 | 28.6018 | 28.6018 | 28.6018 | 28.6018 | 28.6018 | 28.6018 | 28.6018 | 28.6018 | 28.6018 | 28.6018 | 28.6018 | 28.6018 | 28.6018 | 28.6018 | 28.6018 | 28.6018 | 28.6018 | 28.6018 | 28.6018 | 28.6018 | 28.6018 | 28.6018 | 28.6018 | 28.6018 | 28.6018 | 28.6018
2792 | 28.6027 | 28.6027 | 28.6027 | 28.6027 | 28.6027 | 28.6027 | 28.6027 | 28.6027 | 28.6027 | 28.6027 | 28.6027 | 28.6027 | 28.6027 | 28.6027 | 28.6027 | 28.6027 | 28.6027 | 28.6027 | 28.6027 | 28.6027 | 28.6027 | 28.6027 | 28.6027 | 28.6027 | 28.6027 | 28.6027 | 28.6027 | 28.6027 | 28.6027 | 28.6027 | 28.6027 | 28.6027 | 28.6027 | 28.6027 | 28.6027 | 28.6027 | 28.6027 | 28.6027 | 28.6027 | 28.6027 | 28.6027 | 28.6027 | 28.6027 | 28.6027 | 28.6027 | 28.6027 | 28.6027 | 28.6027 | 28.6027 | 28.6027 | 28.6027 | 28.6027 | 28.6027 | 28.6027 | 28.6027 | 28.6027 | 28.6027 | 28.6027 | 28.6027 | 28.6027
2793 | 28.6036 | 28.6036 | 28.6036 | 28.6036 | 28.6036 | 28.6036 | 28.6036 | 28.6036 | 28.6036 | 28.6036 | 28.6036 | 28.6036 | 28.6036 | 28.6036 | 28.6036 | 28.6036 | 28.6036 | 28.6036 | 28.6036 | 28.6036 | 28.6036 | 28.6036 | 28.6036 | 28.6036 | 28.6036 | 28.6036 | 28.6036 | 28.6036 | 28.6036 | 28.6036 | 28.6036 | 28.6036 | 28.6036 | 28.6036 | 28.6036 | 28.6036 | 28.6036 | 28.6036 | 28.6036 | 28.6036 | 28.6036 | 28.6036 | 28.6036 | 28.6036 | 28.6036 | 28.6036 | 28.6036 | 28.6036 | 28.6036 | 28.6036 | 28.6036 | 28.6036 | 28.6036 | 28.6036 | 28.6036 | 28.6036 | 28.6036 | 28.6036 | 28.6036 | 28.6036
2794 | 28.6045 | 28.6045 | 28.6045 | 28.6045 | 28.6045 | 28.6045 | 28.6045 | 28.6045 | 28.6045 | 28.6045 | 28.6045 | 28.6045 | 28.6045 | 28.6045 | 28.6045 | 28.6045 | 28.6045 | 28.6045 | 28.6045 | 28.6045 | 28.6045 | 28.6045 | 28.6045 | 28.6045 | 28.6045 | 28.6045 | 28.6045 | 28.6045 | 28.6045 | 28.6045 | 28.6045 | 28.6045 | 28.6045 | 28.6045 | 28.6045 | 28.6045 | 28.6045 | 28.6045 | 28.6045 | 28.6045 | 28.6045 | 28.6045 | 28.6045 | 28.6045 | 28.6045 | 28.6045 | 28.6045 | 28.6045 | 28.6045 | 28.6045 | 28.6045 | 28.6045 | 28.6045 | 28.6045 | 28.6045 | 28.6045 | 28.6045 | 28.6045 | 28.6045 | 28.6045
2795 | 28.6054 | 28.6054 | 28.6054 | 28.6054 | 28.6054 | 28.6054 | 28.6054 | 28.6054 | 28.6054 | 28.6054 | 28.6054 | 28.6054 | 28.6054 | 28.6054 | 28.6054 | 28.6054 | 28.6054 | 28.6054 | 28.6054 | 28.6054 | 28.6054 | 28.6054 | 28.6054 | 28.6054 | 28.6054 | 28.6054 | 28.6054 | 28.6054 | 28.6054 | 28.6054 | 28.6054 | 28.6054 | 28.6054 | 28.6054 | 28.6054 | 28.6054 | 28.6054 | 28.6054 | 28.6054 | 28.6054 | 28.6054 | 28.6054 | 28.6054 | 28.6054 | 28.6054 | 28.6054 | 28.6054 | 28.6054 | 28.6054 | 28.6054 | 28.6054 | 28.6054 | 28.6054 | 28.6054 | 28.6054 | 28.6054 | 28.6054 | 28.6054 | 28.6054 | 28.6054
2796 | 28.6063 | 28.6063 | 28.6063 | 28.6063 | 28.6063 | 28.6063 | 28.6063 | 28.6063 | 28.6063 | 28.6063 | 28.6063 | 28.6063 | 28.6063 | 28.6063 | 28.6063 | 28.6063 | 28.6063 | 28.6063 | 28.6063 | 28.6063 | 28.6063 | 28.6063 | 28.6063 | 28.6063 | 28.6063 | 28.6063 | 28.6063 | 28.6063 | 28.6063 | 28.6063 | 28.6063 | 28.6063 | 28.6063 | 28.6063 | 28.6063 | 28.6063 | 28.6063 | 28.6063 | 28.6063 | 28.6063 | 28.6063 | 28.6063 | 28.6063 | 28.6063 | 28.6063 | 28.6063 | 28.6063 | 28.6063 | 28.6063 | 28.6063 | 28.6063 | 28.6063 | 28.6063 | 28.6063 | 28.6063 | 28.6063 | 28.6063 | 28.6063 | 28.6063 | 28.6063
2797 | 28.6072 | 28.6072 | 28.6072 | 28.6072 | 28.6072 | 28.6072 | 28.6072 | 28.6072 | 28.6072 | 28.6072 | 28.6072 | 28.6072 | 28.6072 | 28.6072 | 28.6072 | 28.6072 | 28.6072 | 28.6072 | 28.6072 | 28.6072 | 28.6072 | 28.6072 | 28.6072 | 28.6072 | 28.6072 | 28.6072 | 28.6072 | 28.6072 | 28.6072 | 28.6072 | 28.6072 | 28.6072 | 28.6072 | 28.6072 | 28.6072 | 28.6072 | 28.6072 | 28.6072 | 28.6072 | 28.6072 | 28.6072 | 28.6072 | 28.6072 | 28.6072 | 28.6072 | 28.6072 | 28.6072 | 28.6072 | 28.6072 | 28.6072 | 28.6072 | 28.6072 | 28.6072 | 28.6072 | 28.6072 | 28.6072 | 28.6072 | 28.6072 | 28.6072 | 28.6072
2798 | 28.608 | 28.608 | 28.608 | 28.608 | 28.608 | 28.608 | 28.608 | 28.608 | 28.608 | 28.608 | 28.608 | 28.608 | 28.608 | 28.608 | 28.608 | 28.608 | 28.608 | 28.608 | 28.608 | 28.608 | 28.608 | 28.608 | 28.608 | 28.608 | 28.608 | 28.608 | 28.608 | 28.608 | 28.608 | 28.608 | 28.608 | 28.608 | 28.608 | 28.608 | 28.608 | 28.608 | 28.608 | 28.608 | 28.608 | 28.608 | 28.608 | 28.608 | 28.608 | 28.608 | 28.608 | 28.608 | 28.608 | 28.608 | 28.608 | 28.608 | 28.608 | 28.608 | 28.608 | 28.608 | 28.608 | 28.608 | 28.608 | 28.608 | 28.608 | 28.608
2799 | 28.6089 | 28.6089 | 28.6089 | 28.6089 | 28.6089 | 28.6089 | 28.6089 | 28.6089 | 28.6089 | 28.6089 | 28.6089 | 28.6089 | 28.6089 | 28.6089 | 28.6089 | 28.6089 | 28.6089 | 28.6089 | 28.6089 | 28.6089 | 28.6089 | 28.6089 | 28.6089 | 28.6089 | 28.6089 | 28.6089 | 28.6089 | 28.6089 | 28.6089 | 28.6089 | 28.6089 | 28.6089 | 28.6089 | 28.6089 | 28.6089 | 28.6089 | 28.6089 | 28.6089 | 28.6089 | 28.6089 | 28.6089 | 28.6089 | 28.6089 | 28.6089 | 28.6089 | 28.6089 | 28.6089 | 28.6089 | 28.6089 | 28.6089 | 28.6089 | 28.6089 | 28.6089 | 28.6089 | 28.6089 | 28.6089 | 28.6089 | 28.6089 | 28.6089 | 28.6089
2800 | 28.6098 | 28.6098 | 28.6098 | 28.6098 | 28.6098 | 28.6098 | 28.6098 | 28.6098 | 28.6098 | 28.6098 | 28.6098 | 28.6098 | 28.6098 | 28.6098 | 28.6098 | 28.6098 | 28.6098 | 28.6098 | 28.6098 | 28.6098 | 28.6098 | 28.6098 | 28.6098 | 28.6098 | 28.6098 | 28.6098 | 28.6098 | 28.6098 | 28.6098 | 28.6098 | 28.6098 | 28.6098 | 28.6098 | 28.6098 | 28.6098 | 28.6098 | 28.6098 | 28.6098 | 28.6098 | 28.6098 | 28.6098 | 28.6098 | 28.6098 | 28.6098 | 28.6098 | 28.6098 | 28.6098 | 28.6098 | 28.6098 | 28.6098 | 28.6098 | 28.6098 | 28.6098 | 28.6098 | 28.6098 | 28.6098 | 28.6098 | 28.6098 | 28.6098 | 28.6098
2801 | 28.6107 | 28.6107 | 28.6107 | 28.6107 | 28.6107 | 28.6107 | 28.6107 | 28.6107 | 28.6107 | 28.6107 | 28.6107 | 28.6107 | 28.6107 | 28.6107 | 28.6107 | 28.6107 | 28.6107 | 28.6107 | 28.6107 | 28.6107 | 28.6107 | 28.6107 | 28.6107 | 28.6107 | 28.6107 | 28.6107 | 28.6107 | 28.6107 | 28.6107 | 28.6107 | 28.6107 | 28.6107 | 28.6107 | 28.6107 | 28.6107 | 28.6107 | 28.6107 | 28.6107 | 28.6107 | 28.6107 | 28.6107 | 28.6107 | 28.6107 | 28.6107 | 28.6107 | 28.6107 | 28.6107 | 28.6107 | 28.6107 | 28.6107 | 28.6107 | 28.6107 | 28.6107 | 28.6107 | 28.6107 | 28.6107 | 28.6107 | 28.6107 | 28.6107 | 28.6107
2802 | 28.6116 | 28.6116 | 28.6116 | 28.6116 | 28.6116 | 28.6116 | 28.6116 | 28.6116 | 28.6116 | 28.6116 | 28.6116 | 28.6116 | 28.6116 | 28.6116 | 28.6116 | 28.6116 | 28.6116 | 28.6116 | 28.6116 | 28.6116 | 28.6116 | 28.6116 | 28.6116 | 28.6116 | 28.6116 | 28.6116 | 28.6116 | 28.6116 | 28.6116 | 28.6116 | 28.6116 | 28.6116 | 28.6116 | 28.6116 | 28.6116 | 28.6116 | 28.6116 | 28.6116 | 28.6116 | 28.6116 | 28.6116 | 28.6116 | 28.6116 | 28.6116 | 28.6116 | 28.6116 | 28.6116 | 28.6116 | 28.6116 | 28.6116 | 28.6116 | 28.6116 | 28.6116 | 28.6116 | 28.6116 | 28.6116 | 28.6116 | 28.6116 | 28.6116 | 28.6116
2803 | 28.6125 | 28.6125 | 28.6125 | 28.6125 | 28.6125 | 28.6125 | 28.6125 | 28.6125 | 28.6125 | 28.6125 | 28.6125 | 28.6125 | 28.6125 | 28.6125 | 28.6125 | 28.6125 | 28.6125 | 28.6125 | 28.6125 | 28.6125 | 28.6125 | 28.6125 | 28.6125 | 28.6125 | 28.6125 | 28.6125 | 28.6125 | 28.6125 | 28.6125 | 28.6125 | 28.6125 | 28.6125 | 28.6125 | 28.6125 | 28.6125 | 28.6125 | 28.6125 | 28.6125 | 28.6125 | 28.6125 | 28.6125 | 28.6125 | 28.6125 | 28.6125 | 28.6125 | 28.6125 | 28.6125 | 28.6125 | 28.6125 | 28.6125 | 28.6125 | 28.6125 | 28.6125 | 28.6125 | 28.6125 | 28.6125 | 28.6125 | 28.6125 | 28.6125 | 28.6125
2804 | 28.6134 | 28.6134 | 28.6134 | 28.6134 | 28.6134 | 28.6134 | 28.6134 | 28.6134 | 28.6134 | 28.6134 | 28.6134 | 28.6134 | 28.6134 | 28.6134 | 28.6134 | 28.6134 | 28.6134 | 28.6134 | 28.6134 | 28.6134 | 28.6134 | 28.6134 | 28.6134 | 28.6134 | 28.6134 | 28.6134 | 28.6134 | 28.6134 | 28.6134 | 28.6134 | 28.6134 | 28.6134 | 28.6134 | 28.6134 | 28.6134 | 28.6134 | 28.6134 | 28.6134 | 28.6134 | 28.6134 | 28.6134 | 28.6134 | 28.6134 | 28.6134 | 28.6134 | 28.6134 | 28.6134 | 28.6134 | 28.6134 | 28.6134 | 28.6134 | 28.6134 | 28.6134 | 28.6134 | 28.6134 | 28.6134 | 28.6134 | 28.6134 | 28.6134 | 28.6134
2805 | 28.6143 | 28.6143 | 28.6143 | 28.6143 | 28.6143 | 28.6143 | 28.6143 | 28.6143 | 28.6143 | 28.6143 | 28.6143 | 28.6143 | 28.6143 | 28.6143 | 28.6143 | 28.6143 | 28.6143 | 28.6143 | 28.6143 | 28.6143 | 28.6143 | 28.6143 | 28.6143 | 28.6143 | 28.6143 | 28.6143 | 28.6143 | 28.6143 | 28.6143 | 28.6143 | 28.6143 | 28.6143 | 28.6143 | 28.6143 | 28.6143 | 28.6143 | 28.6143 | 28.6143 | 28.6143 | 28.6143 | 28.6143 | 28.6143 | 28.6143 | 28.6143 | 28.6143 | 28.6143 | 28.6143 | 28.6143 | 28.6143 | 28.6143 | 28.6143 | 28.6143 | 28.6143 | 28.6143 | 28.6143 | 28.6143 | 28.6143 | 28.6143 | 28.6143 | 28.6143
2806 | 28.6152 | 28.6152 | 28.6152 | 28.6152 | 28.6152 | 28.6152 | 28.6152 | 28.6152 | 28.6152 | 28.6152 | 28.6152 | 28.6152 | 28.6152 | 28.6152 | 28.6152 | 28.6152 | 28.6152 | 28.6152 | 28.6152 | 28.6152 | 28.6152 | 28.6152 | 28.6152 | 28.6152 | 28.6152 | 28.6152 | 28.6152 | 28.6152 | 28.6152 | 28.6152 | 28.6152 | 28.6152 | 28.6152 | 28.6152 | 28.6152 | 28.6152 | 28.6152 | 28.6152 | 28.6152 | 28.6152 | 28.6152 | 28.6152 | 28.6152 | 28.6152 | 28.6152 | 28.6152 | 28.6152 | 28.6152 | 28.6152 | 28.6152 | 28.6152 | 28.6152 | 28.6152 | 28.6152 | 28.6152 | 28.6152 | 28.6152 | 28.6152 | 28.6152 | 28.6152
2807 | 28.6161 | 28.6161 | 28.6161 | 28.6161 | 28.6161 | 28.6161 | 28.6161 | 28.6161 | 28.6161 | 28.6161 | 28.6161 | 28.6161 | 28.6161 | 28.6161 | 28.6161 | 28.6161 | 28.6161 | 28.6161 | 28.6161 | 28.6161 | 28.6161 | 28.6161 | 28.6161 | 28.6161 | 28.6161 | 28.6161 | 28.6161 | 28.6161 | 28.6161 | 28.6161 | 28.6161 | 28.6161 | 28.6161 | 28.6161 | 28.6161 | 28.6161 | 28.6161 | 28.6161 | 28.6161 | 28.6161 | 28.6161 | 28.6161 | 28.6161 | 28.6161 | 28.6161 | 28.6161 | 28.6161 | 28.6161 | 28.6161 | 28.6161 | 28.6161 | 28.6161 | 28.6161 | 28.6161 | 28.6161 | 28.6161 | 28.6161 | 28.6161 | 28.6161 | 28.6161
2808 | 28.617 | 28.617 | 28.617 | 28.617 | 28.617 | 28.617 | 28.617 | 28.617 | 28.617 | 28.617 | 28.617 | 28.617 | 28.617 | 28.617 | 28.617 | 28.617 | 28.617 | 28.617 | 28.617 | 28.617 | 28.617 | 28.617 | 28.617 | 28.617 | 28.617 | 28.617 | 28.617 | 28.617 | 28.617 | 28.617 | 28.617 | 28.617 | 28.617 | 28.617 | 28.617 | 28.617 | 28.617 | 28.617 | 28.617 | 28.617 | 28.617 | 28.617 | 28.617 | 28.617 | 28.617 | 28.617 | 28.617 | 28.617 | 28.617 | 28.617 | 28.617 | 28.617 | 28.617 | 28.617 | 28.617 | 28.617 | 28.617 | 28.617 | 28.617 | 28.617
2809 | 28.6179 | 28.6179 | 28.6179 | 28.6179 | 28.6179 | 28.6179 | 28.6179 | 28.6179 | 28.6179 | 28.6179 | 28.6179 | 28.6179 | 28.6179 | 28.6179 | 28.6179 | 28.6179 | 28.6179 | 28.6179 | 28.6179 | 28.6179 | 28.6179 | 28.6179 | 28.6179 | 28.6179 | 28.6179 | 28.6179 | 28.6179 | 28.6179 | 28.6179 | 28.6179 | 28.6179 | 28.6179 | 28.6179 | 28.6179 | 28.6179 | 28.6179 | 28.6179 | 28.6179 | 28.6179 | 28.6179 | 28.6179 | 28.6179 | 28.6179 | 28.6179 | 28.6179 | 28.6179 | 28.6179 | 28.6179 | 28.6179 | 28.6179 | 28.6179 | 28.6179 | 28.6179 | 28.6179 | 28.6179 | 28.6179 | 28.6179 | 28.6179 | 28.6179 | 28.6179
2810 | 28.6187 | 28.6187 | 28.6187 | 28.6187 | 28.6187 | 28.6187 | 28.6187 | 28.6187 | 28.6187 | 28.6187 | 28.6187 | 28.6187 | 28.6187 | 28.6187 | 28.6187 | 28.6187 | 28.6187 | 28.6187 | 28.6187 | 28.6187 | 28.6187 | 28.6187 | 28.6187 | 28.6187 | 28.6187 | 28.6187 | 28.6187 | 28.6187 | 28.6187 | 28.6187 | 28.6187 | 28.6187 | 28.6187 | 28.6187 | 28.6187 | 28.6187 | 28.6187 | 28.6187 | 28.6187 | 28.6187 | 28.6187 | 28.6187 | 28.6187 | 28.6187 | 28.6187 | 28.6187 | 28.6187 | 28.6187 | 28.6187 | 28.6187 | 28.6187 | 28.6187 | 28.6187 | 28.6187 | 28.6187 | 28.6187 | 28.6187 | 28.6187 | 28.6187 | 28.6187
2811 | 28.6196 | 28.6196 | 28.6196 | 28.6196 | 28.6196 | 28.6196 | 28.6196 | 28.6196 | 28.6196 | 28.6196 | 28.6196 | 28.6196 | 28.6196 | 28.6196 | 28.6196 | 28.6196 | 28.6196 | 28.6196 | 28.6196 | 28.6196 | 28.6196 | 28.6196 | 28.6196 | 28.6196 | 28.6196 | 28.6196 | 28.6196 | 28.6196 | 28.6196 | 28.6196 | 28.6196 | 28.6196 | 28.6196 | 28.6196 | 28.6196 | 28.6196 | 28.6196 | 28.6196 | 28.6196 | 28.6196 | 28.6196 | 28.6196 | 28.6196 | 28.6196 | 28.6196 | 28.6196 | 28.6196 | 28.6196 | 28.6196 | 28.6196 | 28.6196 | 28.6196 | 28.6196 | 28.6196 | 28.6196 | 28.6196 | 28.6196 | 28.6196 | 28.6196 | 28.6196
2812 | 28.6205 | 28.6205 | 28.6205 | 28.6205 | 28.6205 | 28.6205 | 28.6205 | 28.6205 | 28.6205 | 28.6205 | 28.6205 | 28.6205 | 28.6205 | 28.6205 | 28.6205 | 28.6205 | 28.6205 | 28.6205 | 28.6205 | 28.6205 | 28.6205 | 28.6205 | 28.6205 | 28.6205 | 28.6205 | 28.6205 | 28.6205 | 28.6205 | 28.6205 | 28.6205 | 28.6205 | 28.6205 | 28.6205 | 28.6205 | 28.6205 | 28.6205 | 28.6205 | 28.6205 | 28.6205 | 28.6205 | 28.6205 | 28.6205 | 28.6205 | 28.6205 | 28.6205 | 28.6205 | 28.6205 | 28.6205 | 28.6205 | 28.6205 | 28.6205 | 28.6205 | 28.6205 | 28.6205 | 28.6205 | 28.6205 | 28.6205 | 28.6205 | 28.6205 | 28.6205
2813 | 28.6214 | 28.6214 | 28.6214 | 28.6214 | 28.6214 | 28.6214 | 28.6214 | 28.6214 | 28.6214 | 28.6214 | 28.6214 | 28.6214 | 28.6214 | 28.6214 | 28.6214 | 28.6214 | 28.6214 | 28.6214 | 28.6214 | 28.6214 | 28.6214 | 28.6214 | 28.6214 | 28.6214 | 28.6214 | 28.6214 | 28.6214 | 28.6214 | 28.6214 | 28.6214 | 28.6214 | 28.6214 | 28.6214 | 28.6214 | 28.6214 | 28.6214 | 28.6214 | 28.6214 | 28.6214 | 28.6214 | 28.6214 | 28.6214 | 28.6214 | 28.6214 | 28.6214 | 28.6214 | 28.6214 | 28.6214 | 28.6214 | 28.6214 | 28.6214 | 28.6214 | 28.6214 | 28.6214 | 28.6214 | 28.6214 | 28.6214 | 28.6214 | 28.6214 | 28.6214
2814 | 28.6223 | 28.6223 | 28.6223 | 28.6223 | 28.6223 | 28.6223 | 28.6223 | 28.6223 | 28.6223 | 28.6223 | 28.6223 | 28.6223 | 28.6223 | 28.6223 | 28.6223 | 28.6223 | 28.6223 | 28.6223 | 28.6223 | 28.6223 | 28.6223 | 28.6223 | 28.6223 | 28.6223 | 28.6223 | 28.6223 | 28.6223 | 28.6223 | 28.6223 | 28.6223 | 28.6223 | 28.6223 | 28.6223 | 28.6223 | 28.6223 | 28.6223 | 28.6223 | 28.6223 | 28.6223 | 28.6223 | 28.6223 | 28.6223 | 28.6223 | 28.6223 | 28.6223 | 28.6223 | 28.6223 | 28.6223 | 28.6223 | 28.6223 | 28.6223 | 28.6223 | 28.6223 | 28.6223 | 28.6223 | 28.6223 | 28.6223 | 28.6223 | 28.6223 | 28.6223
2815 | 28.6232 | 28.6232 | 28.6232 | 28.6232 | 28.6232 | 28.6232 | 28.6232 | 28.6232 | 28.6232 | 28.6232 | 28.6232 | 28.6232 | 28.6232 | 28.6232 | 28.6232 | 28.6232 | 28.6232 | 28.6232 | 28.6232 | 28.6232 | 28.6232 | 28.6232 | 28.6232 | 28.6232 | 28.6232 | 28.6232 | 28.6232 | 28.6232 | 28.6232 | 28.6232 | 28.6232 | 28.6232 | 28.6232 | 28.6232 | 28.6232 | 28.6232 | 28.6232 | 28.6232 | 28.6232 | 28.6232 | 28.6232 | 28.6232 | 28.6232 | 28.6232 | 28.6232 | 28.6232 | 28.6232 | 28.6232 | 28.6232 | 28.6232 | 28.6232 | 28.6232 | 28.6232 | 28.6232 | 28.6232 | 28.6232 | 28.6232 | 28.6232 | 28.6232 | 28.6232
2816 | 28.6241 | 28.6241 | 28.6241 | 28.6241 | 28.6241 | 28.6241 | 28.6241 | 28.6241 | 28.6241 | 28.6241 | 28.6241 | 28.6241 | 28.6241 | 28.6241 | 28.6241 | 28.6241 | 28.6241 | 28.6241 | 28.6241 | 28.6241 | 28.6241 | 28.6241 | 28.6241 | 28.6241 | 28.6241 | 28.6241 | 28.6241 | 28.6241 | 28.6241 | 28.6241 | 28.6241 | 28.6241 | 28.6241 | 28.6241 | 28.6241 | 28.6241 | 28.6241 | 28.6241 | 28.6241 | 28.6241 | 28.6241 | 28.6241 | 28.6241 | 28.6241 | 28.6241 | 28.6241 | 28.6241 | 28.6241 | 28.6241 | 28.6241 | 28.6241 | 28.6241 | 28.6241 | 28.6241 | 28.6241 | 28.6241 | 28.6241 | 28.6241 | 28.6241 | 28.6241
2817 | 28.625 | 28.625 | 28.625 | 28.625 | 28.625 | 28.625 | 28.625 | 28.625 | 28.625 | 28.625 | 28.625 | 28.625 | 28.625 | 28.625 | 28.625 | 28.625 | 28.625 | 28.625 | 28.625 | 28.625 | 28.625 | 28.625 | 28.625 | 28.625 | 28.625 | 28.625 | 28.625 | 28.625 | 28.625 | 28.625 | 28.625 | 28.625 | 28.625 | 28.625 | 28.625 | 28.625 | 28.625 | 28.625 | 28.625 | 28.625 | 28.625 | 28.625 | 28.625 | 28.625 | 28.625 | 28.625 | 28.625 | 28.625 | 28.625 | 28.625 | 28.625 | 28.625 | 28.625 | 28.625 | 28.625 | 28.625 | 28.625 | 28.625 | 28.625 | 28.625
2818 | 28.6259 | 28.6259 | 28.6259 | 28.6259 | 28.6259 | 28.6259 | 28.6259 | 28.6259 | 28.6259 | 28.6259 | 28.6259 | 28.6259 | 28.6259 | 28.6259 | 28.6259 | 28.6259 | 28.6259 | 28.6259 | 28.6259 | 28.6259 | 28.6259 | 28.6259 | 28.6259 | 28.6259 | 28.6259 | 28.6259 | 28.6259 | 28.6259 | 28.6259 | 28.6259 | 28.6259 | 28.6259 | 28.6259 | 28.6259 | 28.6259 | 28.6259 | 28.6259 | 28.6259 | 28.6259 | 28.6259 | 28.6259 | 28.6259 | 28.6259 | 28.6259 | 28.6259 | 28.6259 | 28.6259 | 28.6259 | 28.6259 | 28.6259 | 28.6259 | 28.6259 | 28.6259 | 28.6259 | 28.6259 | 28.6259 | 28.6259 | 28.6259 | 28.6259 | 28.6259
2819 | 28.6267 | 28.6267 | 28.6267 | 28.6267 | 28.6267 | 28.6267 | 28.6267 | 28.6267 | 28.6267 | 28.6267 | 28.6267 | 28.6267 | 28.6267 | 28.6267 | 28.6267 | 28.6267 | 28.6267 | 28.6267 | 28.6267 | 28.6267 | 28.6267 | 28.6267 | 28.6267 | 28.6267 | 28.6267 | 28.6267 | 28.6267 | 28.6267 | 28.6267 | 28.6267 | 28.6267 | 28.6267 | 28.6267 | 28.6267 | 28.6267 | 28.6267 | 28.6267 | 28.6267 | 28.6267 | 28.6267 | 28.6267 | 28.6267 | 28.6267 | 28.6267 | 28.6267 | 28.6267 | 28.6267 | 28.6267 | 28.6267 | 28.6267 | 28.6267 | 28.6267 | 28.6267 | 28.6267 | 28.6267 | 28.6267 | 28.6267 | 28.6267 | 28.6267 | 28.6267
2820 | 28.6276 | 28.6276 | 28.6276 | 28.6276 | 28.6276 | 28.6276 | 28.6276 | 28.6276 | 28.6276 | 28.6276 | 28.6276 | 28.6276 | 28.6276 | 28.6276 | 28.6276 | 28.6276 | 28.6276 | 28.6276 | 28.6276 | 28.6276 | 28.6276 | 28.6276 | 28.6276 | 28.6276 | 28.6276 | 28.6276 | 28.6276 | 28.6276 | 28.6276 | 28.6276 | 28.6276 | 28.6276 | 28.6276 | 28.6276 | 28.6276 | 28.6276 | 28.6276 | 28.6276 | 28.6276 | 28.6276 | 28.6276 | 28.6276 | 28.6276 | 28.6276 | 28.6276 | 28.6276 | 28.6276 | 28.6276 | 28.6276 | 28.6276 | 28.6276 | 28.6276 | 28.6276 | 28.6276 | 28.6276 | 28.6276 | 28.6276 | 28.6276 | 28.6276 | 28.6276
2821 | 28.6285 | 28.6285 | 28.6285 | 28.6285 | 28.6285 | 28.6285 | 28.6285 | 28.6285 | 28.6285 | 28.6285 | 28.6285 | 28.6285 | 28.6285 | 28.6285 | 28.6285 | 28.6285 | 28.6285 | 28.6285 | 28.6285 | 28.6285 | 28.6285 | 28.6285 | 28.6285 | 28.6285 | 28.6285 | 28.6285 | 28.6285 | 28.6285 | 28.6285 | 28.6285 | 28.6285 | 28.6285 | 28.6285 | 28.6285 | 28.6285 | 28.6285 | 28.6285 | 28.6285 | 28.6285 | 28.6285 | 28.6285 | 28.6285 | 28.6285 | 28.6285 | 28.6285 | 28.6285 | 28.6285 | 28.6285 | 28.6285 | 28.6285 | 28.6285 | 28.6285 | 28.6285 | 28.6285 | 28.6285 | 28.6285 | 28.6285 | 28.6285 | 28.6285 | 28.6285
2822 | 28.6294 | 28.6294 | 28.6294 | 28.6294 | 28.6294 | 28.6294 | 28.6294 | 28.6294 | 28.6294 | 28.6294 | 28.6294 | 28.6294 | 28.6294 | 28.6294 | 28.6294 | 28.6294 | 28.6294 | 28.6294 | 28.6294 | 28.6294 | 28.6294 | 28.6294 | 28.6294 | 28.6294 | 28.6294 | 28.6294 | 28.6294 | 28.6294 | 28.6294 | 28.6294 | 28.6294 | 28.6294 | 28.6294 | 28.6294 | 28.6294 | 28.6294 | 28.6294 | 28.6294 | 28.6294 | 28.6294 | 28.6294 | 28.6294 | 28.6294 | 28.6294 | 28.6294 | 28.6294 | 28.6294 | 28.6294 | 28.6294 | 28.6294 | 28.6294 | 28.6294 | 28.6294 | 28.6294 | 28.6294 | 28.6294 | 28.6294 | 28.6294 | 28.6294 | 28.6294
2823 | 28.6303 | 28.6303 | 28.6303 | 28.6303 | 28.6303 | 28.6303 | 28.6303 | 28.6303 | 28.6303 | 28.6303 | 28.6303 | 28.6303 | 28.6303 | 28.6303 | 28.6303 | 28.6303 | 28.6303 | 28.6303 | 28.6303 | 28.6303 | 28.6303 | 28.6303 | 28.6303 | 28.6303 | 28.6303 | 28.6303 | 28.6303 | 28.6303 | 28.6303 | 28.6303 | 28.6303 | 28.6303 | 28.6303 | 28.6303 | 28.6303 | 28.6303 | 28.6303 | 28.6303 | 28.6303 | 28.6303 | 28.6303 | 28.6303 | 28.6303 | 28.6303 | 28.6303 | 28.6303 | 28.6303 | 28.6303 | 28.6303 | 28.6303 | 28.6303 | 28.6303 | 28.6303 | 28.6303 | 28.6303 | 28.6303 | 28.6303 | 28.6303 | 28.6303 | 28.6303
2824 | 28.6312 | 28.6312 | 28.6312 | 28.6312 | 28.6312 | 28.6312 | 28.6312 | 28.6312 | 28.6312 | 28.6312 | 28.6312 | 28.6312 | 28.6312 | 28.6312 | 28.6312 | 28.6312 | 28.6312 | 28.6312 | 28.6312 | 28.6312 | 28.6312 | 28.6312 | 28.6312 | 28.6312 | 28.6312 | 28.6312 | 28.6312 | 28.6312 | 28.6312 | 28.6312 | 28.6312 | 28.6312 | 28.6312 | 28.6312 | 28.6312 | 28.6312 | 28.6312 | 28.6312 | 28.6312 | 28.6312 | 28.6312 | 28.6312 | 28.6312 | 28.6312 | 28.6312 | 28.6312 | 28.6312 | 28.6312 | 28.6312 | 28.6312 | 28.6312 | 28.6312 | 28.6312 | 28.6312 | 28.6312 | 28.6312 | 28.6312 | 28.6312 | 28.6312 | 28.6312
2825 | 28.6321 | 28.6321 | 28.6321 | 28.6321 | 28.6321 | 28.6321 | 28.6321 | 28.6321 | 28.6321 | 28.6321 | 28.6321 | 28.6321 | 28.6321 | 28.6321 | 28.6321 | 28.6321 | 28.6321 | 28.6321 | 28.6321 | 28.6321 | 28.6321 | 28.6321 | 28.6321 | 28.6321 | 28.6321 | 28.6321 | 28.6321 | 28.6321 | 28.6321 | 28.6321 | 28.6321 | 28.6321 | 28.6321 | 28.6321 | 28.6321 | 28.6321 | 28.6321 | 28.6321 | 28.6321 | 28.6321 | 28.6321 | 28.6321 | 28.6321 | 28.6321 | 28.6321 | 28.6321 | 28.6321 | 28.6321 | 28.6321 | 28.6321 | 28.6321 | 28.6321 | 28.6321 | 28.6321 | 28.6321 | 28.6321 | 28.6321 | 28.6321 | 28.6321 | 28.6321
2826 | 28.6329 | 28.6329 | 28.6329 | 28.6329 | 28.6329 | 28.6329 | 28.6329 | 28.6329 | 28.6329 | 28.6329 | 28.6329 | 28.6329 | 28.6329 | 28.6329 | 28.6329 | 28.6329 | 28.6329 | 28.6329 | 28.6329 | 28.6329 | 28.6329 | 28.6329 | 28.6329 | 28.6329 | 28.6329 | 28.6329 | 28.6329 | 28.6329 | 28.6329 | 28.6329 | 28.6329 | 28.6329 | 28.6329 | 28.6329 | 28.6329 | 28.6329 | 28.6329 | 28.6329 | 28.6329 | 28.6329 | 28.6329 | 28.6329 | 28.6329 | 28.6329 | 28.6329 | 28.6329 | 28.6329 | 28.6329 | 28.6329 | 28.6329 | 28.6329 | 28.6329 | 28.6329 | 28.6329 | 28.6329 | 28.6329 | 28.6329 | 28.6329 | 28.6329 | 28.6329
2827 | 28.6338 | 28.6338 | 28.6338 | 28.6338 | 28.6338 | 28.6338 | 28.6338 | 28.6338 | 28.6338 | 28.6338 | 28.6338 | 28.6338 | 28.6338 | 28.6338 | 28.6338 | 28.6338 | 28.6338 | 28.6338 | 28.6338 | 28.6338 | 28.6338 | 28.6338 | 28.6338 | 28.6338 | 28.6338 | 28.6338 | 28.6338 | 28.6338 | 28.6338 | 28.6338 | 28.6338 | 28.6338 | 28.6338 | 28.6338 | 28.6338 | 28.6338 | 28.6338 | 28.6338 | 28.6338 | 28.6338 | 28.6338 | 28.6338 | 28.6338 | 28.6338 | 28.6338 | 28.6338 | 28.6338 | 28.6338 | 28.6338 | 28.6338 | 28.6338 | 28.6338 | 28.6338 | 28.6338 | 28.6338 | 28.6338 | 28.6338 | 28.6338 | 28.6338 | 28.6338
2828 | 28.6347 | 28.6347 | 28.6347 | 28.6347 | 28.6347 | 28.6347 | 28.6347 | 28.6347 | 28.6347 | 28.6347 | 28.6347 | 28.6347 | 28.6347 | 28.6347 | 28.6347 | 28.6347 | 28.6347 | 28.6347 | 28.6347 | 28.6347 | 28.6347 | 28.6347 | 28.6347 | 28.6347 | 28.6347 | 28.6347 | 28.6347 | 28.6347 | 28.6347 | 28.6347 | 28.6347 | 28.6347 | 28.6347 | 28.6347 | 28.6347 | 28.6347 | 28.6347 | 28.6347 | 28.6347 | 28.6347 | 28.6347 | 28.6347 | 28.6347 | 28.6347 | 28.6347 | 28.6347 | 28.6347 | 28.6347 | 28.6347 | 28.6347 | 28.6347 | 28.6347 | 28.6347 | 28.6347 | 28.6347 | 28.6347 | 28.6347 | 28.6347 | 28.6347 | 28.6347
2829 | 28.6356 | 28.6356 | 28.6356 | 28.6356 | 28.6356 | 28.6356 | 28.6356 | 28.6356 | 28.6356 | 28.6356 | 28.6356 | 28.6356 | 28.6356 | 28.6356 | 28.6356 | 28.6356 | 28.6356 | 28.6356 | 28.6356 | 28.6356 | 28.6356 | 28.6356 | 28.6356 | 28.6356 | 28.6356 | 28.6356 | 28.6356 | 28.6356 | 28.6356 | 28.6356 | 28.6356 | 28.6356 | 28.6356 | 28.6356 | 28.6356 | 28.6356 | 28.6356 | 28.6356 | 28.6356 | 28.6356 | 28.6356 | 28.6356 | 28.6356 | 28.6356 | 28.6356 | 28.6356 | 28.6356 | 28.6356 | 28.6356 | 28.6356 | 28.6356 | 28.6356 | 28.6356 | 28.6356 | 28.6356 | 28.6356 | 28.6356 | 28.6356 | 28.6356 | 28.6356
2830 | 28.6365 | 28.6365 | 28.6365 | 28.6365 | 28.6365 | 28.6365 | 28.6365 | 28.6365 | 28.6365 | 28.6365 | 28.6365 | 28.6365 | 28.6365 | 28.6365 | 28.6365 | 28.6365 | 28.6365 | 28.6365 | 28.6365 | 28.6365 | 28.6365 | 28.6365 | 28.6365 | 28.6365 | 28.6365 | 28.6365 | 28.6365 | 28.6365 | 28.6365 | 28.6365 | 28.6365 | 28.6365 | 28.6365 | 28.6365 | 28.6365 | 28.6365 | 28.6365 | 28.6365 | 28.6365 | 28.6365 | 28.6365 | 28.6365 | 28.6365 | 28.6365 | 28.6365 | 28.6365 | 28.6365 | 28.6365 | 28.6365 | 28.6365 | 28.6365 | 28.6365 | 28.6365 | 28.6365 | 28.6365 | 28.6365 | 28.6365 | 28.6365 | 28.6365 | 28.6365
2831 | 28.6374 | 28.6374 | 28.6374 | 28.6374 | 28.6374 | 28.6374 | 28.6374 | 28.6374 | 28.6374 | 28.6374 | 28.6374 | 28.6374 | 28.6374 | 28.6374 | 28.6374 | 28.6374 | 28.6374 | 28.6374 | 28.6374 | 28.6374 | 28.6374 | 28.6374 | 28.6374 | 28.6374 | 28.6374 | 28.6374 | 28.6374 | 28.6374 | 28.6374 | 28.6374 | 28.6374 | 28.6374 | 28.6374 | 28.6374 | 28.6374 | 28.6374 | 28.6374 | 28.6374 | 28.6374 | 28.6374 | 28.6374 | 28.6374 | 28.6374 | 28.6374 | 28.6374 | 28.6374 | 28.6374 | 28.6374 | 28.6374 | 28.6374 | 28.6374 | 28.6374 | 28.6374 | 28.6374 | 28.6374 | 28.6374 | 28.6374 | 28.6374 | 28.6374 | 28.6374
2832 | 28.6382 | 28.6382 | 28.6382 | 28.6382 | 28.6382 | 28.6382 | 28.6382 | 28.6382 | 28.6382 | 28.6382 | 28.6382 | 28.6382 | 28.6382 | 28.6382 | 28.6382 | 28.6382 | 28.6382 | 28.6382 | 28.6382 | 28.6382 | 28.6382 | 28.6382 | 28.6382 | 28.6382 | 28.6382 | 28.6382 | 28.6382 | 28.6382 | 28.6382 | 28.6382 | 28.6382 | 28.6382 | 28.6382 | 28.6382 | 28.6382 | 28.6382 | 28.6382 | 28.6382 | 28.6382 | 28.6382 | 28.6382 | 28.6382 | 28.6382 | 28.6382 | 28.6382 | 28.6382 | 28.6382 | 28.6382 | 28.6382 | 28.6382 | 28.6382 | 28.6382 | 28.6382 | 28.6382 | 28.6382 | 28.6382 | 28.6382 | 28.6382 | 28.6382 | 28.6382
2833 | 28.6391 | 28.6391 | 28.6391 | 28.6391 | 28.6391 | 28.6391 | 28.6391 | 28.6391 | 28.6391 | 28.6391 | 28.6391 | 28.6391 | 28.6391 | 28.6391 | 28.6391 | 28.6391 | 28.6391 | 28.6391 | 28.6391 | 28.6391 | 28.6391 | 28.6391 | 28.6391 | 28.6391 | 28.6391 | 28.6391 | 28.6391 | 28.6391 | 28.6391 | 28.6391 | 28.6391 | 28.6391 | 28.6391 | 28.6391 | 28.6391 | 28.6391 | 28.6391 | 28.6391 | 28.6391 | 28.6391 | 28.6391 | 28.6391 | 28.6391 | 28.6391 | 28.6391 | 28.6391 | 28.6391 | 28.6391 | 28.6391 | 28.6391 | 28.6391 | 28.6391 | 28.6391 | 28.6391 | 28.6391 | 28.6391 | 28.6391 | 28.6391 | 28.6391 | 28.6391
2834 | 28.64 | 28.64 | 28.64 | 28.64 | 28.64 | 28.64 | 28.64 | 28.64 | 28.64 | 28.64 | 28.64 | 28.64 | 28.64 | 28.64 | 28.64 | 28.64 | 28.64 | 28.64 | 28.64 | 28.64 | 28.64 | 28.64 | 28.64 | 28.64 | 28.64 | 28.64 | 28.64 | 28.64 | 28.64 | 28.64 | 28.64 | 28.64 | 28.64 | 28.64 | 28.64 | 28.64 | 28.64 | 28.64 | 28.64 | 28.64 | 28.64 | 28.64 | 28.64 | 28.64 | 28.64 | 28.64 | 28.64 | 28.64 | 28.64 | 28.64 | 28.64 | 28.64 | 28.64 | 28.64 | 28.64 | 28.64 | 28.64 | 28.64 | 28.64 | 28.64
2835 | 28.6409 | 28.6409 | 28.6409 | 28.6409 | 28.6409 | 28.6409 | 28.6409 | 28.6409 | 28.6409 | 28.6409 | 28.6409 | 28.6409 | 28.6409 | 28.6409 | 28.6409 | 28.6409 | 28.6409 | 28.6409 | 28.6409 | 28.6409 | 28.6409 | 28.6409 | 28.6409 | 28.6409 | 28.6409 | 28.6409 | 28.6409 | 28.6409 | 28.6409 | 28.6409 | 28.6409 | 28.6409 | 28.6409 | 28.6409 | 28.6409 | 28.6409 | 28.6409 | 28.6409 | 28.6409 | 28.6409 | 28.6409 | 28.6409 | 28.6409 | 28.6409 | 28.6409 | 28.6409 | 28.6409 | 28.6409 | 28.6409 | 28.6409 | 28.6409 | 28.6409 | 28.6409 | 28.6409 | 28.6409 | 28.6409 | 28.6409 | 28.6409 | 28.6409 | 28.6409
2836 | 28.6418 | 28.6418 | 28.6418 | 28.6418 | 28.6418 | 28.6418 | 28.6418 | 28.6418 | 28.6418 | 28.6418 | 28.6418 | 28.6418 | 28.6418 | 28.6418 | 28.6418 | 28.6418 | 28.6418 | 28.6418 | 28.6418 | 28.6418 | 28.6418 | 28.6418 | 28.6418 | 28.6418 | 28.6418 | 28.6418 | 28.6418 | 28.6418 | 28.6418 | 28.6418 | 28.6418 | 28.6418 | 28.6418 | 28.6418 | 28.6418 | 28.6418 | 28.6418 | 28.6418 | 28.6418 | 28.6418 | 28.6418 | 28.6418 | 28.6418 | 28.6418 | 28.6418 | 28.6418 | 28.6418 | 28.6418 | 28.6418 | 28.6418 | 28.6418 | 28.6418 | 28.6418 | 28.6418 | 28.6418 | 28.6418 | 28.6418 | 28.6418 | 28.6418 | 28.6418
2837 | 28.6427 | 28.6427 | 28.6427 | 28.6427 | 28.6427 | 28.6427 | 28.6427 | 28.6427 | 28.6427 | 28.6427 | 28.6427 | 28.6427 | 28.6427 | 28.6427 | 28.6427 | 28.6427 | 28.6427 | 28.6427 | 28.6427 | 28.6427 | 28.6427 | 28.6427 | 28.6427 | 28.6427 | 28.6427 | 28.6427 | 28.6427 | 28.6427 | 28.6427 | 28.6427 | 28.6427 | 28.6427 | 28.6427 | 28.6427 | 28.6427 | 28.6427 | 28.6427 | 28.6427 | 28.6427 | 28.6427 | 28.6427 | 28.6427 | 28.6427 | 28.6427 | 28.6427 | 28.6427 | 28.6427 | 28.6427 | 28.6427 | 28.6427 | 28.6427 | 28.6427 | 28.6427 | 28.6427 | 28.6427 | 28.6427 | 28.6427 | 28.6427 | 28.6427 | 28.6427
2838 | 28.6435 | 28.6435 | 28.6435 | 28.6435 | 28.6435 | 28.6435 | 28.6435 | 28.6435 | 28.6435 | 28.6435 | 28.6435 | 28.6435 | 28.6435 | 28.6435 | 28.6435 | 28.6435 | 28.6435 | 28.6435 | 28.6435 | 28.6435 | 28.6435 | 28.6435 | 28.6435 | 28.6435 | 28.6435 | 28.6435 | 28.6435 | 28.6435 | 28.6435 | 28.6435 | 28.6435 | 28.6435 | 28.6435 | 28.6435 | 28.6435 | 28.6435 | 28.6435 | 28.6435 | 28.6435 | 28.6435 | 28.6435 | 28.6435 | 28.6435 | 28.6435 | 28.6435 | 28.6435 | 28.6435 | 28.6435 | 28.6435 | 28.6435 | 28.6435 | 28.6435 | 28.6435 | 28.6435 | 28.6435 | 28.6435 | 28.6435 | 28.6435 | 28.6435 | 28.6435
2839 | 28.6444 | 28.6444 | 28.6444 | 28.6444 | 28.6444 | 28.6444 | 28.6444 | 28.6444 | 28.6444 | 28.6444 | 28.6444 | 28.6444 | 28.6444 | 28.6444 | 28.6444 | 28.6444 | 28.6444 | 28.6444 | 28.6444 | 28.6444 | 28.6444 | 28.6444 | 28.6444 | 28.6444 | 28.6444 | 28.6444 | 28.6444 | 28.6444 | 28.6444 | 28.6444 | 28.6444 | 28.6444 | 28.6444 | 28.6444 | 28.6444 | 28.6444 | 28.6444 | 28.6444 | 28.6444 | 28.6444 | 28.6444 | 28.6444 | 28.6444 | 28.6444 | 28.6444 | 28.6444 | 28.6444 | 28.6444 | 28.6444 | 28.6444 | 28.6444 | 28.6444 | 28.6444 | 28.6444 | 28.6444 | 28.6444 | 28.6444 | 28.6444 | 28.6444 | 28.6444
2840 | 28.6453 | 28.6453 | 28.6453 | 28.6453 | 28.6453 | 28.6453 | 28.6453 | 28.6453 | 28.6453 | 28.6453 | 28.6453 | 28.6453 | 28.6453 | 28.6453 | 28.6453 | 28.6453 | 28.6453 | 28.6453 | 28.6453 | 28.6453 | 28.6453 | 28.6453 | 28.6453 | 28.6453 | 28.6453 | 28.6453 | 28.6453 | 28.6453 | 28.6453 | 28.6453 | 28.6453 | 28.6453 | 28.6453 | 28.6453 | 28.6453 | 28.6453 | 28.6453 | 28.6453 | 28.6453 | 28.6453 | 28.6453 | 28.6453 | 28.6453 | 28.6453 | 28.6453 | 28.6453 | 28.6453 | 28.6453 | 28.6453 | 28.6453 | 28.6453 | 28.6453 | 28.6453 | 28.6453 | 28.6453 | 28.6453 | 28.6453 | 28.6453 | 28.6453 | 28.6453
2841 | 28.6462 | 28.6462 | 28.6462 | 28.6462 | 28.6462 | 28.6462 | 28.6462 | 28.6462 | 28.6462 | 28.6462 | 28.6462 | 28.6462 | 28.6462 | 28.6462 | 28.6462 | 28.6462 | 28.6462 | 28.6462 | 28.6462 | 28.6462 | 28.6462 | 28.6462 | 28.6462 | 28.6462 | 28.6462 | 28.6462 | 28.6462 | 28.6462 | 28.6462 | 28.6462 | 28.6462 | 28.6462 | 28.6462 | 28.6462 | 28.6462 | 28.6462 | 28.6462 | 28.6462 | 28.6462 | 28.6462 | 28.6462 | 28.6462 | 28.6462 | 28.6462 | 28.6462 | 28.6462 | 28.6462 | 28.6462 | 28.6462 | 28.6462 | 28.6462 | 28.6462 | 28.6462 | 28.6462 | 28.6462 | 28.6462 | 28.6462 | 28.6462 | 28.6462 | 28.6462
2842 | 28.6471 | 28.6471 | 28.6471 | 28.6471 | 28.6471 | 28.6471 | 28.6471 | 28.6471 | 28.6471 | 28.6471 | 28.6471 | 28.6471 | 28.6471 | 28.6471 | 28.6471 | 28.6471 | 28.6471 | 28.6471 | 28.6471 | 28.6471 | 28.6471 | 28.6471 | 28.6471 | 28.6471 | 28.6471 | 28.6471 | 28.6471 | 28.6471 | 28.6471 | 28.6471 | 28.6471 | 28.6471 | 28.6471 | 28.6471 | 28.6471 | 28.6471 | 28.6471 | 28.6471 | 28.6471 | 28.6471 | 28.6471 | 28.6471 | 28.6471 | 28.6471 | 28.6471 | 28.6471 | 28.6471 | 28.6471 | 28.6471 | 28.6471 | 28.6471 | 28.6471 | 28.6471 | 28.6471 | 28.6471 | 28.6471 | 28.6471 | 28.6471 | 28.6471 | 28.6471
2843 | 28.6479 | 28.6479 | 28.6479 | 28.6479 | 28.6479 | 28.6479 | 28.6479 | 28.6479 | 28.6479 | 28.6479 | 28.6479 | 28.6479 | 28.6479 | 28.6479 | 28.6479 | 28.6479 | 28.6479 | 28.6479 | 28.6479 | 28.6479 | 28.6479 | 28.6479 | 28.6479 | 28.6479 | 28.6479 | 28.6479 | 28.6479 | 28.6479 | 28.6479 | 28.6479 | 28.6479 | 28.6479 | 28.6479 | 28.6479 | 28.6479 | 28.6479 | 28.6479 | 28.6479 | 28.6479 | 28.6479 | 28.6479 | 28.6479 | 28.6479 | 28.6479 | 28.6479 | 28.6479 | 28.6479 | 28.6479 | 28.6479 | 28.6479 | 28.6479 | 28.6479 | 28.6479 | 28.6479 | 28.6479 | 28.6479 | 28.6479 | 28.6479 | 28.6479 | 28.6479
2844 | 28.6488 | 28.6488 | 28.6488 | 28.6488 | 28.6488 | 28.6488 | 28.6488 | 28.6488 | 28.6488 | 28.6488 | 28.6488 | 28.6488 | 28.6488 | 28.6488 | 28.6488 | 28.6488 | 28.6488 | 28.6488 | 28.6488 | 28.6488 | 28.6488 | 28.6488 | 28.6488 | 28.6488 | 28.6488 | 28.6488 | 28.6488 | 28.6488 | 28.6488 | 28.6488 | 28.6488 | 28.6488 | 28.6488 | 28.6488 | 28.6488 | 28.6488 | 28.6488 | 28.6488 | 28.6488 | 28.6488 | 28.6488 | 28.6488 | 28.6488 | 28.6488 | 28.6488 | 28.6488 | 28.6488 | 28.6488 | 28.6488 | 28.6488 | 28.6488 | 28.6488 | 28.6488 | 28.6488 | 28.6488 | 28.6488 | 28.6488 | 28.6488 | 28.6488 | 28.6488
2845 | 28.6497 | 28.6497 | 28.6497 | 28.6497 | 28.6497 | 28.6497 | 28.6497 | 28.6497 | 28.6497 | 28.6497 | 28.6497 | 28.6497 | 28.6497 | 28.6497 | 28.6497 | 28.6497 | 28.6497 | 28.6497 | 28.6497 | 28.6497 | 28.6497 | 28.6497 | 28.6497 | 28.6497 | 28.6497 | 28.6497 | 28.6497 | 28.6497 | 28.6497 | 28.6497 | 28.6497 | 28.6497 | 28.6497 | 28.6497 | 28.6497 | 28.6497 | 28.6497 | 28.6497 | 28.6497 | 28.6497 | 28.6497 | 28.6497 | 28.6497 | 28.6497 | 28.6497 | 28.6497 | 28.6497 | 28.6497 | 28.6497 | 28.6497 | 28.6497 | 28.6497 | 28.6497 | 28.6497 | 28.6497 | 28.6497 | 28.6497 | 28.6497 | 28.6497 | 28.6497
2846 | 28.6506 | 28.6506 | 28.6506 | 28.6506 | 28.6506 | 28.6506 | 28.6506 | 28.6506 | 28.6506 | 28.6506 | 28.6506 | 28.6506 | 28.6506 | 28.6506 | 28.6506 | 28.6506 | 28.6506 | 28.6506 | 28.6506 | 28.6506 | 28.6506 | 28.6506 | 28.6506 | 28.6506 | 28.6506 | 28.6506 | 28.6506 | 28.6506 | 28.6506 | 28.6506 | 28.6506 | 28.6506 | 28.6506 | 28.6506 | 28.6506 | 28.6506 | 28.6506 | 28.6506 | 28.6506 | 28.6506 | 28.6506 | 28.6506 | 28.6506 | 28.6506 | 28.6506 | 28.6506 | 28.6506 | 28.6506 | 28.6506 | 28.6506 | 28.6506 | 28.6506 | 28.6506 | 28.6506 | 28.6506 | 28.6506 | 28.6506 | 28.6506 | 28.6506 | 28.6506
2847 | 28.6514 | 28.6514 | 28.6514 | 28.6514 | 28.6514 | 28.6514 | 28.6514 | 28.6514 | 28.6514 | 28.6514 | 28.6514 | 28.6514 | 28.6514 | 28.6514 | 28.6514 | 28.6514 | 28.6514 | 28.6514 | 28.6514 | 28.6514 | 28.6514 | 28.6514 | 28.6514 | 28.6514 | 28.6514 | 28.6514 | 28.6514 | 28.6514 | 28.6514 | 28.6514 | 28.6514 | 28.6514 | 28.6514 | 28.6514 | 28.6514 | 28.6514 | 28.6514 | 28.6514 | 28.6514 | 28.6514 | 28.6514 | 28.6514 | 28.6514 | 28.6514 | 28.6514 | 28.6514 | 28.6514 | 28.6514 | 28.6514 | 28.6514 | 28.6514 | 28.6514 | 28.6514 | 28.6514 | 28.6514 | 28.6514 | 28.6514 | 28.6514 | 28.6514 | 28.6514
2848 | 28.6523 | 28.6523 | 28.6523 | 28.6523 | 28.6523 | 28.6523 | 28.6523 | 28.6523 | 28.6523 | 28.6523 | 28.6523 | 28.6523 | 28.6523 | 28.6523 | 28.6523 | 28.6523 | 28.6523 | 28.6523 | 28.6523 | 28.6523 | 28.6523 | 28.6523 | 28.6523 | 28.6523 | 28.6523 | 28.6523 | 28.6523 | 28.6523 | 28.6523 | 28.6523 | 28.6523 | 28.6523 | 28.6523 | 28.6523 | 28.6523 | 28.6523 | 28.6523 | 28.6523 | 28.6523 | 28.6523 | 28.6523 | 28.6523 | 28.6523 | 28.6523 | 28.6523 | 28.6523 | 28.6523 | 28.6523 | 28.6523 | 28.6523 | 28.6523 | 28.6523 | 28.6523 | 28.6523 | 28.6523 | 28.6523 | 28.6523 | 28.6523 | 28.6523 | 28.6523
2849 | 28.6532 | 28.6532 | 28.6532 | 28.6532 | 28.6532 | 28.6532 | 28.6532 | 28.6532 | 28.6532 | 28.6532 | 28.6532 | 28.6532 | 28.6532 | 28.6532 | 28.6532 | 28.6532 | 28.6532 | 28.6532 | 28.6532 | 28.6532 | 28.6532 | 28.6532 | 28.6532 | 28.6532 | 28.6532 | 28.6532 | 28.6532 | 28.6532 | 28.6532 | 28.6532 | 28.6532 | 28.6532 | 28.6532 | 28.6532 | 28.6532 | 28.6532 | 28.6532 | 28.6532 | 28.6532 | 28.6532 | 28.6532 | 28.6532 | 28.6532 | 28.6532 | 28.6532 | 28.6532 | 28.6532 | 28.6532 | 28.6532 | 28.6532 | 28.6532 | 28.6532 | 28.6532 | 28.6532 | 28.6532 | 28.6532 | 28.6532 | 28.6532 | 28.6532 | 28.6532
2850 | 28.6541 | 28.6541 | 28.6541 | 28.6541 | 28.6541 | 28.6541 | 28.6541 | 28.6541 | 28.6541 | 28.6541 | 28.6541 | 28.6541 | 28.6541 | 28.6541 | 28.6541 | 28.6541 | 28.6541 | 28.6541 | 28.6541 | 28.6541 | 28.6541 | 28.6541 | 28.6541 | 28.6541 | 28.6541 | 28.6541 | 28.6541 | 28.6541 | 28.6541 | 28.6541 | 28.6541 | 28.6541 | 28.6541 | 28.6541 | 28.6541 | 28.6541 | 28.6541 | 28.6541 | 28.6541 | 28.6541 | 28.6541 | 28.6541 | 28.6541 | 28.6541 | 28.6541 | 28.6541 | 28.6541 | 28.6541 | 28.6541 | 28.6541 | 28.6541 | 28.6541 | 28.6541 | 28.6541 | 28.6541 | 28.6541 | 28.6541 | 28.6541 | 28.6541 | 28.6541
2851 | 28.655 | 28.655 | 28.655 | 28.655 | 28.655 | 28.655 | 28.655 | 28.655 | 28.655 | 28.655 | 28.655 | 28.655 | 28.655 | 28.655 | 28.655 | 28.655 | 28.655 | 28.655 | 28.655 | 28.655 | 28.655 | 28.655 | 28.655 | 28.655 | 28.655 | 28.655 | 28.655 | 28.655 | 28.655 | 28.655 | 28.655 | 28.655 | 28.655 | 28.655 | 28.655 | 28.655 | 28.655 | 28.655 | 28.655 | 28.655 | 28.655 | 28.655 | 28.655 | 28.655 | 28.655 | 28.655 | 28.655 | 28.655 | 28.655 | 28.655 | 28.655 | 28.655 | 28.655 | 28.655 | 28.655 | 28.655 | 28.655 | 28.655 | 28.655 | 28.655
2852 | 28.6558 | 28.6558 | 28.6558 | 28.6558 | 28.6558 | 28.6558 | 28.6558 | 28.6558 | 28.6558 | 28.6558 | 28.6558 | 28.6558 | 28.6558 | 28.6558 | 28.6558 | 28.6558 | 28.6558 | 28.6558 | 28.6558 | 28.6558 | 28.6558 | 28.6558 | 28.6558 | 28.6558 | 28.6558 | 28.6558 | 28.6558 | 28.6558 | 28.6558 | 28.6558 | 28.6558 | 28.6558 | 28.6558 | 28.6558 | 28.6558 | 28.6558 | 28.6558 | 28.6558 | 28.6558 | 28.6558 | 28.6558 | 28.6558 | 28.6558 | 28.6558 | 28.6558 | 28.6558 | 28.6558 | 28.6558 | 28.6558 | 28.6558 | 28.6558 | 28.6558 | 28.6558 | 28.6558 | 28.6558 | 28.6558 | 28.6558 | 28.6558 | 28.6558 | 28.6558
2853 | 28.6567 | 28.6567 | 28.6567 | 28.6567 | 28.6567 | 28.6567 | 28.6567 | 28.6567 | 28.6567 | 28.6567 | 28.6567 | 28.6567 | 28.6567 | 28.6567 | 28.6567 | 28.6567 | 28.6567 | 28.6567 | 28.6567 | 28.6567 | 28.6567 | 28.6567 | 28.6567 | 28.6567 | 28.6567 | 28.6567 | 28.6567 | 28.6567 | 28.6567 | 28.6567 | 28.6567 | 28.6567 | 28.6567 | 28.6567 | 28.6567 | 28.6567 | 28.6567 | 28.6567 | 28.6567 | 28.6567 | 28.6567 | 28.6567 | 28.6567 | 28.6567 | 28.6567 | 28.6567 | 28.6567 | 28.6567 | 28.6567 | 28.6567 | 28.6567 | 28.6567 | 28.6567 | 28.6567 | 28.6567 | 28.6567 | 28.6567 | 28.6567 | 28.6567 | 28.6567
2854 | 28.6576 | 28.6576 | 28.6576 | 28.6576 | 28.6576 | 28.6576 | 28.6576 | 28.6576 | 28.6576 | 28.6576 | 28.6576 | 28.6576 | 28.6576 | 28.6576 | 28.6576 | 28.6576 | 28.6576 | 28.6576 | 28.6576 | 28.6576 | 28.6576 | 28.6576 | 28.6576 | 28.6576 | 28.6576 | 28.6576 | 28.6576 | 28.6576 | 28.6576 | 28.6576 | 28.6576 | 28.6576 | 28.6576 | 28.6576 | 28.6576 | 28.6576 | 28.6576 | 28.6576 | 28.6576 | 28.6576 | 28.6576 | 28.6576 | 28.6576 | 28.6576 | 28.6576 | 28.6576 | 28.6576 | 28.6576 | 28.6576 | 28.6576 | 28.6576 | 28.6576 | 28.6576 | 28.6576 | 28.6576 | 28.6576 | 28.6576 | 28.6576 | 28.6576 | 28.6576
2855 | 28.6585 | 28.6585 | 28.6585 | 28.6585 | 28.6585 | 28.6585 | 28.6585 | 28.6585 | 28.6585 | 28.6585 | 28.6585 | 28.6585 | 28.6585 | 28.6585 | 28.6585 | 28.6585 | 28.6585 | 28.6585 | 28.6585 | 28.6585 | 28.6585 | 28.6585 | 28.6585 | 28.6585 | 28.6585 | 28.6585 | 28.6585 | 28.6585 | 28.6585 | 28.6585 | 28.6585 | 28.6585 | 28.6585 | 28.6585 | 28.6585 | 28.6585 | 28.6585 | 28.6585 | 28.6585 | 28.6585 | 28.6585 | 28.6585 | 28.6585 | 28.6585 | 28.6585 | 28.6585 | 28.6585 | 28.6585 | 28.6585 | 28.6585 | 28.6585 | 28.6585 | 28.6585 | 28.6585 | 28.6585 | 28.6585 | 28.6585 | 28.6585 | 28.6585 | 28.6585
2856 | 28.6593 | 28.6593 | 28.6593 | 28.6593 | 28.6593 | 28.6593 | 28.6593 | 28.6593 | 28.6593 | 28.6593 | 28.6593 | 28.6593 | 28.6593 | 28.6593 | 28.6593 | 28.6593 | 28.6593 | 28.6593 | 28.6593 | 28.6593 | 28.6593 | 28.6593 | 28.6593 | 28.6593 | 28.6593 | 28.6593 | 28.6593 | 28.6593 | 28.6593 | 28.6593 | 28.6593 | 28.6593 | 28.6593 | 28.6593 | 28.6593 | 28.6593 | 28.6593 | 28.6593 | 28.6593 | 28.6593 | 28.6593 | 28.6593 | 28.6593 | 28.6593 | 28.6593 | 28.6593 | 28.6593 | 28.6593 | 28.6593 | 28.6593 | 28.6593 | 28.6593 | 28.6593 | 28.6593 | 28.6593 | 28.6593 | 28.6593 | 28.6593 | 28.6593 | 28.6593
2857 | 28.6602 | 28.6602 | 28.6602 | 28.6602 | 28.6602 | 28.6602 | 28.6602 | 28.6602 | 28.6602 | 28.6602 | 28.6602 | 28.6602 | 28.6602 | 28.6602 | 28.6602 | 28.6602 | 28.6602 | 28.6602 | 28.6602 | 28.6602 | 28.6602 | 28.6602 | 28.6602 | 28.6602 | 28.6602 | 28.6602 | 28.6602 | 28.6602 | 28.6602 | 28.6602 | 28.6602 | 28.6602 | 28.6602 | 28.6602 | 28.6602 | 28.6602 | 28.6602 | 28.6602 | 28.6602 | 28.6602 | 28.6602 | 28.6602 | 28.6602 | 28.6602 | 28.6602 | 28.6602 | 28.6602 | 28.6602 | 28.6602 | 28.6602 | 28.6602 | 28.6602 | 28.6602 | 28.6602 | 28.6602 | 28.6602 | 28.6602 | 28.6602 | 28.6602 | 28.6602
2858 | 28.6611 | 28.6611 | 28.6611 | 28.6611 | 28.6611 | 28.6611 | 28.6611 | 28.6611 | 28.6611 | 28.6611 | 28.6611 | 28.6611 | 28.6611 | 28.6611 | 28.6611 | 28.6611 | 28.6611 | 28.6611 | 28.6611 | 28.6611 | 28.6611 | 28.6611 | 28.6611 | 28.6611 | 28.6611 | 28.6611 | 28.6611 | 28.6611 | 28.6611 | 28.6611 | 28.6611 | 28.6611 | 28.6611 | 28.6611 | 28.6611 | 28.6611 | 28.6611 | 28.6611 | 28.6611 | 28.6611 | 28.6611 | 28.6611 | 28.6611 | 28.6611 | 28.6611 | 28.6611 | 28.6611 | 28.6611 | 28.6611 | 28.6611 | 28.6611 | 28.6611 | 28.6611 | 28.6611 | 28.6611 | 28.6611 | 28.6611 | 28.6611 | 28.6611 | 28.6611
2859 | 28.662 | 28.662 | 28.662 | 28.662 | 28.662 | 28.662 | 28.662 | 28.662 | 28.662 | 28.662 | 28.662 | 28.662 | 28.662 | 28.662 | 28.662 | 28.662 | 28.662 | 28.662 | 28.662 | 28.662 | 28.662 | 28.662 | 28.662 | 28.662 | 28.662 | 28.662 | 28.662 | 28.662 | 28.662 | 28.662 | 28.662 | 28.662 | 28.662 | 28.662 | 28.662 | 28.662 | 28.662 | 28.662 | 28.662 | 28.662 | 28.662 | 28.662 | 28.662 | 28.662 | 28.662 | 28.662 | 28.662 | 28.662 | 28.662 | 28.662 | 28.662 | 28.662 | 28.662 | 28.662 | 28.662 | 28.662 | 28.662 | 28.662 | 28.662 | 28.662
2860 | 28.6628 | 28.6628 | 28.6628 | 28.6628 | 28.6628 | 28.6628 | 28.6628 | 28.6628 | 28.6628 | 28.6628 | 28.6628 | 28.6628 | 28.6628 | 28.6628 | 28.6628 | 28.6628 | 28.6628 | 28.6628 | 28.6628 | 28.6628 | 28.6628 | 28.6628 | 28.6628 | 28.6628 | 28.6628 | 28.6628 | 28.6628 | 28.6628 | 28.6628 | 28.6628 | 28.6628 | 28.6628 | 28.6628 | 28.6628 | 28.6628 | 28.6628 | 28.6628 | 28.6628 | 28.6628 | 28.6628 | 28.6628 | 28.6628 | 28.6628 | 28.6628 | 28.6628 | 28.6628 | 28.6628 | 28.6628 | 28.6628 | 28.6628 | 28.6628 | 28.6628 | 28.6628 | 28.6628 | 28.6628 | 28.6628 | 28.6628 | 28.6628 | 28.6628 | 28.6628
2861 | 28.6637 | 28.6637 | 28.6637 | 28.6637 | 28.6637 | 28.6637 | 28.6637 | 28.6637 | 28.6637 | 28.6637 | 28.6637 | 28.6637 | 28.6637 | 28.6637 | 28.6637 | 28.6637 | 28.6637 | 28.6637 | 28.6637 | 28.6637 | 28.6637 | 28.6637 | 28.6637 | 28.6637 | 28.6637 | 28.6637 | 28.6637 | 28.6637 | 28.6637 | 28.6637 | 28.6637 | 28.6637 | 28.6637 | 28.6637 | 28.6637 | 28.6637 | 28.6637 | 28.6637 | 28.6637 | 28.6637 | 28.6637 | 28.6637 | 28.6637 | 28.6637 | 28.6637 | 28.6637 | 28.6637 | 28.6637 | 28.6637 | 28.6637 | 28.6637 | 28.6637 | 28.6637 | 28.6637 | 28.6637 | 28.6637 | 28.6637 | 28.6637 | 28.6637 | 28.6637
2862 | 28.6646 | 28.6646 | 28.6646 | 28.6646 | 28.6646 | 28.6646 | 28.6646 | 28.6646 | 28.6646 | 28.6646 | 28.6646 | 28.6646 | 28.6646 | 28.6646 | 28.6646 | 28.6646 | 28.6646 | 28.6646 | 28.6646 | 28.6646 | 28.6646 | 28.6646 | 28.6646 | 28.6646 | 28.6646 | 28.6646 | 28.6646 | 28.6646 | 28.6646 | 28.6646 | 28.6646 | 28.6646 | 28.6646 | 28.6646 | 28.6646 | 28.6646 | 28.6646 | 28.6646 | 28.6646 | 28.6646 | 28.6646 | 28.6646 | 28.6646 | 28.6646 | 28.6646 | 28.6646 | 28.6646 | 28.6646 | 28.6646 | 28.6646 | 28.6646 | 28.6646 | 28.6646 | 28.6646 | 28.6646 | 28.6646 | 28.6646 | 28.6646 | 28.6646 | 28.6646
2863 | 28.6655 | 28.6655 | 28.6655 | 28.6655 | 28.6655 | 28.6655 | 28.6655 | 28.6655 | 28.6655 | 28.6655 | 28.6655 | 28.6655 | 28.6655 | 28.6655 | 28.6655 | 28.6655 | 28.6655 | 28.6655 | 28.6655 | 28.6655 | 28.6655 | 28.6655 | 28.6655 | 28.6655 | 28.6655 | 28.6655 | 28.6655 | 28.6655 | 28.6655 | 28.6655 | 28.6655 | 28.6655 | 28.6655 | 28.6655 | 28.6655 | 28.6655 | 28.6655 | 28.6655 | 28.6655 | 28.6655 | 28.6655 | 28.6655 | 28.6655 | 28.6655 | 28.6655 | 28.6655 | 28.6655 | 28.6655 | 28.6655 | 28.6655 | 28.6655 | 28.6655 | 28.6655 | 28.6655 | 28.6655 | 28.6655 | 28.6655 | 28.6655 | 28.6655 | 28.6655
2864 | 28.6663 | 28.6663 | 28.6663 | 28.6663 | 28.6663 | 28.6663 | 28.6663 | 28.6663 | 28.6663 | 28.6663 | 28.6663 | 28.6663 | 28.6663 | 28.6663 | 28.6663 | 28.6663 | 28.6663 | 28.6663 | 28.6663 | 28.6663 | 28.6663 | 28.6663 | 28.6663 | 28.6663 | 28.6663 | 28.6663 | 28.6663 | 28.6663 | 28.6663 | 28.6663 | 28.6663 | 28.6663 | 28.6663 | 28.6663 | 28.6663 | 28.6663 | 28.6663 | 28.6663 | 28.6663 | 28.6663 | 28.6663 | 28.6663 | 28.6663 | 28.6663 | 28.6663 | 28.6663 | 28.6663 | 28.6663 | 28.6663 | 28.6663 | 28.6663 | 28.6663 | 28.6663 | 28.6663 | 28.6663 | 28.6663 | 28.6663 | 28.6663 | 28.6663 | 28.6663
2865 | 28.6672 | 28.6672 | 28.6672 | 28.6672 | 28.6672 | 28.6672 | 28.6672 | 28.6672 | 28.6672 | 28.6672 | 28.6672 | 28.6672 | 28.6672 | 28.6672 | 28.6672 | 28.6672 | 28.6672 | 28.6672 | 28.6672 | 28.6672 | 28.6672 | 28.6672 | 28.6672 | 28.6672 | 28.6672 | 28.6672 | 28.6672 | 28.6672 | 28.6672 | 28.6672 | 28.6672 | 28.6672 | 28.6672 | 28.6672 | 28.6672 | 28.6672 | 28.6672 | 28.6672 | 28.6672 | 28.6672 | 28.6672 | 28.6672 | 28.6672 | 28.6672 | 28.6672 | 28.6672 | 28.6672 | 28.6672 | 28.6672 | 28.6672 | 28.6672 | 28.6672 | 28.6672 | 28.6672 | 28.6672 | 28.6672 | 28.6672 | 28.6672 | 28.6672 | 28.6672
2866 | 28.6681 | 28.6681 | 28.6681 | 28.6681 | 28.6681 | 28.6681 | 28.6681 | 28.6681 | 28.6681 | 28.6681 | 28.6681 | 28.6681 | 28.6681 | 28.6681 | 28.6681 | 28.6681 | 28.6681 | 28.6681 | 28.6681 | 28.6681 | 28.6681 | 28.6681 | 28.6681 | 28.6681 | 28.6681 | 28.6681 | 28.6681 | 28.6681 | 28.6681 | 28.6681 | 28.6681 | 28.6681 | 28.6681 | 28.6681 | 28.6681 | 28.6681 | 28.6681 | 28.6681 | 28.6681 | 28.6681 | 28.6681 | 28.6681 | 28.6681 | 28.6681 | 28.6681 | 28.6681 | 28.6681 | 28.6681 | 28.6681 | 28.6681 | 28.6681 | 28.6681 | 28.6681 | 28.6681 | 28.6681 | 28.6681 | 28.6681 | 28.6681 | 28.6681 | 28.6681
2867 | 28.6689 | 28.6689 | 28.6689 | 28.6689 | 28.6689 | 28.6689 | 28.6689 | 28.6689 | 28.6689 | 28.6689 | 28.6689 | 28.6689 | 28.6689 | 28.6689 | 28.6689 | 28.6689 | 28.6689 | 28.6689 | 28.6689 | 28.6689 | 28.6689 | 28.6689 | 28.6689 | 28.6689 | 28.6689 | 28.6689 | 28.6689 | 28.6689 | 28.6689 | 28.6689 | 28.6689 | 28.6689 | 28.6689 | 28.6689 | 28.6689 | 28.6689 | 28.6689 | 28.6689 | 28.6689 | 28.6689 | 28.6689 | 28.6689 | 28.6689 | 28.6689 | 28.6689 | 28.6689 | 28.6689 | 28.6689 | 28.6689 | 28.6689 | 28.6689 | 28.6689 | 28.6689 | 28.6689 | 28.6689 | 28.6689 | 28.6689 | 28.6689 | 28.6689 | 28.6689
2868 | 28.6698 | 28.6698 | 28.6698 | 28.6698 | 28.6698 | 28.6698 | 28.6698 | 28.6698 | 28.6698 | 28.6698 | 28.6698 | 28.6698 | 28.6698 | 28.6698 | 28.6698 | 28.6698 | 28.6698 | 28.6698 | 28.6698 | 28.6698 | 28.6698 | 28.6698 | 28.6698 | 28.6698 | 28.6698 | 28.6698 | 28.6698 | 28.6698 | 28.6698 | 28.6698 | 28.6698 | 28.6698 | 28.6698 | 28.6698 | 28.6698 | 28.6698 | 28.6698 | 28.6698 | 28.6698 | 28.6698 | 28.6698 | 28.6698 | 28.6698 | 28.6698 | 28.6698 | 28.6698 | 28.6698 | 28.6698 | 28.6698 | 28.6698 | 28.6698 | 28.6698 | 28.6698 | 28.6698 | 28.6698 | 28.6698 | 28.6698 | 28.6698 | 28.6698 | 28.6698
2869 | 28.6707 | 28.6707 | 28.6707 | 28.6707 | 28.6707 | 28.6707 | 28.6707 | 28.6707 | 28.6707 | 28.6707 | 28.6707 | 28.6707 | 28.6707 | 28.6707 | 28.6707 | 28.6707 | 28.6707 | 28.6707 | 28.6707 | 28.6707 | 28.6707 | 28.6707 | 28.6707 | 28.6707 | 28.6707 | 28.6707 | 28.6707 | 28.6707 | 28.6707 | 28.6707 | 28.6707 | 28.6707 | 28.6707 | 28.6707 | 28.6707 | 28.6707 | 28.6707 | 28.6707 | 28.6707 | 28.6707 | 28.6707 | 28.6707 | 28.6707 | 28.6707 | 28.6707 | 28.6707 | 28.6707 | 28.6707 | 28.6707 | 28.6707 | 28.6707 | 28.6707 | 28.6707 | 28.6707 | 28.6707 | 28.6707 | 28.6707 | 28.6707 | 28.6707 | 28.6707
2870 | 28.6716 | 28.6716 | 28.6716 | 28.6716 | 28.6716 | 28.6716 | 28.6716 | 28.6716 | 28.6716 | 28.6716 | 28.6716 | 28.6716 | 28.6716 | 28.6716 | 28.6716 | 28.6716 | 28.6716 | 28.6716 | 28.6716 | 28.6716 | 28.6716 | 28.6716 | 28.6716 | 28.6716 | 28.6716 | 28.6716 | 28.6716 | 28.6716 | 28.6716 | 28.6716 | 28.6716 | 28.6716 | 28.6716 | 28.6716 | 28.6716 | 28.6716 | 28.6716 | 28.6716 | 28.6716 | 28.6716 | 28.6716 | 28.6716 | 28.6716 | 28.6716 | 28.6716 | 28.6716 | 28.6716 | 28.6716 | 28.6716 | 28.6716 | 28.6716 | 28.6716 | 28.6716 | 28.6716 | 28.6716 | 28.6716 | 28.6716 | 28.6716 | 28.6716 | 28.6716
2871 | 28.6724 | 28.6724 | 28.6724 | 28.6724 | 28.6724 | 28.6724 | 28.6724 | 28.6724 | 28.6724 | 28.6724 | 28.6724 | 28.6724 | 28.6724 | 28.6724 | 28.6724 | 28.6724 | 28.6724 | 28.6724 | 28.6724 | 28.6724 | 28.6724 | 28.6724 | 28.6724 | 28.6724 | 28.6724 | 28.6724 | 28.6724 | 28.6724 | 28.6724 | 28.6724 | 28.6724 | 28.6724 | 28.6724 | 28.6724 | 28.6724 | 28.6724 | 28.6724 | 28.6724 | 28.6724 | 28.6724 | 28.6724 | 28.6724 | 28.6724 | 28.6724 | 28.6724 | 28.6724 | 28.6724 | 28.6724 | 28.6724 | 28.6724 | 28.6724 | 28.6724 | 28.6724 | 28.6724 | 28.6724 | 28.6724 | 28.6724 | 28.6724 | 28.6724 | 28.6724
2872 | 28.6733 | 28.6733 | 28.6733 | 28.6733 | 28.6733 | 28.6733 | 28.6733 | 28.6733 | 28.6733 | 28.6733 | 28.6733 | 28.6733 | 28.6733 | 28.6733 | 28.6733 | 28.6733 | 28.6733 | 28.6733 | 28.6733 | 28.6733 | 28.6733 | 28.6733 | 28.6733 | 28.6733 | 28.6733 | 28.6733 | 28.6733 | 28.6733 | 28.6733 | 28.6733 | 28.6733 | 28.6733 | 28.6733 | 28.6733 | 28.6733 | 28.6733 | 28.6733 | 28.6733 | 28.6733 | 28.6733 | 28.6733 | 28.6733 | 28.6733 | 28.6733 | 28.6733 | 28.6733 | 28.6733 | 28.6733 | 28.6733 | 28.6733 | 28.6733 | 28.6733 | 28.6733 | 28.6733 | 28.6733 | 28.6733 | 28.6733 | 28.6733 | 28.6733 | 28.6733
2873 | 28.6742 | 28.6742 | 28.6742 | 28.6742 | 28.6742 | 28.6742 | 28.6742 | 28.6742 | 28.6742 | 28.6742 | 28.6742 | 28.6742 | 28.6742 | 28.6742 | 28.6742 | 28.6742 | 28.6742 | 28.6742 | 28.6742 | 28.6742 | 28.6742 | 28.6742 | 28.6742 | 28.6742 | 28.6742 | 28.6742 | 28.6742 | 28.6742 | 28.6742 | 28.6742 | 28.6742 | 28.6742 | 28.6742 | 28.6742 | 28.6742 | 28.6742 | 28.6742 | 28.6742 | 28.6742 | 28.6742 | 28.6742 | 28.6742 | 28.6742 | 28.6742 | 28.6742 | 28.6742 | 28.6742 | 28.6742 | 28.6742 | 28.6742 | 28.6742 | 28.6742 | 28.6742 | 28.6742 | 28.6742 | 28.6742 | 28.6742 | 28.6742 | 28.6742 | 28.6742
2874 | 28.675 | 28.675 | 28.675 | 28.675 | 28.675 | 28.675 | 28.675 | 28.675 | 28.675 | 28.675 | 28.675 | 28.675 | 28.675 | 28.675 | 28.675 | 28.675 | 28.675 | 28.675 | 28.675 | 28.675 | 28.675 | 28.675 | 28.675 | 28.675 | 28.675 | 28.675 | 28.675 | 28.675 | 28.675 | 28.675 | 28.675 | 28.675 | 28.675 | 28.675 | 28.675 | 28.675 | 28.675 | 28.675 | 28.675 | 28.675 | 28.675 | 28.675 | 28.675 | 28.675 | 28.675 | 28.675 | 28.675 | 28.675 | 28.675 | 28.675 | 28.675 | 28.675 | 28.675 | 28.675 | 28.675 | 28.675 | 28.675 | 28.675 | 28.675 | 28.675
2875 | 28.6759 | 28.6759 | 28.6759 | 28.6759 | 28.6759 | 28.6759 | 28.6759 | 28.6759 | 28.6759 | 28.6759 | 28.6759 | 28.6759 | 28.6759 | 28.6759 | 28.6759 | 28.6759 | 28.6759 | 28.6759 | 28.6759 | 28.6759 | 28.6759 | 28.6759 | 28.6759 | 28.6759 | 28.6759 | 28.6759 | 28.6759 | 28.6759 | 28.6759 | 28.6759 | 28.6759 | 28.6759 | 28.6759 | 28.6759 | 28.6759 | 28.6759 | 28.6759 | 28.6759 | 28.6759 | 28.6759 | 28.6759 | 28.6759 | 28.6759 | 28.6759 | 28.6759 | 28.6759 | 28.6759 | 28.6759 | 28.6759 | 28.6759 | 28.6759 | 28.6759 | 28.6759 | 28.6759 | 28.6759 | 28.6759 | 28.6759 | 28.6759 | 28.6759 | 28.6759
2876 | 28.6768 | 28.6768 | 28.6768 | 28.6768 | 28.6768 | 28.6768 | 28.6768 | 28.6768 | 28.6768 | 28.6768 | 28.6768 | 28.6768 | 28.6768 | 28.6768 | 28.6768 | 28.6768 | 28.6768 | 28.6768 | 28.6768 | 28.6768 | 28.6768 | 28.6768 | 28.6768 | 28.6768 | 28.6768 | 28.6768 | 28.6768 | 28.6768 | 28.6768 | 28.6768 | 28.6768 | 28.6768 | 28.6768 | 28.6768 | 28.6768 | 28.6768 | 28.6768 | 28.6768 | 28.6768 | 28.6768 | 28.6768 | 28.6768 | 28.6768 | 28.6768 | 28.6768 | 28.6768 | 28.6768 | 28.6768 | 28.6768 | 28.6768 | 28.6768 | 28.6768 | 28.6768 | 28.6768 | 28.6768 | 28.6768 | 28.6768 | 28.6768 | 28.6768 | 28.6768
2877 | 28.6777 | 28.6777 | 28.6777 | 28.6777 | 28.6777 | 28.6777 | 28.6777 | 28.6777 | 28.6777 | 28.6777 | 28.6777 | 28.6777 | 28.6777 | 28.6777 | 28.6777 | 28.6777 | 28.6777 | 28.6777 | 28.6777 | 28.6777 | 28.6777 | 28.6777 | 28.6777 | 28.6777 | 28.6777 | 28.6777 | 28.6777 | 28.6777 | 28.6777 | 28.6777 | 28.6777 | 28.6777 | 28.6777 | 28.6777 | 28.6777 | 28.6777 | 28.6777 | 28.6777 | 28.6777 | 28.6777 | 28.6777 | 28.6777 | 28.6777 | 28.6777 | 28.6777 | 28.6777 | 28.6777 | 28.6777 | 28.6777 | 28.6777 | 28.6777 | 28.6777 | 28.6777 | 28.6777 | 28.6777 | 28.6777 | 28.6777 | 28.6777 | 28.6777 | 28.6777
2878 | 28.6785 | 28.6785 | 28.6785 | 28.6785 | 28.6785 | 28.6785 | 28.6785 | 28.6785 | 28.6785 | 28.6785 | 28.6785 | 28.6785 | 28.6785 | 28.6785 | 28.6785 | 28.6785 | 28.6785 | 28.6785 | 28.6785 | 28.6785 | 28.6785 | 28.6785 | 28.6785 | 28.6785 | 28.6785 | 28.6785 | 28.6785 | 28.6785 | 28.6785 | 28.6785 | 28.6785 | 28.6785 | 28.6785 | 28.6785 | 28.6785 | 28.6785 | 28.6785 | 28.6785 | 28.6785 | 28.6785 | 28.6785 | 28.6785 | 28.6785 | 28.6785 | 28.6785 | 28.6785 | 28.6785 | 28.6785 | 28.6785 | 28.6785 | 28.6785 | 28.6785 | 28.6785 | 28.6785 | 28.6785 | 28.6785 | 28.6785 | 28.6785 | 28.6785 | 28.6785
2879 | 28.6794 | 28.6794 | 28.6794 | 28.6794 | 28.6794 | 28.6794 | 28.6794 | 28.6794 | 28.6794 | 28.6794 | 28.6794 | 28.6794 | 28.6794 | 28.6794 | 28.6794 | 28.6794 | 28.6794 | 28.6794 | 28.6794 | 28.6794 | 28.6794 | 28.6794 | 28.6794 | 28.6794 | 28.6794 | 28.6794 | 28.6794 | 28.6794 | 28.6794 | 28.6794 | 28.6794 | 28.6794 | 28.6794 | 28.6794 | 28.6794 | 28.6794 | 28.6794 | 28.6794 | 28.6794 | 28.6794 | 28.6794 | 28.6794 | 28.6794 | 28.6794 | 28.6794 | 28.6794 | 28.6794 | 28.6794 | 28.6794 | 28.6794 | 28.6794 | 28.6794 | 28.6794 | 28.6794 | 28.6794 | 28.6794 | 28.6794 | 28.6794 | 28.6794 | 28.6794
2880 | 28.6803 | 28.6803 | 28.6803 | 28.6803 | 28.6803 | 28.6803 | 28.6803 | 28.6803 | 28.6803 | 28.6803 | 28.6803 | 28.6803 | 28.6803 | 28.6803 | 28.6803 | 28.6803 | 28.6803 | 28.6803 | 28.6803 | 28.6803 | 28.6803 | 28.6803 | 28.6803 | 28.6803 | 28.6803 | 28.6803 | 28.6803 | 28.6803 | 28.6803 | 28.6803 | 28.6803 | 28.6803 | 28.6803 | 28.6803 | 28.6803 | 28.6803 | 28.6803 | 28.6803 | 28.6803 | 28.6803 | 28.6803 | 28.6803 | 28.6803 | 28.6803 | 28.6803 | 28.6803 | 28.6803 | 28.6803 | 28.6803 | 28.6803 | 28.6803 | 28.6803 | 28.6803 | 28.6803 | 28.6803 | 28.6803 | 28.6803 | 28.6803 | 28.6803 | 28.6803
2881 | 28.6811 | 28.6811 | 28.6811 | 28.6811 | 28.6811 | 28.6811 | 28.6811 | 28.6811 | 28.6811 | 28.6811 | 28.6811 | 28.6811 | 28.6811 | 28.6811 | 28.6811 | 28.6811 | 28.6811 | 28.6811 | 28.6811 | 28.6811 | 28.6811 | 28.6811 | 28.6811 | 28.6811 | 28.6811 | 28.6811 | 28.6811 | 28.6811 | 28.6811 | 28.6811 | 28.6811 | 28.6811 | 28.6811 | 28.6811 | 28.6811 | 28.6811 | 28.6811 | 28.6811 | 28.6811 | 28.6811 | 28.6811 | 28.6811 | 28.6811 | 28.6811 | 28.6811 | 28.6811 | 28.6811 | 28.6811 | 28.6811 | 28.6811 | 28.6811 | 28.6811 | 28.6811 | 28.6811 | 28.6811 | 28.6811 | 28.6811 | 28.6811 | 28.6811 | 28.6811
2882 | 28.682 | 28.682 | 28.682 | 28.682 | 28.682 | 28.682 | 28.682 | 28.682 | 28.682 | 28.682 | 28.682 | 28.682 | 28.682 | 28.682 | 28.682 | 28.682 | 28.682 | 28.682 | 28.682 | 28.682 | 28.682 | 28.682 | 28.682 | 28.682 | 28.682 | 28.682 | 28.682 | 28.682 | 28.682 | 28.682 | 28.682 | 28.682 | 28.682 | 28.682 | 28.682 | 28.682 | 28.682 | 28.682 | 28.682 | 28.682 | 28.682 | 28.682 | 28.682 | 28.682 | 28.682 | 28.682 | 28.682 | 28.682 | 28.682 | 28.682 | 28.682 | 28.682 | 28.682 | 28.682 | 28.682 | 28.682 | 28.682 | 28.682 | 28.682 | 28.682
2883 | 28.6829 | 28.6829 | 28.6829 | 28.6829 | 28.6829 | 28.6829 | 28.6829 | 28.6829 | 28.6829 | 28.6829 | 28.6829 | 28.6829 | 28.6829 | 28.6829 | 28.6829 | 28.6829 | 28.6829 | 28.6829 | 28.6829 | 28.6829 | 28.6829 | 28.6829 | 28.6829 | 28.6829 | 28.6829 | 28.6829 | 28.6829 | 28.6829 | 28.6829 | 28.6829 | 28.6829 | 28.6829 | 28.6829 | 28.6829 | 28.6829 | 28.6829 | 28.6829 | 28.6829 | 28.6829 | 28.6829 | 28.6829 | 28.6829 | 28.6829 | 28.6829 | 28.6829 | 28.6829 | 28.6829 | 28.6829 | 28.6829 | 28.6829 | 28.6829 | 28.6829 | 28.6829 | 28.6829 | 28.6829 | 28.6829 | 28.6829 | 28.6829 | 28.6829 | 28.6829
2884 | 28.6837 | 28.6837 | 28.6837 | 28.6837 | 28.6837 | 28.6837 | 28.6837 | 28.6837 | 28.6837 | 28.6837 | 28.6837 | 28.6837 | 28.6837 | 28.6837 | 28.6837 | 28.6837 | 28.6837 | 28.6837 | 28.6837 | 28.6837 | 28.6837 | 28.6837 | 28.6837 | 28.6837 | 28.6837 | 28.6837 | 28.6837 | 28.6837 | 28.6837 | 28.6837 | 28.6837 | 28.6837 | 28.6837 | 28.6837 | 28.6837 | 28.6837 | 28.6837 | 28.6837 | 28.6837 | 28.6837 | 28.6837 | 28.6837 | 28.6837 | 28.6837 | 28.6837 | 28.6837 | 28.6837 | 28.6837 | 28.6837 | 28.6837 | 28.6837 | 28.6837 | 28.6837 | 28.6837 | 28.6837 | 28.6837 | 28.6837 | 28.6837 | 28.6837 | 28.6837
2885 | 28.6846 | 28.6846 | 28.6846 | 28.6846 | 28.6846 | 28.6846 | 28.6846 | 28.6846 | 28.6846 | 28.6846 | 28.6846 | 28.6846 | 28.6846 | 28.6846 | 28.6846 | 28.6846 | 28.6846 | 28.6846 | 28.6846 | 28.6846 | 28.6846 | 28.6846 | 28.6846 | 28.6846 | 28.6846 | 28.6846 | 28.6846 | 28.6846 | 28.6846 | 28.6846 | 28.6846 | 28.6846 | 28.6846 | 28.6846 | 28.6846 | 28.6846 | 28.6846 | 28.6846 | 28.6846 | 28.6846 | 28.6846 | 28.6846 | 28.6846 | 28.6846 | 28.6846 | 28.6846 | 28.6846 | 28.6846 | 28.6846 | 28.6846 | 28.6846 | 28.6846 | 28.6846 | 28.6846 | 28.6846 | 28.6846 | 28.6846 | 28.6846 | 28.6846 | 28.6846
2886 | 28.6855 | 28.6855 | 28.6855 | 28.6855 | 28.6855 | 28.6855 | 28.6855 | 28.6855 | 28.6855 | 28.6855 | 28.6855 | 28.6855 | 28.6855 | 28.6855 | 28.6855 | 28.6855 | 28.6855 | 28.6855 | 28.6855 | 28.6855 | 28.6855 | 28.6855 | 28.6855 | 28.6855 | 28.6855 | 28.6855 | 28.6855 | 28.6855 | 28.6855 | 28.6855 | 28.6855 | 28.6855 | 28.6855 | 28.6855 | 28.6855 | 28.6855 | 28.6855 | 28.6855 | 28.6855 | 28.6855 | 28.6855 | 28.6855 | 28.6855 | 28.6855 | 28.6855 | 28.6855 | 28.6855 | 28.6855 | 28.6855 | 28.6855 | 28.6855 | 28.6855 | 28.6855 | 28.6855 | 28.6855 | 28.6855 | 28.6855 | 28.6855 | 28.6855 | 28.6855
2887 | 28.6863 | 28.6863 | 28.6863 | 28.6863 | 28.6863 | 28.6863 | 28.6863 | 28.6863 | 28.6863 | 28.6863 | 28.6863 | 28.6863 | 28.6863 | 28.6863 | 28.6863 | 28.6863 | 28.6863 | 28.6863 | 28.6863 | 28.6863 | 28.6863 | 28.6863 | 28.6863 | 28.6863 | 28.6863 | 28.6863 | 28.6863 | 28.6863 | 28.6863 | 28.6863 | 28.6863 | 28.6863 | 28.6863 | 28.6863 | 28.6863 | 28.6863 | 28.6863 | 28.6863 | 28.6863 | 28.6863 | 28.6863 | 28.6863 | 28.6863 | 28.6863 | 28.6863 | 28.6863 | 28.6863 | 28.6863 | 28.6863 | 28.6863 | 28.6863 | 28.6863 | 28.6863 | 28.6863 | 28.6863 | 28.6863 | 28.6863 | 28.6863 | 28.6863 | 28.6863
2888 | 28.6872 | 28.6872 | 28.6872 | 28.6872 | 28.6872 | 28.6872 | 28.6872 | 28.6872 | 28.6872 | 28.6872 | 28.6872 | 28.6872 | 28.6872 | 28.6872 | 28.6872 | 28.6872 | 28.6872 | 28.6872 | 28.6872 | 28.6872 | 28.6872 | 28.6872 | 28.6872 | 28.6872 | 28.6872 | 28.6872 | 28.6872 | 28.6872 | 28.6872 | 28.6872 | 28.6872 | 28.6872 | 28.6872 | 28.6872 | 28.6872 | 28.6872 | 28.6872 | 28.6872 | 28.6872 | 28.6872 | 28.6872 | 28.6872 | 28.6872 | 28.6872 | 28.6872 | 28.6872 | 28.6872 | 28.6872 | 28.6872 | 28.6872 | 28.6872 | 28.6872 | 28.6872 | 28.6872 | 28.6872 | 28.6872 | 28.6872 | 28.6872 | 28.6872 | 28.6872
2889 | 28.6881 | 28.6881 | 28.6881 | 28.6881 | 28.6881 | 28.6881 | 28.6881 | 28.6881 | 28.6881 | 28.6881 | 28.6881 | 28.6881 | 28.6881 | 28.6881 | 28.6881 | 28.6881 | 28.6881 | 28.6881 | 28.6881 | 28.6881 | 28.6881 | 28.6881 | 28.6881 | 28.6881 | 28.6881 | 28.6881 | 28.6881 | 28.6881 | 28.6881 | 28.6881 | 28.6881 | 28.6881 | 28.6881 | 28.6881 | 28.6881 | 28.6881 | 28.6881 | 28.6881 | 28.6881 | 28.6881 | 28.6881 | 28.6881 | 28.6881 | 28.6881 | 28.6881 | 28.6881 | 28.6881 | 28.6881 | 28.6881 | 28.6881 | 28.6881 | 28.6881 | 28.6881 | 28.6881 | 28.6881 | 28.6881 | 28.6881 | 28.6881 | 28.6881 | 28.6881
2890 | 28.6889 | 28.6889 | 28.6889 | 28.6889 | 28.6889 | 28.6889 | 28.6889 | 28.6889 | 28.6889 | 28.6889 | 28.6889 | 28.6889 | 28.6889 | 28.6889 | 28.6889 | 28.6889 | 28.6889 | 28.6889 | 28.6889 | 28.6889 | 28.6889 | 28.6889 | 28.6889 | 28.6889 | 28.6889 | 28.6889 | 28.6889 | 28.6889 | 28.6889 | 28.6889 | 28.6889 | 28.6889 | 28.6889 | 28.6889 | 28.6889 | 28.6889 | 28.6889 | 28.6889 | 28.6889 | 28.6889 | 28.6889 | 28.6889 | 28.6889 | 28.6889 | 28.6889 | 28.6889 | 28.6889 | 28.6889 | 28.6889 | 28.6889 | 28.6889 | 28.6889 | 28.6889 | 28.6889 | 28.6889 | 28.6889 | 28.6889 | 28.6889 | 28.6889 | 28.6889
2891 | 28.6898 | 28.6898 | 28.6898 | 28.6898 | 28.6898 | 28.6898 | 28.6898 | 28.6898 | 28.6898 | 28.6898 | 28.6898 | 28.6898 | 28.6898 | 28.6898 | 28.6898 | 28.6898 | 28.6898 | 28.6898 | 28.6898 | 28.6898 | 28.6898 | 28.6898 | 28.6898 | 28.6898 | 28.6898 | 28.6898 | 28.6898 | 28.6898 | 28.6898 | 28.6898 | 28.6898 | 28.6898 | 28.6898 | 28.6898 | 28.6898 | 28.6898 | 28.6898 | 28.6898 | 28.6898 | 28.6898 | 28.6898 | 28.6898 | 28.6898 | 28.6898 | 28.6898 | 28.6898 | 28.6898 | 28.6898 | 28.6898 | 28.6898 | 28.6898 | 28.6898 | 28.6898 | 28.6898 | 28.6898 | 28.6898 | 28.6898 | 28.6898 | 28.6898 | 28.6898
2892 | 28.6907 | 28.6907 | 28.6907 | 28.6907 | 28.6907 | 28.6907 | 28.6907 | 28.6907 | 28.6907 | 28.6907 | 28.6907 | 28.6907 | 28.6907 | 28.6907 | 28.6907 | 28.6907 | 28.6907 | 28.6907 | 28.6907 | 28.6907 | 28.6907 | 28.6907 | 28.6907 | 28.6907 | 28.6907 | 28.6907 | 28.6907 | 28.6907 | 28.6907 | 28.6907 | 28.6907 | 28.6907 | 28.6907 | 28.6907 | 28.6907 | 28.6907 | 28.6907 | 28.6907 | 28.6907 | 28.6907 | 28.6907 | 28.6907 | 28.6907 | 28.6907 | 28.6907 | 28.6907 | 28.6907 | 28.6907 | 28.6907 | 28.6907 | 28.6907 | 28.6907 | 28.6907 | 28.6907 | 28.6907 | 28.6907 | 28.6907 | 28.6907 | 28.6907 | 28.6907
2893 | 28.6915 | 28.6915 | 28.6915 | 28.6915 | 28.6915 | 28.6915 | 28.6915 | 28.6915 | 28.6915 | 28.6915 | 28.6915 | 28.6915 | 28.6915 | 28.6915 | 28.6915 | 28.6915 | 28.6915 | 28.6915 | 28.6915 | 28.6915 | 28.6915 | 28.6915 | 28.6915 | 28.6915 | 28.6915 | 28.6915 | 28.6915 | 28.6915 | 28.6915 | 28.6915 | 28.6915 | 28.6915 | 28.6915 | 28.6915 | 28.6915 | 28.6915 | 28.6915 | 28.6915 | 28.6915 | 28.6915 | 28.6915 | 28.6915 | 28.6915 | 28.6915 | 28.6915 | 28.6915 | 28.6915 | 28.6915 | 28.6915 | 28.6915 | 28.6915 | 28.6915 | 28.6915 | 28.6915 | 28.6915 | 28.6915 | 28.6915 | 28.6915 | 28.6915 | 28.6915
2894 | 28.6924 | 28.6924 | 28.6924 | 28.6924 | 28.6924 | 28.6924 | 28.6924 | 28.6924 | 28.6924 | 28.6924 | 28.6924 | 28.6924 | 28.6924 | 28.6924 | 28.6924 | 28.6924 | 28.6924 | 28.6924 | 28.6924 | 28.6924 | 28.6924 | 28.6924 | 28.6924 | 28.6924 | 28.6924 | 28.6924 | 28.6924 | 28.6924 | 28.6924 | 28.6924 | 28.6924 | 28.6924 | 28.6924 | 28.6924 | 28.6924 | 28.6924 | 28.6924 | 28.6924 | 28.6924 | 28.6924 | 28.6924 | 28.6924 | 28.6924 | 28.6924 | 28.6924 | 28.6924 | 28.6924 | 28.6924 | 28.6924 | 28.6924 | 28.6924 | 28.6924 | 28.6924 | 28.6924 | 28.6924 | 28.6924 | 28.6924 | 28.6924 | 28.6924 | 28.6924
2895 | 28.6932 | 28.6932 | 28.6932 | 28.6932 | 28.6932 | 28.6932 | 28.6932 | 28.6932 | 28.6932 | 28.6932 | 28.6932 | 28.6932 | 28.6932 | 28.6932 | 28.6932 | 28.6932 | 28.6932 | 28.6932 | 28.6932 | 28.6932 | 28.6932 | 28.6932 | 28.6932 | 28.6932 | 28.6932 | 28.6932 | 28.6932 | 28.6932 | 28.6932 | 28.6932 | 28.6932 | 28.6932 | 28.6932 | 28.6932 | 28.6932 | 28.6932 | 28.6932 | 28.6932 | 28.6932 | 28.6932 | 28.6932 | 28.6932 | 28.6932 | 28.6932 | 28.6932 | 28.6932 | 28.6932 | 28.6932 | 28.6932 | 28.6932 | 28.6932 | 28.6932 | 28.6932 | 28.6932 | 28.6932 | 28.6932 | 28.6932 | 28.6932 | 28.6932 | 28.6932
2896 | 28.6941 | 28.6941 | 28.6941 | 28.6941 | 28.6941 | 28.6941 | 28.6941 | 28.6941 | 28.6941 | 28.6941 | 28.6941 | 28.6941 | 28.6941 | 28.6941 | 28.6941 | 28.6941 | 28.6941 | 28.6941 | 28.6941 | 28.6941 | 28.6941 | 28.6941 | 28.6941 | 28.6941 | 28.6941 | 28.6941 | 28.6941 | 28.6941 | 28.6941 | 28.6941 | 28.6941 | 28.6941 | 28.6941 | 28.6941 | 28.6941 | 28.6941 | 28.6941 | 28.6941 | 28.6941 | 28.6941 | 28.6941 | 28.6941 | 28.6941 | 28.6941 | 28.6941 | 28.6941 | 28.6941 | 28.6941 | 28.6941 | 28.6941 | 28.6941 | 28.6941 | 28.6941 | 28.6941 | 28.6941 | 28.6941 | 28.6941 | 28.6941 | 28.6941 | 28.6941
2897 | 28.695 | 28.695 | 28.695 | 28.695 | 28.695 | 28.695 | 28.695 | 28.695 | 28.695 | 28.695 | 28.695 | 28.695 | 28.695 | 28.695 | 28.695 | 28.695 | 28.695 | 28.695 | 28.695 | 28.695 | 28.695 | 28.695 | 28.695 | 28.695 | 28.695 | 28.695 | 28.695 | 28.695 | 28.695 | 28.695 | 28.695 | 28.695 | 28.695 | 28.695 | 28.695 | 28.695 | 28.695 | 28.695 | 28.695 | 28.695 | 28.695 | 28.695 | 28.695 | 28.695 | 28.695 | 28.695 | 28.695 | 28.695 | 28.695 | 28.695 | 28.695 | 28.695 | 28.695 | 28.695 | 28.695 | 28.695 | 28.695 | 28.695 | 28.695 | 28.695
2898 | 28.6958 | 28.6958 | 28.6958 | 28.6958 | 28.6958 | 28.6958 | 28.6958 | 28.6958 | 28.6958 | 28.6958 | 28.6958 | 28.6958 | 28.6958 | 28.6958 | 28.6958 | 28.6958 | 28.6958 | 28.6958 | 28.6958 | 28.6958 | 28.6958 | 28.6958 | 28.6958 | 28.6958 | 28.6958 | 28.6958 | 28.6958 | 28.6958 | 28.6958 | 28.6958 | 28.6958 | 28.6958 | 28.6958 | 28.6958 | 28.6958 | 28.6958 | 28.6958 | 28.6958 | 28.6958 | 28.6958 | 28.6958 | 28.6958 | 28.6958 | 28.6958 | 28.6958 | 28.6958 | 28.6958 | 28.6958 | 28.6958 | 28.6958 | 28.6958 | 28.6958 | 28.6958 | 28.6958 | 28.6958 | 28.6958 | 28.6958 | 28.6958 | 28.6958 | 28.6958
2899 | 28.6967 | 28.6967 | 28.6967 | 28.6967 | 28.6967 | 28.6967 | 28.6967 | 28.6967 | 28.6967 | 28.6967 | 28.6967 | 28.6967 | 28.6967 | 28.6967 | 28.6967 | 28.6967 | 28.6967 | 28.6967 | 28.6967 | 28.6967 | 28.6967 | 28.6967 | 28.6967 | 28.6967 | 28.6967 | 28.6967 | 28.6967 | 28.6967 | 28.6967 | 28.6967 | 28.6967 | 28.6967 | 28.6967 | 28.6967 | 28.6967 | 28.6967 | 28.6967 | 28.6967 | 28.6967 | 28.6967 | 28.6967 | 28.6967 | 28.6967 | 28.6967 | 28.6967 | 28.6967 | 28.6967 | 28.6967 | 28.6967 | 28.6967 | 28.6967 | 28.6967 | 28.6967 | 28.6967 | 28.6967 | 28.6967 | 28.6967 | 28.6967 | 28.6967 | 28.6967
2900 | 28.6976 | 28.6976 | 28.6976 | 28.6976 | 28.6976 | 28.6976 | 28.6976 | 28.6976 | 28.6976 | 28.6976 | 28.6976 | 28.6976 | 28.6976 | 28.6976 | 28.6976 | 28.6976 | 28.6976 | 28.6976 | 28.6976 | 28.6976 | 28.6976 | 28.6976 | 28.6976 | 28.6976 | 28.6976 | 28.6976 | 28.6976 | 28.6976 | 28.6976 | 28.6976 | 28.6976 | 28.6976 | 28.6976 | 28.6976 | 28.6976 | 28.6976 | 28.6976 | 28.6976 | 28.6976 | 28.6976 | 28.6976 | 28.6976 | 28.6976 | 28.6976 | 28.6976 | 28.6976 | 28.6976 | 28.6976 | 28.6976 | 28.6976 | 28.6976 | 28.6976 | 28.6976 | 28.6976 | 28.6976 | 28.6976 | 28.6976 | 28.6976 | 28.6976 | 28.6976
2901 | 28.6984 | 28.6984 | 28.6984 | 28.6984 | 28.6984 | 28.6984 | 28.6984 | 28.6984 | 28.6984 | 28.6984 | 28.6984 | 28.6984 | 28.6984 | 28.6984 | 28.6984 | 28.6984 | 28.6984 | 28.6984 | 28.6984 | 28.6984 | 28.6984 | 28.6984 | 28.6984 | 28.6984 | 28.6984 | 28.6984 | 28.6984 | 28.6984 | 28.6984 | 28.6984 | 28.6984 | 28.6984 | 28.6984 | 28.6984 | 28.6984 | 28.6984 | 28.6984 | 28.6984 | 28.6984 | 28.6984 | 28.6984 | 28.6984 | 28.6984 | 28.6984 | 28.6984 | 28.6984 | 28.6984 | 28.6984 | 28.6984 | 28.6984 | 28.6984 | 28.6984 | 28.6984 | 28.6984 | 28.6984 | 28.6984 | 28.6984 | 28.6984 | 28.6984 | 28.6984
2902 | 28.6993 | 28.6993 | 28.6993 | 28.6993 | 28.6993 | 28.6993 | 28.6993 | 28.6993 | 28.6993 | 28.6993 | 28.6993 | 28.6993 | 28.6993 | 28.6993 | 28.6993 | 28.6993 | 28.6993 | 28.6993 | 28.6993 | 28.6993 | 28.6993 | 28.6993 | 28.6993 | 28.6993 | 28.6993 | 28.6993 | 28.6993 | 28.6993 | 28.6993 | 28.6993 | 28.6993 | 28.6993 | 28.6993 | 28.6993 | 28.6993 | 28.6993 | 28.6993 | 28.6993 | 28.6993 | 28.6993 | 28.6993 | 28.6993 | 28.6993 | 28.6993 | 28.6993 | 28.6993 | 28.6993 | 28.6993 | 28.6993 | 28.6993 | 28.6993 | 28.6993 | 28.6993 | 28.6993 | 28.6993 | 28.6993 | 28.6993 | 28.6993 | 28.6993 | 28.6993
2903 | 28.7001 | 28.7001 | 28.7001 | 28.7001 | 28.7001 | 28.7001 | 28.7001 | 28.7001 | 28.7001 | 28.7001 | 28.7001 | 28.7001 | 28.7001 | 28.7001 | 28.7001 | 28.7001 | 28.7001 | 28.7001 | 28.7001 | 28.7001 | 28.7001 | 28.7001 | 28.7001 | 28.7001 | 28.7001 | 28.7001 | 28.7001 | 28.7001 | 28.7001 | 28.7001 | 28.7001 | 28.7001 | 28.7001 | 28.7001 | 28.7001 | 28.7001 | 28.7001 | 28.7001 | 28.7001 | 28.7001 | 28.7001 | 28.7001 | 28.7001 | 28.7001 | 28.7001 | 28.7001 | 28.7001 | 28.7001 | 28.7001 | 28.7001 | 28.7001 | 28.7001 | 28.7001 | 28.7001 | 28.7001 | 28.7001 | 28.7001 | 28.7001 | 28.7001 | 28.7001
2904 | 28.701 | 28.701 | 28.701 | 28.701 | 28.701 | 28.701 | 28.701 | 28.701 | 28.701 | 28.701 | 28.701 | 28.701 | 28.701 | 28.701 | 28.701 | 28.701 | 28.701 | 28.701 | 28.701 | 28.701 | 28.701 | 28.701 | 28.701 | 28.701 | 28.701 | 28.701 | 28.701 | 28.701 | 28.701 | 28.701 | 28.701 | 28.701 | 28.701 | 28.701 | 28.701 | 28.701 | 28.701 | 28.701 | 28.701 | 28.701 | 28.701 | 28.701 | 28.701 | 28.701 | 28.701 | 28.701 | 28.701 | 28.701 | 28.701 | 28.701 | 28.701 | 28.701 | 28.701 | 28.701 | 28.701 | 28.701 | 28.701 | 28.701 | 28.701 | 28.701
2905 | 28.7019 | 28.7019 | 28.7019 | 28.7019 | 28.7019 | 28.7019 | 28.7019 | 28.7019 | 28.7019 | 28.7019 | 28.7019 | 28.7019 | 28.7019 | 28.7019 | 28.7019 | 28.7019 | 28.7019 | 28.7019 | 28.7019 | 28.7019 | 28.7019 | 28.7019 | 28.7019 | 28.7019 | 28.7019 | 28.7019 | 28.7019 | 28.7019 | 28.7019 | 28.7019 | 28.7019 | 28.7019 | 28.7019 | 28.7019 | 28.7019 | 28.7019 | 28.7019 | 28.7019 | 28.7019 | 28.7019 | 28.7019 | 28.7019 | 28.7019 | 28.7019 | 28.7019 | 28.7019 | 28.7019 | 28.7019 | 28.7019 | 28.7019 | 28.7019 | 28.7019 | 28.7019 | 28.7019 | 28.7019 | 28.7019 | 28.7019 | 28.7019 | 28.7019 | 28.7019
2906 | 28.7027 | 28.7027 | 28.7027 | 28.7027 | 28.7027 | 28.7027 | 28.7027 | 28.7027 | 28.7027 | 28.7027 | 28.7027 | 28.7027 | 28.7027 | 28.7027 | 28.7027 | 28.7027 | 28.7027 | 28.7027 | 28.7027 | 28.7027 | 28.7027 | 28.7027 | 28.7027 | 28.7027 | 28.7027 | 28.7027 | 28.7027 | 28.7027 | 28.7027 | 28.7027 | 28.7027 | 28.7027 | 28.7027 | 28.7027 | 28.7027 | 28.7027 | 28.7027 | 28.7027 | 28.7027 | 28.7027 | 28.7027 | 28.7027 | 28.7027 | 28.7027 | 28.7027 | 28.7027 | 28.7027 | 28.7027 | 28.7027 | 28.7027 | 28.7027 | 28.7027 | 28.7027 | 28.7027 | 28.7027 | 28.7027 | 28.7027 | 28.7027 | 28.7027 | 28.7027
2907 | 28.7036 | 28.7036 | 28.7036 | 28.7036 | 28.7036 | 28.7036 | 28.7036 | 28.7036 | 28.7036 | 28.7036 | 28.7036 | 28.7036 | 28.7036 | 28.7036 | 28.7036 | 28.7036 | 28.7036 | 28.7036 | 28.7036 | 28.7036 | 28.7036 | 28.7036 | 28.7036 | 28.7036 | 28.7036 | 28.7036 | 28.7036 | 28.7036 | 28.7036 | 28.7036 | 28.7036 | 28.7036 | 28.7036 | 28.7036 | 28.7036 | 28.7036 | 28.7036 | 28.7036 | 28.7036 | 28.7036 | 28.7036 | 28.7036 | 28.7036 | 28.7036 | 28.7036 | 28.7036 | 28.7036 | 28.7036 | 28.7036 | 28.7036 | 28.7036 | 28.7036 | 28.7036 | 28.7036 | 28.7036 | 28.7036 | 28.7036 | 28.7036 | 28.7036 | 28.7036
2908 | 28.7044 | 28.7044 | 28.7044 | 28.7044 | 28.7044 | 28.7044 | 28.7044 | 28.7044 | 28.7044 | 28.7044 | 28.7044 | 28.7044 | 28.7044 | 28.7044 | 28.7044 | 28.7044 | 28.7044 | 28.7044 | 28.7044 | 28.7044 | 28.7044 | 28.7044 | 28.7044 | 28.7044 | 28.7044 | 28.7044 | 28.7044 | 28.7044 | 28.7044 | 28.7044 | 28.7044 | 28.7044 | 28.7044 | 28.7044 | 28.7044 | 28.7044 | 28.7044 | 28.7044 | 28.7044 | 28.7044 | 28.7044 | 28.7044 | 28.7044 | 28.7044 | 28.7044 | 28.7044 | 28.7044 | 28.7044 | 28.7044 | 28.7044 | 28.7044 | 28.7044 | 28.7044 | 28.7044 | 28.7044 | 28.7044 | 28.7044 | 28.7044 | 28.7044 | 28.7044
2909 | 28.7053 | 28.7053 | 28.7053 | 28.7053 | 28.7053 | 28.7053 | 28.7053 | 28.7053 | 28.7053 | 28.7053 | 28.7053 | 28.7053 | 28.7053 | 28.7053 | 28.7053 | 28.7053 | 28.7053 | 28.7053 | 28.7053 | 28.7053 | 28.7053 | 28.7053 | 28.7053 | 28.7053 | 28.7053 | 28.7053 | 28.7053 | 28.7053 | 28.7053 | 28.7053 | 28.7053 | 28.7053 | 28.7053 | 28.7053 | 28.7053 | 28.7053 | 28.7053 | 28.7053 | 28.7053 | 28.7053 | 28.7053 | 28.7053 | 28.7053 | 28.7053 | 28.7053 | 28.7053 | 28.7053 | 28.7053 | 28.7053 | 28.7053 | 28.7053 | 28.7053 | 28.7053 | 28.7053 | 28.7053 | 28.7053 | 28.7053 | 28.7053 | 28.7053 | 28.7053
2910 | 28.7062 | 28.7062 | 28.7062 | 28.7062 | 28.7062 | 28.7062 | 28.7062 | 28.7062 | 28.7062 | 28.7062 | 28.7062 | 28.7062 | 28.7062 | 28.7062 | 28.7062 | 28.7062 | 28.7062 | 28.7062 | 28.7062 | 28.7062 | 28.7062 | 28.7062 | 28.7062 | 28.7062 | 28.7062 | 28.7062 | 28.7062 | 28.7062 | 28.7062 | 28.7062 | 28.7062 | 28.7062 | 28.7062 | 28.7062 | 28.7062 | 28.7062 | 28.7062 | 28.7062 | 28.7062 | 28.7062 | 28.7062 | 28.7062 | 28.7062 | 28.7062 | 28.7062 | 28.7062 | 28.7062 | 28.7062 | 28.7062 | 28.7062 | 28.7062 | 28.7062 | 28.7062 | 28.7062 | 28.7062 | 28.7062 | 28.7062 | 28.7062 | 28.7062 | 28.7062
2911 | 28.707 | 28.707 | 28.707 | 28.707 | 28.707 | 28.707 | 28.707 | 28.707 | 28.707 | 28.707 | 28.707 | 28.707 | 28.707 | 28.707 | 28.707 | 28.707 | 28.707 | 28.707 | 28.707 | 28.707 | 28.707 | 28.707 | 28.707 | 28.707 | 28.707 | 28.707 | 28.707 | 28.707 | 28.707 | 28.707 | 28.707 | 28.707 | 28.707 | 28.707 | 28.707 | 28.707 | 28.707 | 28.707 | 28.707 | 28.707 | 28.707 | 28.707 | 28.707 | 28.707 | 28.707 | 28.707 | 28.707 | 28.707 | 28.707 | 28.707 | 28.707 | 28.707 | 28.707 | 28.707 | 28.707 | 28.707 | 28.707 | 28.707 | 28.707 | 28.707
2912 | 28.7079 | 28.7079 | 28.7079 | 28.7079 | 28.7079 | 28.7079 | 28.7079 | 28.7079 | 28.7079 | 28.7079 | 28.7079 | 28.7079 | 28.7079 | 28.7079 | 28.7079 | 28.7079 | 28.7079 | 28.7079 | 28.7079 | 28.7079 | 28.7079 | 28.7079 | 28.7079 | 28.7079 | 28.7079 | 28.7079 | 28.7079 | 28.7079 | 28.7079 | 28.7079 | 28.7079 | 28.7079 | 28.7079 | 28.7079 | 28.7079 | 28.7079 | 28.7079 | 28.7079 | 28.7079 | 28.7079 | 28.7079 | 28.7079 | 28.7079 | 28.7079 | 28.7079 | 28.7079 | 28.7079 | 28.7079 | 28.7079 | 28.7079 | 28.7079 | 28.7079 | 28.7079 | 28.7079 | 28.7079 | 28.7079 | 28.7079 | 28.7079 | 28.7079 | 28.7079
2913 | 28.7087 | 28.7087 | 28.7087 | 28.7087 | 28.7087 | 28.7087 | 28.7087 | 28.7087 | 28.7087 | 28.7087 | 28.7087 | 28.7087 | 28.7087 | 28.7087 | 28.7087 | 28.7087 | 28.7087 | 28.7087 | 28.7087 | 28.7087 | 28.7087 | 28.7087 | 28.7087 | 28.7087 | 28.7087 | 28.7087 | 28.7087 | 28.7087 | 28.7087 | 28.7087 | 28.7087 | 28.7087 | 28.7087 | 28.7087 | 28.7087 | 28.7087 | 28.7087 | 28.7087 | 28.7087 | 28.7087 | 28.7087 | 28.7087 | 28.7087 | 28.7087 | 28.7087 | 28.7087 | 28.7087 | 28.7087 | 28.7087 | 28.7087 | 28.7087 | 28.7087 | 28.7087 | 28.7087 | 28.7087 | 28.7087 | 28.7087 | 28.7087 | 28.7087 | 28.7087
2914 | 28.7096 | 28.7096 | 28.7096 | 28.7096 | 28.7096 | 28.7096 | 28.7096 | 28.7096 | 28.7096 | 28.7096 | 28.7096 | 28.7096 | 28.7096 | 28.7096 | 28.7096 | 28.7096 | 28.7096 | 28.7096 | 28.7096 | 28.7096 | 28.7096 | 28.7096 | 28.7096 | 28.7096 | 28.7096 | 28.7096 | 28.7096 | 28.7096 | 28.7096 | 28.7096 | 28.7096 | 28.7096 | 28.7096 | 28.7096 | 28.7096 | 28.7096 | 28.7096 | 28.7096 | 28.7096 | 28.7096 | 28.7096 | 28.7096 | 28.7096 | 28.7096 | 28.7096 | 28.7096 | 28.7096 | 28.7096 | 28.7096 | 28.7096 | 28.7096 | 28.7096 | 28.7096 | 28.7096 | 28.7096 | 28.7096 | 28.7096 | 28.7096 | 28.7096 | 28.7096
2915 | 28.7105 | 28.7105 | 28.7105 | 28.7105 | 28.7105 | 28.7105 | 28.7105 | 28.7105 | 28.7105 | 28.7105 | 28.7105 | 28.7105 | 28.7105 | 28.7105 | 28.7105 | 28.7105 | 28.7105 | 28.7105 | 28.7105 | 28.7105 | 28.7105 | 28.7105 | 28.7105 | 28.7105 | 28.7105 | 28.7105 | 28.7105 | 28.7105 | 28.7105 | 28.7105 | 28.7105 | 28.7105 | 28.7105 | 28.7105 | 28.7105 | 28.7105 | 28.7105 | 28.7105 | 28.7105 | 28.7105 | 28.7105 | 28.7105 | 28.7105 | 28.7105 | 28.7105 | 28.7105 | 28.7105 | 28.7105 | 28.7105 | 28.7105 | 28.7105 | 28.7105 | 28.7105 | 28.7105 | 28.7105 | 28.7105 | 28.7105 | 28.7105 | 28.7105 | 28.7105
2916 | 28.7113 | 28.7113 | 28.7113 | 28.7113 | 28.7113 | 28.7113 | 28.7113 | 28.7113 | 28.7113 | 28.7113 | 28.7113 | 28.7113 | 28.7113 | 28.7113 | 28.7113 | 28.7113 | 28.7113 | 28.7113 | 28.7113 | 28.7113 | 28.7113 | 28.7113 | 28.7113 | 28.7113 | 28.7113 | 28.7113 | 28.7113 | 28.7113 | 28.7113 | 28.7113 | 28.7113 | 28.7113 | 28.7113 | 28.7113 | 28.7113 | 28.7113 | 28.7113 | 28.7113 | 28.7113 | 28.7113 | 28.7113 | 28.7113 | 28.7113 | 28.7113 | 28.7113 | 28.7113 | 28.7113 | 28.7113 | 28.7113 | 28.7113 | 28.7113 | 28.7113 | 28.7113 | 28.7113 | 28.7113 | 28.7113 | 28.7113 | 28.7113 | 28.7113 | 28.7113
2917 | 28.7122 | 28.7122 | 28.7122 | 28.7122 | 28.7122 | 28.7122 | 28.7122 | 28.7122 | 28.7122 | 28.7122 | 28.7122 | 28.7122 | 28.7122 | 28.7122 | 28.7122 | 28.7122 | 28.7122 | 28.7122 | 28.7122 | 28.7122 | 28.7122 | 28.7122 | 28.7122 | 28.7122 | 28.7122 | 28.7122 | 28.7122 | 28.7122 | 28.7122 | 28.7122 | 28.7122 | 28.7122 | 28.7122 | 28.7122 | 28.7122 | 28.7122 | 28.7122 | 28.7122 | 28.7122 | 28.7122 | 28.7122 | 28.7122 | 28.7122 | 28.7122 | 28.7122 | 28.7122 | 28.7122 | 28.7122 | 28.7122 | 28.7122 | 28.7122 | 28.7122 | 28.7122 | 28.7122 | 28.7122 | 28.7122 | 28.7122 | 28.7122 | 28.7122 | 28.7122
2918 | 28.713 | 28.713 | 28.713 | 28.713 | 28.713 | 28.713 | 28.713 | 28.713 | 28.713 | 28.713 | 28.713 | 28.713 | 28.713 | 28.713 | 28.713 | 28.713 | 28.713 | 28.713 | 28.713 | 28.713 | 28.713 | 28.713 | 28.713 | 28.713 | 28.713 | 28.713 | 28.713 | 28.713 | 28.713 | 28.713 | 28.713 | 28.713 | 28.713 | 28.713 | 28.713 | 28.713 | 28.713 | 28.713 | 28.713 | 28.713 | 28.713 | 28.713 | 28.713 | 28.713 | 28.713 | 28.713 | 28.713 | 28.713 | 28.713 | 28.713 | 28.713 | 28.713 | 28.713 | 28.713 | 28.713 | 28.713 | 28.713 | 28.713 | 28.713 | 28.713
2919 | 28.7139 | 28.7139 | 28.7139 | 28.7139 | 28.7139 | 28.7139 | 28.7139 | 28.7139 | 28.7139 | 28.7139 | 28.7139 | 28.7139 | 28.7139 | 28.7139 | 28.7139 | 28.7139 | 28.7139 | 28.7139 | 28.7139 | 28.7139 | 28.7139 | 28.7139 | 28.7139 | 28.7139 | 28.7139 | 28.7139 | 28.7139 | 28.7139 | 28.7139 | 28.7139 | 28.7139 | 28.7139 | 28.7139 | 28.7139 | 28.7139 | 28.7139 | 28.7139 | 28.7139 | 28.7139 | 28.7139 | 28.7139 | 28.7139 | 28.7139 | 28.7139 | 28.7139 | 28.7139 | 28.7139 | 28.7139 | 28.7139 | 28.7139 | 28.7139 | 28.7139 | 28.7139 | 28.7139 | 28.7139 | 28.7139 | 28.7139 | 28.7139 | 28.7139 | 28.7139
2920 | 28.7147 | 28.7147 | 28.7147 | 28.7147 | 28.7147 | 28.7147 | 28.7147 | 28.7147 | 28.7147 | 28.7147 | 28.7147 | 28.7147 | 28.7147 | 28.7147 | 28.7147 | 28.7147 | 28.7147 | 28.7147 | 28.7147 | 28.7147 | 28.7147 | 28.7147 | 28.7147 | 28.7147 | 28.7147 | 28.7147 | 28.7147 | 28.7147 | 28.7147 | 28.7147 | 28.7147 | 28.7147 | 28.7147 | 28.7147 | 28.7147 | 28.7147 | 28.7147 | 28.7147 | 28.7147 | 28.7147 | 28.7147 | 28.7147 | 28.7147 | 28.7147 | 28.7147 | 28.7147 | 28.7147 | 28.7147 | 28.7147 | 28.7147 | 28.7147 | 28.7147 | 28.7147 | 28.7147 | 28.7147 | 28.7147 | 28.7147 | 28.7147 | 28.7147 | 28.7147
2921 | 28.7156 | 28.7156 | 28.7156 | 28.7156 | 28.7156 | 28.7156 | 28.7156 | 28.7156 | 28.7156 | 28.7156 | 28.7156 | 28.7156 | 28.7156 | 28.7156 | 28.7156 | 28.7156 | 28.7156 | 28.7156 | 28.7156 | 28.7156 | 28.7156 | 28.7156 | 28.7156 | 28.7156 | 28.7156 | 28.7156 | 28.7156 | 28.7156 | 28.7156 | 28.7156 | 28.7156 | 28.7156 | 28.7156 | 28.7156 | 28.7156 | 28.7156 | 28.7156 | 28.7156 | 28.7156 | 28.7156 | 28.7156 | 28.7156 | 28.7156 | 28.7156 | 28.7156 | 28.7156 | 28.7156 | 28.7156 | 28.7156 | 28.7156 | 28.7156 | 28.7156 | 28.7156 | 28.7156 | 28.7156 | 28.7156 | 28.7156 | 28.7156 | 28.7156 | 28.7156
2922 | 28.7165 | 28.7165 | 28.7165 | 28.7165 | 28.7165 | 28.7165 | 28.7165 | 28.7165 | 28.7165 | 28.7165 | 28.7165 | 28.7165 | 28.7165 | 28.7165 | 28.7165 | 28.7165 | 28.7165 | 28.7165 | 28.7165 | 28.7165 | 28.7165 | 28.7165 | 28.7165 | 28.7165 | 28.7165 | 28.7165 | 28.7165 | 28.7165 | 28.7165 | 28.7165 | 28.7165 | 28.7165 | 28.7165 | 28.7165 | 28.7165 | 28.7165 | 28.7165 | 28.7165 | 28.7165 | 28.7165 | 28.7165 | 28.7165 | 28.7165 | 28.7165 | 28.7165 | 28.7165 | 28.7165 | 28.7165 | 28.7165 | 28.7165 | 28.7165 | 28.7165 | 28.7165 | 28.7165 | 28.7165 | 28.7165 | 28.7165 | 28.7165 | 28.7165 | 28.7165
2923 | 28.7173 | 28.7173 | 28.7173 | 28.7173 | 28.7173 | 28.7173 | 28.7173 | 28.7173 | 28.7173 | 28.7173 | 28.7173 | 28.7173 | 28.7173 | 28.7173 | 28.7173 | 28.7173 | 28.7173 | 28.7173 | 28.7173 | 28.7173 | 28.7173 | 28.7173 | 28.7173 | 28.7173 | 28.7173 | 28.7173 | 28.7173 | 28.7173 | 28.7173 | 28.7173 | 28.7173 | 28.7173 | 28.7173 | 28.7173 | 28.7173 | 28.7173 | 28.7173 | 28.7173 | 28.7173 | 28.7173 | 28.7173 | 28.7173 | 28.7173 | 28.7173 | 28.7173 | 28.7173 | 28.7173 | 28.7173 | 28.7173 | 28.7173 | 28.7173 | 28.7173 | 28.7173 | 28.7173 | 28.7173 | 28.7173 | 28.7173 | 28.7173 | 28.7173 | 28.7173
2924 | 28.7182 | 28.7182 | 28.7182 | 28.7182 | 28.7182 | 28.7182 | 28.7182 | 28.7182 | 28.7182 | 28.7182 | 28.7182 | 28.7182 | 28.7182 | 28.7182 | 28.7182 | 28.7182 | 28.7182 | 28.7182 | 28.7182 | 28.7182 | 28.7182 | 28.7182 | 28.7182 | 28.7182 | 28.7182 | 28.7182 | 28.7182 | 28.7182 | 28.7182 | 28.7182 | 28.7182 | 28.7182 | 28.7182 | 28.7182 | 28.7182 | 28.7182 | 28.7182 | 28.7182 | 28.7182 | 28.7182 | 28.7182 | 28.7182 | 28.7182 | 28.7182 | 28.7182 | 28.7182 | 28.7182 | 28.7182 | 28.7182 | 28.7182 | 28.7182 | 28.7182 | 28.7182 | 28.7182 | 28.7182 | 28.7182 | 28.7182 | 28.7182 | 28.7182 | 28.7182
2925 | 28.719 | 28.719 | 28.719 | 28.719 | 28.719 | 28.719 | 28.719 | 28.719 | 28.719 | 28.719 | 28.719 | 28.719 | 28.719 | 28.719 | 28.719 | 28.719 | 28.719 | 28.719 | 28.719 | 28.719 | 28.719 | 28.719 | 28.719 | 28.719 | 28.719 | 28.719 | 28.719 | 28.719 | 28.719 | 28.719 | 28.719 | 28.719 | 28.719 | 28.719 | 28.719 | 28.719 | 28.719 | 28.719 | 28.719 | 28.719 | 28.719 | 28.719 | 28.719 | 28.719 | 28.719 | 28.719 | 28.719 | 28.719 | 28.719 | 28.719 | 28.719 | 28.719 | 28.719 | 28.719 | 28.719 | 28.719 | 28.719 | 28.719 | 28.719 | 28.719
2926 | 28.7199 | 28.7199 | 28.7199 | 28.7199 | 28.7199 | 28.7199 | 28.7199 | 28.7199 | 28.7199 | 28.7199 | 28.7199 | 28.7199 | 28.7199 | 28.7199 | 28.7199 | 28.7199 | 28.7199 | 28.7199 | 28.7199 | 28.7199 | 28.7199 | 28.7199 | 28.7199 | 28.7199 | 28.7199 | 28.7199 | 28.7199 | 28.7199 | 28.7199 | 28.7199 | 28.7199 | 28.7199 | 28.7199 | 28.7199 | 28.7199 | 28.7199 | 28.7199 | 28.7199 | 28.7199 | 28.7199 | 28.7199 | 28.7199 | 28.7199 | 28.7199 | 28.7199 | 28.7199 | 28.7199 | 28.7199 | 28.7199 | 28.7199 | 28.7199 | 28.7199 | 28.7199 | 28.7199 | 28.7199 | 28.7199 | 28.7199 | 28.7199 | 28.7199 | 28.7199
2927 | 28.7207 | 28.7207 | 28.7207 | 28.7207 | 28.7207 | 28.7207 | 28.7207 | 28.7207 | 28.7207 | 28.7207 | 28.7207 | 28.7207 | 28.7207 | 28.7207 | 28.7207 | 28.7207 | 28.7207 | 28.7207 | 28.7207 | 28.7207 | 28.7207 | 28.7207 | 28.7207 | 28.7207 | 28.7207 | 28.7207 | 28.7207 | 28.7207 | 28.7207 | 28.7207 | 28.7207 | 28.7207 | 28.7207 | 28.7207 | 28.7207 | 28.7207 | 28.7207 | 28.7207 | 28.7207 | 28.7207 | 28.7207 | 28.7207 | 28.7207 | 28.7207 | 28.7207 | 28.7207 | 28.7207 | 28.7207 | 28.7207 | 28.7207 | 28.7207 | 28.7207 | 28.7207 | 28.7207 | 28.7207 | 28.7207 | 28.7207 | 28.7207 | 28.7207 | 28.7207
2928 | 28.7216 | 28.7216 | 28.7216 | 28.7216 | 28.7216 | 28.7216 | 28.7216 | 28.7216 | 28.7216 | 28.7216 | 28.7216 | 28.7216 | 28.7216 | 28.7216 | 28.7216 | 28.7216 | 28.7216 | 28.7216 | 28.7216 | 28.7216 | 28.7216 | 28.7216 | 28.7216 | 28.7216 | 28.7216 | 28.7216 | 28.7216 | 28.7216 | 28.7216 | 28.7216 | 28.7216 | 28.7216 | 28.7216 | 28.7216 | 28.7216 | 28.7216 | 28.7216 | 28.7216 | 28.7216 | 28.7216 | 28.7216 | 28.7216 | 28.7216 | 28.7216 | 28.7216 | 28.7216 | 28.7216 | 28.7216 | 28.7216 | 28.7216 | 28.7216 | 28.7216 | 28.7216 | 28.7216 | 28.7216 | 28.7216 | 28.7216 | 28.7216 | 28.7216 | 28.7216
2929 | 28.7224 | 28.7224 | 28.7224 | 28.7224 | 28.7224 | 28.7224 | 28.7224 | 28.7224 | 28.7224 | 28.7224 | 28.7224 | 28.7224 | 28.7224 | 28.7224 | 28.7224 | 28.7224 | 28.7224 | 28.7224 | 28.7224 | 28.7224 | 28.7224 | 28.7224 | 28.7224 | 28.7224 | 28.7224 | 28.7224 | 28.7224 | 28.7224 | 28.7224 | 28.7224 | 28.7224 | 28.7224 | 28.7224 | 28.7224 | 28.7224 | 28.7224 | 28.7224 | 28.7224 | 28.7224 | 28.7224 | 28.7224 | 28.7224 | 28.7224 | 28.7224 | 28.7224 | 28.7224 | 28.7224 | 28.7224 | 28.7224 | 28.7224 | 28.7224 | 28.7224 | 28.7224 | 28.7224 | 28.7224 | 28.7224 | 28.7224 | 28.7224 | 28.7224 | 28.7224
2930 | 28.7233 | 28.7233 | 28.7233 | 28.7233 | 28.7233 | 28.7233 | 28.7233 | 28.7233 | 28.7233 | 28.7233 | 28.7233 | 28.7233 | 28.7233 | 28.7233 | 28.7233 | 28.7233 | 28.7233 | 28.7233 | 28.7233 | 28.7233 | 28.7233 | 28.7233 | 28.7233 | 28.7233 | 28.7233 | 28.7233 | 28.7233 | 28.7233 | 28.7233 | 28.7233 | 28.7233 | 28.7233 | 28.7233 | 28.7233 | 28.7233 | 28.7233 | 28.7233 | 28.7233 | 28.7233 | 28.7233 | 28.7233 | 28.7233 | 28.7233 | 28.7233 | 28.7233 | 28.7233 | 28.7233 | 28.7233 | 28.7233 | 28.7233 | 28.7233 | 28.7233 | 28.7233 | 28.7233 | 28.7233 | 28.7233 | 28.7233 | 28.7233 | 28.7233 | 28.7233
2931 | 28.7241 | 28.7241 | 28.7241 | 28.7241 | 28.7241 | 28.7241 | 28.7241 | 28.7241 | 28.7241 | 28.7241 | 28.7241 | 28.7241 | 28.7241 | 28.7241 | 28.7241 | 28.7241 | 28.7241 | 28.7241 | 28.7241 | 28.7241 | 28.7241 | 28.7241 | 28.7241 | 28.7241 | 28.7241 | 28.7241 | 28.7241 | 28.7241 | 28.7241 | 28.7241 | 28.7241 | 28.7241 | 28.7241 | 28.7241 | 28.7241 | 28.7241 | 28.7241 | 28.7241 | 28.7241 | 28.7241 | 28.7241 | 28.7241 | 28.7241 | 28.7241 | 28.7241 | 28.7241 | 28.7241 | 28.7241 | 28.7241 | 28.7241 | 28.7241 | 28.7241 | 28.7241 | 28.7241 | 28.7241 | 28.7241 | 28.7241 | 28.7241 | 28.7241 | 28.7241
2932 | 28.725 | 28.725 | 28.725 | 28.725 | 28.725 | 28.725 | 28.725 | 28.725 | 28.725 | 28.725 | 28.725 | 28.725 | 28.725 | 28.725 | 28.725 | 28.725 | 28.725 | 28.725 | 28.725 | 28.725 | 28.725 | 28.725 | 28.725 | 28.725 | 28.725 | 28.725 | 28.725 | 28.725 | 28.725 | 28.725 | 28.725 | 28.725 | 28.725 | 28.725 | 28.725 | 28.725 | 28.725 | 28.725 | 28.725 | 28.725 | 28.725 | 28.725 | 28.725 | 28.725 | 28.725 | 28.725 | 28.725 | 28.725 | 28.725 | 28.725 | 28.725 | 28.725 | 28.725 | 28.725 | 28.725 | 28.725 | 28.725 | 28.725 | 28.725 | 28.725
2933 | 28.7258 | 28.7258 | 28.7258 | 28.7258 | 28.7258 | 28.7258 | 28.7258 | 28.7258 | 28.7258 | 28.7258 | 28.7258 | 28.7258 | 28.7258 | 28.7258 | 28.7258 | 28.7258 | 28.7258 | 28.7258 | 28.7258 | 28.7258 | 28.7258 | 28.7258 | 28.7258 | 28.7258 | 28.7258 | 28.7258 | 28.7258 | 28.7258 | 28.7258 | 28.7258 | 28.7258 | 28.7258 | 28.7258 | 28.7258 | 28.7258 | 28.7258 | 28.7258 | 28.7258 | 28.7258 | 28.7258 | 28.7258 | 28.7258 | 28.7258 | 28.7258 | 28.7258 | 28.7258 | 28.7258 | 28.7258 | 28.7258 | 28.7258 | 28.7258 | 28.7258 | 28.7258 | 28.7258 | 28.7258 | 28.7258 | 28.7258 | 28.7258 | 28.7258 | 28.7258
2934 | 28.7267 | 28.7267 | 28.7267 | 28.7267 | 28.7267 | 28.7267 | 28.7267 | 28.7267 | 28.7267 | 28.7267 | 28.7267 | 28.7267 | 28.7267 | 28.7267 | 28.7267 | 28.7267 | 28.7267 | 28.7267 | 28.7267 | 28.7267 | 28.7267 | 28.7267 | 28.7267 | 28.7267 | 28.7267 | 28.7267 | 28.7267 | 28.7267 | 28.7267 | 28.7267 | 28.7267 | 28.7267 | 28.7267 | 28.7267 | 28.7267 | 28.7267 | 28.7267 | 28.7267 | 28.7267 | 28.7267 | 28.7267 | 28.7267 | 28.7267 | 28.7267 | 28.7267 | 28.7267 | 28.7267 | 28.7267 | 28.7267 | 28.7267 | 28.7267 | 28.7267 | 28.7267 | 28.7267 | 28.7267 | 28.7267 | 28.7267 | 28.7267 | 28.7267 | 28.7267
2935 | 28.7276 | 28.7276 | 28.7276 | 28.7276 | 28.7276 | 28.7276 | 28.7276 | 28.7276 | 28.7276 | 28.7276 | 28.7276 | 28.7276 | 28.7276 | 28.7276 | 28.7276 | 28.7276 | 28.7276 | 28.7276 | 28.7276 | 28.7276 | 28.7276 | 28.7276 | 28.7276 | 28.7276 | 28.7276 | 28.7276 | 28.7276 | 28.7276 | 28.7276 | 28.7276 | 28.7276 | 28.7276 | 28.7276 | 28.7276 | 28.7276 | 28.7276 | 28.7276 | 28.7276 | 28.7276 | 28.7276 | 28.7276 | 28.7276 | 28.7276 | 28.7276 | 28.7276 | 28.7276 | 28.7276 | 28.7276 | 28.7276 | 28.7276 | 28.7276 | 28.7276 | 28.7276 | 28.7276 | 28.7276 | 28.7276 | 28.7276 | 28.7276 | 28.7276 | 28.7276
2936 | 28.7284 | 28.7284 | 28.7284 | 28.7284 | 28.7284 | 28.7284 | 28.7284 | 28.7284 | 28.7284 | 28.7284 | 28.7284 | 28.7284 | 28.7284 | 28.7284 | 28.7284 | 28.7284 | 28.7284 | 28.7284 | 28.7284 | 28.7284 | 28.7284 | 28.7284 | 28.7284 | 28.7284 | 28.7284 | 28.7284 | 28.7284 | 28.7284 | 28.7284 | 28.7284 | 28.7284 | 28.7284 | 28.7284 | 28.7284 | 28.7284 | 28.7284 | 28.7284 | 28.7284 | 28.7284 | 28.7284 | 28.7284 | 28.7284 | 28.7284 | 28.7284 | 28.7284 | 28.7284 | 28.7284 | 28.7284 | 28.7284 | 28.7284 | 28.7284 | 28.7284 | 28.7284 | 28.7284 | 28.7284 | 28.7284 | 28.7284 | 28.7284 | 28.7284 | 28.7284
2937 | 28.7293 | 28.7293 | 28.7293 | 28.7293 | 28.7293 | 28.7293 | 28.7293 | 28.7293 | 28.7293 | 28.7293 | 28.7293 | 28.7293 | 28.7293 | 28.7293 | 28.7293 | 28.7293 | 28.7293 | 28.7293 | 28.7293 | 28.7293 | 28.7293 | 28.7293 | 28.7293 | 28.7293 | 28.7293 | 28.7293 | 28.7293 | 28.7293 | 28.7293 | 28.7293 | 28.7293 | 28.7293 | 28.7293 | 28.7293 | 28.7293 | 28.7293 | 28.7293 | 28.7293 | 28.7293 | 28.7293 | 28.7293 | 28.7293 | 28.7293 | 28.7293 | 28.7293 | 28.7293 | 28.7293 | 28.7293 | 28.7293 | 28.7293 | 28.7293 | 28.7293 | 28.7293 | 28.7293 | 28.7293 | 28.7293 | 28.7293 | 28.7293 | 28.7293 | 28.7293
2938 | 28.7301 | 28.7301 | 28.7301 | 28.7301 | 28.7301 | 28.7301 | 28.7301 | 28.7301 | 28.7301 | 28.7301 | 28.7301 | 28.7301 | 28.7301 | 28.7301 | 28.7301 | 28.7301 | 28.7301 | 28.7301 | 28.7301 | 28.7301 | 28.7301 | 28.7301 | 28.7301 | 28.7301 | 28.7301 | 28.7301 | 28.7301 | 28.7301 | 28.7301 | 28.7301 | 28.7301 | 28.7301 | 28.7301 | 28.7301 | 28.7301 | 28.7301 | 28.7301 | 28.7301 | 28.7301 | 28.7301 | 28.7301 | 28.7301 | 28.7301 | 28.7301 | 28.7301 | 28.7301 | 28.7301 | 28.7301 | 28.7301 | 28.7301 | 28.7301 | 28.7301 | 28.7301 | 28.7301 | 28.7301 | 28.7301 | 28.7301 | 28.7301 | 28.7301 | 28.7301
2939 | 28.731 | 28.731 | 28.731 | 28.731 | 28.731 | 28.731 | 28.731 | 28.731 | 28.731 | 28.731 | 28.731 | 28.731 | 28.731 | 28.731 | 28.731 | 28.731 | 28.731 | 28.731 | 28.731 | 28.731 | 28.731 | 28.731 | 28.731 | 28.731 | 28.731 | 28.731 | 28.731 | 28.731 | 28.731 | 28.731 | 28.731 | 28.731 | 28.731 | 28.731 | 28.731 | 28.731 | 28.731 | 28.731 | 28.731 | 28.731 | 28.731 | 28.731 | 28.731 | 28.731 | 28.731 | 28.731 | 28.731 | 28.731 | 28.731 | 28.731 | 28.731 | 28.731 | 28.731 | 28.731 | 28.731 | 28.731 | 28.731 | 28.731 | 28.731 | 28.731
2940 | 28.7318 | 28.7318 | 28.7318 | 28.7318 | 28.7318 | 28.7318 | 28.7318 | 28.7318 | 28.7318 | 28.7318 | 28.7318 | 28.7318 | 28.7318 | 28.7318 | 28.7318 | 28.7318 | 28.7318 | 28.7318 | 28.7318 | 28.7318 | 28.7318 | 28.7318 | 28.7318 | 28.7318 | 28.7318 | 28.7318 | 28.7318 | 28.7318 | 28.7318 | 28.7318 | 28.7318 | 28.7318 | 28.7318 | 28.7318 | 28.7318 | 28.7318 | 28.7318 | 28.7318 | 28.7318 | 28.7318 | 28.7318 | 28.7318 | 28.7318 | 28.7318 | 28.7318 | 28.7318 | 28.7318 | 28.7318 | 28.7318 | 28.7318 | 28.7318 | 28.7318 | 28.7318 | 28.7318 | 28.7318 | 28.7318 | 28.7318 | 28.7318 | 28.7318 | 28.7318
2941 | 28.7327 | 28.7327 | 28.7327 | 28.7327 | 28.7327 | 28.7327 | 28.7327 | 28.7327 | 28.7327 | 28.7327 | 28.7327 | 28.7327 | 28.7327 | 28.7327 | 28.7327 | 28.7327 | 28.7327 | 28.7327 | 28.7327 | 28.7327 | 28.7327 | 28.7327 | 28.7327 | 28.7327 | 28.7327 | 28.7327 | 28.7327 | 28.7327 | 28.7327 | 28.7327 | 28.7327 | 28.7327 | 28.7327 | 28.7327 | 28.7327 | 28.7327 | 28.7327 | 28.7327 | 28.7327 | 28.7327 | 28.7327 | 28.7327 | 28.7327 | 28.7327 | 28.7327 | 28.7327 | 28.7327 | 28.7327 | 28.7327 | 28.7327 | 28.7327 | 28.7327 | 28.7327 | 28.7327 | 28.7327 | 28.7327 | 28.7327 | 28.7327 | 28.7327 | 28.7327
2942 | 28.7335 | 28.7335 | 28.7335 | 28.7335 | 28.7335 | 28.7335 | 28.7335 | 28.7335 | 28.7335 | 28.7335 | 28.7335 | 28.7335 | 28.7335 | 28.7335 | 28.7335 | 28.7335 | 28.7335 | 28.7335 | 28.7335 | 28.7335 | 28.7335 | 28.7335 | 28.7335 | 28.7335 | 28.7335 | 28.7335 | 28.7335 | 28.7335 | 28.7335 | 28.7335 | 28.7335 | 28.7335 | 28.7335 | 28.7335 | 28.7335 | 28.7335 | 28.7335 | 28.7335 | 28.7335 | 28.7335 | 28.7335 | 28.7335 | 28.7335 | 28.7335 | 28.7335 | 28.7335 | 28.7335 | 28.7335 | 28.7335 | 28.7335 | 28.7335 | 28.7335 | 28.7335 | 28.7335 | 28.7335 | 28.7335 | 28.7335 | 28.7335 | 28.7335 | 28.7335
2943 | 28.7344 | 28.7344 | 28.7344 | 28.7344 | 28.7344 | 28.7344 | 28.7344 | 28.7344 | 28.7344 | 28.7344 | 28.7344 | 28.7344 | 28.7344 | 28.7344 | 28.7344 | 28.7344 | 28.7344 | 28.7344 | 28.7344 | 28.7344 | 28.7344 | 28.7344 | 28.7344 | 28.7344 | 28.7344 | 28.7344 | 28.7344 | 28.7344 | 28.7344 | 28.7344 | 28.7344 | 28.7344 | 28.7344 | 28.7344 | 28.7344 | 28.7344 | 28.7344 | 28.7344 | 28.7344 | 28.7344 | 28.7344 | 28.7344 | 28.7344 | 28.7344 | 28.7344 | 28.7344 | 28.7344 | 28.7344 | 28.7344 | 28.7344 | 28.7344 | 28.7344 | 28.7344 | 28.7344 | 28.7344 | 28.7344 | 28.7344 | 28.7344 | 28.7344 | 28.7344
2944 | 28.7352 | 28.7352 | 28.7352 | 28.7352 | 28.7352 | 28.7352 | 28.7352 | 28.7352 | 28.7352 | 28.7352 | 28.7352 | 28.7352 | 28.7352 | 28.7352 | 28.7352 | 28.7352 | 28.7352 | 28.7352 | 28.7352 | 28.7352 | 28.7352 | 28.7352 | 28.7352 | 28.7352 | 28.7352 | 28.7352 | 28.7352 | 28.7352 | 28.7352 | 28.7352 | 28.7352 | 28.7352 | 28.7352 | 28.7352 | 28.7352 | 28.7352 | 28.7352 | 28.7352 | 28.7352 | 28.7352 | 28.7352 | 28.7352 | 28.7352 | 28.7352 | 28.7352 | 28.7352 | 28.7352 | 28.7352 | 28.7352 | 28.7352 | 28.7352 | 28.7352 | 28.7352 | 28.7352 | 28.7352 | 28.7352 | 28.7352 | 28.7352 | 28.7352 | 28.7352
2945 | 28.7361 | 28.7361 | 28.7361 | 28.7361 | 28.7361 | 28.7361 | 28.7361 | 28.7361 | 28.7361 | 28.7361 | 28.7361 | 28.7361 | 28.7361 | 28.7361 | 28.7361 | 28.7361 | 28.7361 | 28.7361 | 28.7361 | 28.7361 | 28.7361 | 28.7361 | 28.7361 | 28.7361 | 28.7361 | 28.7361 | 28.7361 | 28.7361 | 28.7361 | 28.7361 | 28.7361 | 28.7361 | 28.7361 | 28.7361 | 28.7361 | 28.7361 | 28.7361 | 28.7361 | 28.7361 | 28.7361 | 28.7361 | 28.7361 | 28.7361 | 28.7361 | 28.7361 | 28.7361 | 28.7361 | 28.7361 | 28.7361 | 28.7361 | 28.7361 | 28.7361 | 28.7361 | 28.7361 | 28.7361 | 28.7361 | 28.7361 | 28.7361 | 28.7361 | 28.7361
2946 | 28.7369 | 28.7369 | 28.7369 | 28.7369 | 28.7369 | 28.7369 | 28.7369 | 28.7369 | 28.7369 | 28.7369 | 28.7369 | 28.7369 | 28.7369 | 28.7369 | 28.7369 | 28.7369 | 28.7369 | 28.7369 | 28.7369 | 28.7369 | 28.7369 | 28.7369 | 28.7369 | 28.7369 | 28.7369 | 28.7369 | 28.7369 | 28.7369 | 28.7369 | 28.7369 | 28.7369 | 28.7369 | 28.7369 | 28.7369 | 28.7369 | 28.7369 | 28.7369 | 28.7369 | 28.7369 | 28.7369 | 28.7369 | 28.7369 | 28.7369 | 28.7369 | 28.7369 | 28.7369 | 28.7369 | 28.7369 | 28.7369 | 28.7369 | 28.7369 | 28.7369 | 28.7369 | 28.7369 | 28.7369 | 28.7369 | 28.7369 | 28.7369 | 28.7369 | 28.7369
2947 | 28.7378 | 28.7378 | 28.7378 | 28.7378 | 28.7378 | 28.7378 | 28.7378 | 28.7378 | 28.7378 | 28.7378 | 28.7378 | 28.7378 | 28.7378 | 28.7378 | 28.7378 | 28.7378 | 28.7378 | 28.7378 | 28.7378 | 28.7378 | 28.7378 | 28.7378 | 28.7378 | 28.7378 | 28.7378 | 28.7378 | 28.7378 | 28.7378 | 28.7378 | 28.7378 | 28.7378 | 28.7378 | 28.7378 | 28.7378 | 28.7378 | 28.7378 | 28.7378 | 28.7378 | 28.7378 | 28.7378 | 28.7378 | 28.7378 | 28.7378 | 28.7378 | 28.7378 | 28.7378 | 28.7378 | 28.7378 | 28.7378 | 28.7378 | 28.7378 | 28.7378 | 28.7378 | 28.7378 | 28.7378 | 28.7378 | 28.7378 | 28.7378 | 28.7378 | 28.7378
2948 | 28.7386 | 28.7386 | 28.7386 | 28.7386 | 28.7386 | 28.7386 | 28.7386 | 28.7386 | 28.7386 | 28.7386 | 28.7386 | 28.7386 | 28.7386 | 28.7386 | 28.7386 | 28.7386 | 28.7386 | 28.7386 | 28.7386 | 28.7386 | 28.7386 | 28.7386 | 28.7386 | 28.7386 | 28.7386 | 28.7386 | 28.7386 | 28.7386 | 28.7386 | 28.7386 | 28.7386 | 28.7386 | 28.7386 | 28.7386 | 28.7386 | 28.7386 | 28.7386 | 28.7386 | 28.7386 | 28.7386 | 28.7386 | 28.7386 | 28.7386 | 28.7386 | 28.7386 | 28.7386 | 28.7386 | 28.7386 | 28.7386 | 28.7386 | 28.7386 | 28.7386 | 28.7386 | 28.7386 | 28.7386 | 28.7386 | 28.7386 | 28.7386 | 28.7386 | 28.7386
2949 | 28.7394 | 28.7394 | 28.7394 | 28.7394 | 28.7394 | 28.7394 | 28.7394 | 28.7394 | 28.7394 | 28.7394 | 28.7394 | 28.7394 | 28.7394 | 28.7394 | 28.7394 | 28.7394 | 28.7394 | 28.7394 | 28.7394 | 28.7394 | 28.7394 | 28.7394 | 28.7394 | 28.7394 | 28.7394 | 28.7394 | 28.7394 | 28.7394 | 28.7394 | 28.7394 | 28.7394 | 28.7394 | 28.7394 | 28.7394 | 28.7394 | 28.7394 | 28.7394 | 28.7394 | 28.7394 | 28.7394 | 28.7394 | 28.7394 | 28.7394 | 28.7394 | 28.7394 | 28.7394 | 28.7394 | 28.7394 | 28.7394 | 28.7394 | 28.7394 | 28.7394 | 28.7394 | 28.7394 | 28.7394 | 28.7394 | 28.7394 | 28.7394 | 28.7394 | 28.7394
2950 | 28.7403 | 28.7403 | 28.7403 | 28.7403 | 28.7403 | 28.7403 | 28.7403 | 28.7403 | 28.7403 | 28.7403 | 28.7403 | 28.7403 | 28.7403 | 28.7403 | 28.7403 | 28.7403 | 28.7403 | 28.7403 | 28.7403 | 28.7403 | 28.7403 | 28.7403 | 28.7403 | 28.7403 | 28.7403 | 28.7403 | 28.7403 | 28.7403 | 28.7403 | 28.7403 | 28.7403 | 28.7403 | 28.7403 | 28.7403 | 28.7403 | 28.7403 | 28.7403 | 28.7403 | 28.7403 | 28.7403 | 28.7403 | 28.7403 | 28.7403 | 28.7403 | 28.7403 | 28.7403 | 28.7403 | 28.7403 | 28.7403 | 28.7403 | 28.7403 | 28.7403 | 28.7403 | 28.7403 | 28.7403 | 28.7403 | 28.7403 | 28.7403 | 28.7403 | 28.7403
2951 | 28.7411 | 28.7411 | 28.7411 | 28.7411 | 28.7411 | 28.7411 | 28.7411 | 28.7411 | 28.7411 | 28.7411 | 28.7411 | 28.7411 | 28.7411 | 28.7411 | 28.7411 | 28.7411 | 28.7411 | 28.7411 | 28.7411 | 28.7411 | 28.7411 | 28.7411 | 28.7411 | 28.7411 | 28.7411 | 28.7411 | 28.7411 | 28.7411 | 28.7411 | 28.7411 | 28.7411 | 28.7411 | 28.7411 | 28.7411 | 28.7411 | 28.7411 | 28.7411 | 28.7411 | 28.7411 | 28.7411 | 28.7411 | 28.7411 | 28.7411 | 28.7411 | 28.7411 | 28.7411 | 28.7411 | 28.7411 | 28.7411 | 28.7411 | 28.7411 | 28.7411 | 28.7411 | 28.7411 | 28.7411 | 28.7411 | 28.7411 | 28.7411 | 28.7411 | 28.7411
2952 | 28.742 | 28.742 | 28.742 | 28.742 | 28.742 | 28.742 | 28.742 | 28.742 | 28.742 | 28.742 | 28.742 | 28.742 | 28.742 | 28.742 | 28.742 | 28.742 | 28.742 | 28.742 | 28.742 | 28.742 | 28.742 | 28.742 | 28.742 | 28.742 | 28.742 | 28.742 | 28.742 | 28.742 | 28.742 | 28.742 | 28.742 | 28.742 | 28.742 | 28.742 | 28.742 | 28.742 | 28.742 | 28.742 | 28.742 | 28.742 | 28.742 | 28.742 | 28.742 | 28.742 | 28.742 | 28.742 | 28.742 | 28.742 | 28.742 | 28.742 | 28.742 | 28.742 | 28.742 | 28.742 | 28.742 | 28.742 | 28.742 | 28.742 | 28.742 | 28.742
2953 | 28.7428 | 28.7428 | 28.7428 | 28.7428 | 28.7428 | 28.7428 | 28.7428 | 28.7428 | 28.7428 | 28.7428 | 28.7428 | 28.7428 | 28.7428 | 28.7428 | 28.7428 | 28.7428 | 28.7428 | 28.7428 | 28.7428 | 28.7428 | 28.7428 | 28.7428 | 28.7428 | 28.7428 | 28.7428 | 28.7428 | 28.7428 | 28.7428 | 28.7428 | 28.7428 | 28.7428 | 28.7428 | 28.7428 | 28.7428 | 28.7428 | 28.7428 | 28.7428 | 28.7428 | 28.7428 | 28.7428 | 28.7428 | 28.7428 | 28.7428 | 28.7428 | 28.7428 | 28.7428 | 28.7428 | 28.7428 | 28.7428 | 28.7428 | 28.7428 | 28.7428 | 28.7428 | 28.7428 | 28.7428 | 28.7428 | 28.7428 | 28.7428 | 28.7428 | 28.7428
2954 | 28.7437 | 28.7437 | 28.7437 | 28.7437 | 28.7437 | 28.7437 | 28.7437 | 28.7437 | 28.7437 | 28.7437 | 28.7437 | 28.7437 | 28.7437 | 28.7437 | 28.7437 | 28.7437 | 28.7437 | 28.7437 | 28.7437 | 28.7437 | 28.7437 | 28.7437 | 28.7437 | 28.7437 | 28.7437 | 28.7437 | 28.7437 | 28.7437 | 28.7437 | 28.7437 | 28.7437 | 28.7437 | 28.7437 | 28.7437 | 28.7437 | 28.7437 | 28.7437 | 28.7437 | 28.7437 | 28.7437 | 28.7437 | 28.7437 | 28.7437 | 28.7437 | 28.7437 | 28.7437 | 28.7437 | 28.7437 | 28.7437 | 28.7437 | 28.7437 | 28.7437 | 28.7437 | 28.7437 | 28.7437 | 28.7437 | 28.7437 | 28.7437 | 28.7437 | 28.7437
2955 | 28.7445 | 28.7445 | 28.7445 | 28.7445 | 28.7445 | 28.7445 | 28.7445 | 28.7445 | 28.7445 | 28.7445 | 28.7445 | 28.7445 | 28.7445 | 28.7445 | 28.7445 | 28.7445 | 28.7445 | 28.7445 | 28.7445 | 28.7445 | 28.7445 | 28.7445 | 28.7445 | 28.7445 | 28.7445 | 28.7445 | 28.7445 | 28.7445 | 28.7445 | 28.7445 | 28.7445 | 28.7445 | 28.7445 | 28.7445 | 28.7445 | 28.7445 | 28.7445 | 28.7445 | 28.7445 | 28.7445 | 28.7445 | 28.7445 | 28.7445 | 28.7445 | 28.7445 | 28.7445 | 28.7445 | 28.7445 | 28.7445 | 28.7445 | 28.7445 | 28.7445 | 28.7445 | 28.7445 | 28.7445 | 28.7445 | 28.7445 | 28.7445 | 28.7445 | 28.7445
2956 | 28.7454 | 28.7454 | 28.7454 | 28.7454 | 28.7454 | 28.7454 | 28.7454 | 28.7454 | 28.7454 | 28.7454 | 28.7454 | 28.7454 | 28.7454 | 28.7454 | 28.7454 | 28.7454 | 28.7454 | 28.7454 | 28.7454 | 28.7454 | 28.7454 | 28.7454 | 28.7454 | 28.7454 | 28.7454 | 28.7454 | 28.7454 | 28.7454 | 28.7454 | 28.7454 | 28.7454 | 28.7454 | 28.7454 | 28.7454 | 28.7454 | 28.7454 | 28.7454 | 28.7454 | 28.7454 | 28.7454 | 28.7454 | 28.7454 | 28.7454 | 28.7454 | 28.7454 | 28.7454 | 28.7454 | 28.7454 | 28.7454 | 28.7454 | 28.7454 | 28.7454 | 28.7454 | 28.7454 | 28.7454 | 28.7454 | 28.7454 | 28.7454 | 28.7454 | 28.7454
2957 | 28.7462 | 28.7462 | 28.7462 | 28.7462 | 28.7462 | 28.7462 | 28.7462 | 28.7462 | 28.7462 | 28.7462 | 28.7462 | 28.7462 | 28.7462 | 28.7462 | 28.7462 | 28.7462 | 28.7462 | 28.7462 | 28.7462 | 28.7462 | 28.7462 | 28.7462 | 28.7462 | 28.7462 | 28.7462 | 28.7462 | 28.7462 | 28.7462 | 28.7462 | 28.7462 | 28.7462 | 28.7462 | 28.7462 | 28.7462 | 28.7462 | 28.7462 | 28.7462 | 28.7462 | 28.7462 | 28.7462 | 28.7462 | 28.7462 | 28.7462 | 28.7462 | 28.7462 | 28.7462 | 28.7462 | 28.7462 | 28.7462 | 28.7462 | 28.7462 | 28.7462 | 28.7462 | 28.7462 | 28.7462 | 28.7462 | 28.7462 | 28.7462 | 28.7462 | 28.7462
2958 | 28.7471 | 28.7471 | 28.7471 | 28.7471 | 28.7471 | 28.7471 | 28.7471 | 28.7471 | 28.7471 | 28.7471 | 28.7471 | 28.7471 | 28.7471 | 28.7471 | 28.7471 | 28.7471 | 28.7471 | 28.7471 | 28.7471 | 28.7471 | 28.7471 | 28.7471 | 28.7471 | 28.7471 | 28.7471 | 28.7471 | 28.7471 | 28.7471 | 28.7471 | 28.7471 | 28.7471 | 28.7471 | 28.7471 | 28.7471 | 28.7471 | 28.7471 | 28.7471 | 28.7471 | 28.7471 | 28.7471 | 28.7471 | 28.7471 | 28.7471 | 28.7471 | 28.7471 | 28.7471 | 28.7471 | 28.7471 | 28.7471 | 28.7471 | 28.7471 | 28.7471 | 28.7471 | 28.7471 | 28.7471 | 28.7471 | 28.7471 | 28.7471 | 28.7471 | 28.7471
2959 | 28.7479 | 28.7479 | 28.7479 | 28.7479 | 28.7479 | 28.7479 | 28.7479 | 28.7479 | 28.7479 | 28.7479 | 28.7479 | 28.7479 | 28.7479 | 28.7479 | 28.7479 | 28.7479 | 28.7479 | 28.7479 | 28.7479 | 28.7479 | 28.7479 | 28.7479 | 28.7479 | 28.7479 | 28.7479 | 28.7479 | 28.7479 | 28.7479 | 28.7479 | 28.7479 | 28.7479 | 28.7479 | 28.7479 | 28.7479 | 28.7479 | 28.7479 | 28.7479 | 28.7479 | 28.7479 | 28.7479 | 28.7479 | 28.7479 | 28.7479 | 28.7479 | 28.7479 | 28.7479 | 28.7479 | 28.7479 | 28.7479 | 28.7479 | 28.7479 | 28.7479 | 28.7479 | 28.7479 | 28.7479 | 28.7479 | 28.7479 | 28.7479 | 28.7479 | 28.7479
2960 | 28.7488 | 28.7488 | 28.7488 | 28.7488 | 28.7488 | 28.7488 | 28.7488 | 28.7488 | 28.7488 | 28.7488 | 28.7488 | 28.7488 | 28.7488 | 28.7488 | 28.7488 | 28.7488 | 28.7488 | 28.7488 | 28.7488 | 28.7488 | 28.7488 | 28.7488 | 28.7488 | 28.7488 | 28.7488 | 28.7488 | 28.7488 | 28.7488 | 28.7488 | 28.7488 | 28.7488 | 28.7488 | 28.7488 | 28.7488 | 28.7488 | 28.7488 | 28.7488 | 28.7488 | 28.7488 | 28.7488 | 28.7488 | 28.7488 | 28.7488 | 28.7488 | 28.7488 | 28.7488 | 28.7488 | 28.7488 | 28.7488 | 28.7488 | 28.7488 | 28.7488 | 28.7488 | 28.7488 | 28.7488 | 28.7488 | 28.7488 | 28.7488 | 28.7488 | 28.7488
2961 | 28.7496 | 28.7496 | 28.7496 | 28.7496 | 28.7496 | 28.7496 | 28.7496 | 28.7496 | 28.7496 | 28.7496 | 28.7496 | 28.7496 | 28.7496 | 28.7496 | 28.7496 | 28.7496 | 28.7496 | 28.7496 | 28.7496 | 28.7496 | 28.7496 | 28.7496 | 28.7496 | 28.7496 | 28.7496 | 28.7496 | 28.7496 | 28.7496 | 28.7496 | 28.7496 | 28.7496 | 28.7496 | 28.7496 | 28.7496 | 28.7496 | 28.7496 | 28.7496 | 28.7496 | 28.7496 | 28.7496 | 28.7496 | 28.7496 | 28.7496 | 28.7496 | 28.7496 | 28.7496 | 28.7496 | 28.7496 | 28.7496 | 28.7496 | 28.7496 | 28.7496 | 28.7496 | 28.7496 | 28.7496 | 28.7496 | 28.7496 | 28.7496 | 28.7496 | 28.7496
2962 | 28.7504 | 28.7504 | 28.7504 | 28.7504 | 28.7504 | 28.7504 | 28.7504 | 28.7504 | 28.7504 | 28.7504 | 28.7504 | 28.7504 | 28.7504 | 28.7504 | 28.7504 | 28.7504 | 28.7504 | 28.7504 | 28.7504 | 28.7504 | 28.7504 | 28.7504 | 28.7504 | 28.7504 | 28.7504 | 28.7504 | 28.7504 | 28.7504 | 28.7504 | 28.7504 | 28.7504 | 28.7504 | 28.7504 | 28.7504 | 28.7504 | 28.7504 | 28.7504 | 28.7504 | 28.7504 | 28.7504 | 28.7504 | 28.7504 | 28.7504 | 28.7504 | 28.7504 | 28.7504 | 28.7504 | 28.7504 | 28.7504 | 28.7504 | 28.7504 | 28.7504 | 28.7504 | 28.7504 | 28.7504 | 28.7504 | 28.7504 | 28.7504 | 28.7504 | 28.7504
2963 | 28.7513 | 28.7513 | 28.7513 | 28.7513 | 28.7513 | 28.7513 | 28.7513 | 28.7513 | 28.7513 | 28.7513 | 28.7513 | 28.7513 | 28.7513 | 28.7513 | 28.7513 | 28.7513 | 28.7513 | 28.7513 | 28.7513 | 28.7513 | 28.7513 | 28.7513 | 28.7513 | 28.7513 | 28.7513 | 28.7513 | 28.7513 | 28.7513 | 28.7513 | 28.7513 | 28.7513 | 28.7513 | 28.7513 | 28.7513 | 28.7513 | 28.7513 | 28.7513 | 28.7513 | 28.7513 | 28.7513 | 28.7513 | 28.7513 | 28.7513 | 28.7513 | 28.7513 | 28.7513 | 28.7513 | 28.7513 | 28.7513 | 28.7513 | 28.7513 | 28.7513 | 28.7513 | 28.7513 | 28.7513 | 28.7513 | 28.7513 | 28.7513 | 28.7513 | 28.7513
2964 | 28.7521 | 28.7521 | 28.7521 | 28.7521 | 28.7521 | 28.7521 | 28.7521 | 28.7521 | 28.7521 | 28.7521 | 28.7521 | 28.7521 | 28.7521 | 28.7521 | 28.7521 | 28.7521 | 28.7521 | 28.7521 | 28.7521 | 28.7521 | 28.7521 | 28.7521 | 28.7521 | 28.7521 | 28.7521 | 28.7521 | 28.7521 | 28.7521 | 28.7521 | 28.7521 | 28.7521 | 28.7521 | 28.7521 | 28.7521 | 28.7521 | 28.7521 | 28.7521 | 28.7521 | 28.7521 | 28.7521 | 28.7521 | 28.7521 | 28.7521 | 28.7521 | 28.7521 | 28.7521 | 28.7521 | 28.7521 | 28.7521 | 28.7521 | 28.7521 | 28.7521 | 28.7521 | 28.7521 | 28.7521 | 28.7521 | 28.7521 | 28.7521 | 28.7521 | 28.7521
2965 | 28.753 | 28.753 | 28.753 | 28.753 | 28.753 | 28.753 | 28.753 | 28.753 | 28.753 | 28.753 | 28.753 | 28.753 | 28.753 | 28.753 | 28.753 | 28.753 | 28.753 | 28.753 | 28.753 | 28.753 | 28.753 | 28.753 | 28.753 | 28.753 | 28.753 | 28.753 | 28.753 | 28.753 | 28.753 | 28.753 | 28.753 | 28.753 | 28.753 | 28.753 | 28.753 | 28.753 | 28.753 | 28.753 | 28.753 | 28.753 | 28.753 | 28.753 | 28.753 | 28.753 | 28.753 | 28.753 | 28.753 | 28.753 | 28.753 | 28.753 | 28.753 | 28.753 | 28.753 | 28.753 | 28.753 | 28.753 | 28.753 | 28.753 | 28.753 | 28.753
2966 | 28.7538 | 28.7538 | 28.7538 | 28.7538 | 28.7538 | 28.7538 | 28.7538 | 28.7538 | 28.7538 | 28.7538 | 28.7538 | 28.7538 | 28.7538 | 28.7538 | 28.7538 | 28.7538 | 28.7538 | 28.7538 | 28.7538 | 28.7538 | 28.7538 | 28.7538 | 28.7538 | 28.7538 | 28.7538 | 28.7538 | 28.7538 | 28.7538 | 28.7538 | 28.7538 | 28.7538 | 28.7538 | 28.7538 | 28.7538 | 28.7538 | 28.7538 | 28.7538 | 28.7538 | 28.7538 | 28.7538 | 28.7538 | 28.7538 | 28.7538 | 28.7538 | 28.7538 | 28.7538 | 28.7538 | 28.7538 | 28.7538 | 28.7538 | 28.7538 | 28.7538 | 28.7538 | 28.7538 | 28.7538 | 28.7538 | 28.7538 | 28.7538 | 28.7538 | 28.7538
2967 | 28.7547 | 28.7547 | 28.7547 | 28.7547 | 28.7547 | 28.7547 | 28.7547 | 28.7547 | 28.7547 | 28.7547 | 28.7547 | 28.7547 | 28.7547 | 28.7547 | 28.7547 | 28.7547 | 28.7547 | 28.7547 | 28.7547 | 28.7547 | 28.7547 | 28.7547 | 28.7547 | 28.7547 | 28.7547 | 28.7547 | 28.7547 | 28.7547 | 28.7547 | 28.7547 | 28.7547 | 28.7547 | 28.7547 | 28.7547 | 28.7547 | 28.7547 | 28.7547 | 28.7547 | 28.7547 | 28.7547 | 28.7547 | 28.7547 | 28.7547 | 28.7547 | 28.7547 | 28.7547 | 28.7547 | 28.7547 | 28.7547 | 28.7547 | 28.7547 | 28.7547 | 28.7547 | 28.7547 | 28.7547 | 28.7547 | 28.7547 | 28.7547 | 28.7547 | 28.7547
2968 | 28.7555 | 28.7555 | 28.7555 | 28.7555 | 28.7555 | 28.7555 | 28.7555 | 28.7555 | 28.7555 | 28.7555 | 28.7555 | 28.7555 | 28.7555 | 28.7555 | 28.7555 | 28.7555 | 28.7555 | 28.7555 | 28.7555 | 28.7555 | 28.7555 | 28.7555 | 28.7555 | 28.7555 | 28.7555 | 28.7555 | 28.7555 | 28.7555 | 28.7555 | 28.7555 | 28.7555 | 28.7555 | 28.7555 | 28.7555 | 28.7555 | 28.7555 | 28.7555 | 28.7555 | 28.7555 | 28.7555 | 28.7555 | 28.7555 | 28.7555 | 28.7555 | 28.7555 | 28.7555 | 28.7555 | 28.7555 | 28.7555 | 28.7555 | 28.7555 | 28.7555 | 28.7555 | 28.7555 | 28.7555 | 28.7555 | 28.7555 | 28.7555 | 28.7555 | 28.7555
2969 | 28.7563 | 28.7563 | 28.7563 | 28.7563 | 28.7563 | 28.7563 | 28.7563 | 28.7563 | 28.7563 | 28.7563 | 28.7563 | 28.7563 | 28.7563 | 28.7563 | 28.7563 | 28.7563 | 28.7563 | 28.7563 | 28.7563 | 28.7563 | 28.7563 | 28.7563 | 28.7563 | 28.7563 | 28.7563 | 28.7563 | 28.7563 | 28.7563 | 28.7563 | 28.7563 | 28.7563 | 28.7563 | 28.7563 | 28.7563 | 28.7563 | 28.7563 | 28.7563 | 28.7563 | 28.7563 | 28.7563 | 28.7563 | 28.7563 | 28.7563 | 28.7563 | 28.7563 | 28.7563 | 28.7563 | 28.7563 | 28.7563 | 28.7563 | 28.7563 | 28.7563 | 28.7563 | 28.7563 | 28.7563 | 28.7563 | 28.7563 | 28.7563 | 28.7563 | 28.7563
2970 | 28.7572 | 28.7572 | 28.7572 | 28.7572 | 28.7572 | 28.7572 | 28.7572 | 28.7572 | 28.7572 | 28.7572 | 28.7572 | 28.7572 | 28.7572 | 28.7572 | 28.7572 | 28.7572 | 28.7572 | 28.7572 | 28.7572 | 28.7572 | 28.7572 | 28.7572 | 28.7572 | 28.7572 | 28.7572 | 28.7572 | 28.7572 | 28.7572 | 28.7572 | 28.7572 | 28.7572 | 28.7572 | 28.7572 | 28.7572 | 28.7572 | 28.7572 | 28.7572 | 28.7572 | 28.7572 | 28.7572 | 28.7572 | 28.7572 | 28.7572 | 28.7572 | 28.7572 | 28.7572 | 28.7572 | 28.7572 | 28.7572 | 28.7572 | 28.7572 | 28.7572 | 28.7572 | 28.7572 | 28.7572 | 28.7572 | 28.7572 | 28.7572 | 28.7572 | 28.7572
2971 | 28.758 | 28.758 | 28.758 | 28.758 | 28.758 | 28.758 | 28.758 | 28.758 | 28.758 | 28.758 | 28.758 | 28.758 | 28.758 | 28.758 | 28.758 | 28.758 | 28.758 | 28.758 | 28.758 | 28.758 | 28.758 | 28.758 | 28.758 | 28.758 | 28.758 | 28.758 | 28.758 | 28.758 | 28.758 | 28.758 | 28.758 | 28.758 | 28.758 | 28.758 | 28.758 | 28.758 | 28.758 | 28.758 | 28.758 | 28.758 | 28.758 | 28.758 | 28.758 | 28.758 | 28.758 | 28.758 | 28.758 | 28.758 | 28.758 | 28.758 | 28.758 | 28.758 | 28.758 | 28.758 | 28.758 | 28.758 | 28.758 | 28.758 | 28.758 | 28.758
2972 | 28.7589 | 28.7589 | 28.7589 | 28.7589 | 28.7589 | 28.7589 | 28.7589 | 28.7589 | 28.7589 | 28.7589 | 28.7589 | 28.7589 | 28.7589 | 28.7589 | 28.7589 | 28.7589 | 28.7589 | 28.7589 | 28.7589 | 28.7589 | 28.7589 | 28.7589 | 28.7589 | 28.7589 | 28.7589 | 28.7589 | 28.7589 | 28.7589 | 28.7589 | 28.7589 | 28.7589 | 28.7589 | 28.7589 | 28.7589 | 28.7589 | 28.7589 | 28.7589 | 28.7589 | 28.7589 | 28.7589 | 28.7589 | 28.7589 | 28.7589 | 28.7589 | 28.7589 | 28.7589 | 28.7589 | 28.7589 | 28.7589 | 28.7589 | 28.7589 | 28.7589 | 28.7589 | 28.7589 | 28.7589 | 28.7589 | 28.7589 | 28.7589 | 28.7589 | 28.7589
2973 | 28.7597 | 28.7597 | 28.7597 | 28.7597 | 28.7597 | 28.7597 | 28.7597 | 28.7597 | 28.7597 | 28.7597 | 28.7597 | 28.7597 | 28.7597 | 28.7597 | 28.7597 | 28.7597 | 28.7597 | 28.7597 | 28.7597 | 28.7597 | 28.7597 | 28.7597 | 28.7597 | 28.7597 | 28.7597 | 28.7597 | 28.7597 | 28.7597 | 28.7597 | 28.7597 | 28.7597 | 28.7597 | 28.7597 | 28.7597 | 28.7597 | 28.7597 | 28.7597 | 28.7597 | 28.7597 | 28.7597 | 28.7597 | 28.7597 | 28.7597 | 28.7597 | 28.7597 | 28.7597 | 28.7597 | 28.7597 | 28.7597 | 28.7597 | 28.7597 | 28.7597 | 28.7597 | 28.7597 | 28.7597 | 28.7597 | 28.7597 | 28.7597 | 28.7597 | 28.7597
2974 | 28.7606 | 28.7606 | 28.7606 | 28.7606 | 28.7606 | 28.7606 | 28.7606 | 28.7606 | 28.7606 | 28.7606 | 28.7606 | 28.7606 | 28.7606 | 28.7606 | 28.7606 | 28.7606 | 28.7606 | 28.7606 | 28.7606 | 28.7606 | 28.7606 | 28.7606 | 28.7606 | 28.7606 | 28.7606 | 28.7606 | 28.7606 | 28.7606 | 28.7606 | 28.7606 | 28.7606 | 28.7606 | 28.7606 | 28.7606 | 28.7606 | 28.7606 | 28.7606 | 28.7606 | 28.7606 | 28.7606 | 28.7606 | 28.7606 | 28.7606 | 28.7606 | 28.7606 | 28.7606 | 28.7606 | 28.7606 | 28.7606 | 28.7606 | 28.7606 | 28.7606 | 28.7606 | 28.7606 | 28.7606 | 28.7606 | 28.7606 | 28.7606 | 28.7606 | 28.7606
2975 | 28.7614 | 28.7614 | 28.7614 | 28.7614 | 28.7614 | 28.7614 | 28.7614 | 28.7614 | 28.7614 | 28.7614 | 28.7614 | 28.7614 | 28.7614 | 28.7614 | 28.7614 | 28.7614 | 28.7614 | 28.7614 | 28.7614 | 28.7614 | 28.7614 | 28.7614 | 28.7614 | 28.7614 | 28.7614 | 28.7614 | 28.7614 | 28.7614 | 28.7614 | 28.7614 | 28.7614 | 28.7614 | 28.7614 | 28.7614 | 28.7614 | 28.7614 | 28.7614 | 28.7614 | 28.7614 | 28.7614 | 28.7614 | 28.7614 | 28.7614 | 28.7614 | 28.7614 | 28.7614 | 28.7614 | 28.7614 | 28.7614 | 28.7614 | 28.7614 | 28.7614 | 28.7614 | 28.7614 | 28.7614 | 28.7614 | 28.7614 | 28.7614 | 28.7614 | 28.7614
2976 | 28.7622 | 28.7622 | 28.7622 | 28.7622 | 28.7622 | 28.7622 | 28.7622 | 28.7622 | 28.7622 | 28.7622 | 28.7622 | 28.7622 | 28.7622 | 28.7622 | 28.7622 | 28.7622 | 28.7622 | 28.7622 | 28.7622 | 28.7622 | 28.7622 | 28.7622 | 28.7622 | 28.7622 | 28.7622 | 28.7622 | 28.7622 | 28.7622 | 28.7622 | 28.7622 | 28.7622 | 28.7622 | 28.7622 | 28.7622 | 28.7622 | 28.7622 | 28.7622 | 28.7622 | 28.7622 | 28.7622 | 28.7622 | 28.7622 | 28.7622 | 28.7622 | 28.7622 | 28.7622 | 28.7622 | 28.7622 | 28.7622 | 28.7622 | 28.7622 | 28.7622 | 28.7622 | 28.7622 | 28.7622 | 28.7622 | 28.7622 | 28.7622 | 28.7622 | 28.7622
2977 | 28.7631 | 28.7631 | 28.7631 | 28.7631 | 28.7631 | 28.7631 | 28.7631 | 28.7631 | 28.7631 | 28.7631 | 28.7631 | 28.7631 | 28.7631 | 28.7631 | 28.7631 | 28.7631 | 28.7631 | 28.7631 | 28.7631 | 28.7631 | 28.7631 | 28.7631 | 28.7631 | 28.7631 | 28.7631 | 28.7631 | 28.7631 | 28.7631 | 28.7631 | 28.7631 | 28.7631 | 28.7631 | 28.7631 | 28.7631 | 28.7631 | 28.7631 | 28.7631 | 28.7631 | 28.7631 | 28.7631 | 28.7631 | 28.7631 | 28.7631 | 28.7631 | 28.7631 | 28.7631 | 28.7631 | 28.7631 | 28.7631 | 28.7631 | 28.7631 | 28.7631 | 28.7631 | 28.7631 | 28.7631 | 28.7631 | 28.7631 | 28.7631 | 28.7631 | 28.7631
2978 | 28.7639 | 28.7639 | 28.7639 | 28.7639 | 28.7639 | 28.7639 | 28.7639 | 28.7639 | 28.7639 | 28.7639 | 28.7639 | 28.7639 | 28.7639 | 28.7639 | 28.7639 | 28.7639 | 28.7639 | 28.7639 | 28.7639 | 28.7639 | 28.7639 | 28.7639 | 28.7639 | 28.7639 | 28.7639 | 28.7639 | 28.7639 | 28.7639 | 28.7639 | 28.7639 | 28.7639 | 28.7639 | 28.7639 | 28.7639 | 28.7639 | 28.7639 | 28.7639 | 28.7639 | 28.7639 | 28.7639 | 28.7639 | 28.7639 | 28.7639 | 28.7639 | 28.7639 | 28.7639 | 28.7639 | 28.7639 | 28.7639 | 28.7639 | 28.7639 | 28.7639 | 28.7639 | 28.7639 | 28.7639 | 28.7639 | 28.7639 | 28.7639 | 28.7639 | 28.7639
2979 | 28.7648 | 28.7648 | 28.7648 | 28.7648 | 28.7648 | 28.7648 | 28.7648 | 28.7648 | 28.7648 | 28.7648 | 28.7648 | 28.7648 | 28.7648 | 28.7648 | 28.7648 | 28.7648 | 28.7648 | 28.7648 | 28.7648 | 28.7648 | 28.7648 | 28.7648 | 28.7648 | 28.7648 | 28.7648 | 28.7648 | 28.7648 | 28.7648 | 28.7648 | 28.7648 | 28.7648 | 28.7648 | 28.7648 | 28.7648 | 28.7648 | 28.7648 | 28.7648 | 28.7648 | 28.7648 | 28.7648 | 28.7648 | 28.7648 | 28.7648 | 28.7648 | 28.7648 | 28.7648 | 28.7648 | 28.7648 | 28.7648 | 28.7648 | 28.7648 | 28.7648 | 28.7648 | 28.7648 | 28.7648 | 28.7648 | 28.7648 | 28.7648 | 28.7648 | 28.7648
2980 | 28.7656 | 28.7656 | 28.7656 | 28.7656 | 28.7656 | 28.7656 | 28.7656 | 28.7656 | 28.7656 | 28.7656 | 28.7656 | 28.7656 | 28.7656 | 28.7656 | 28.7656 | 28.7656 | 28.7656 | 28.7656 | 28.7656 | 28.7656 | 28.7656 | 28.7656 | 28.7656 | 28.7656 | 28.7656 | 28.7656 | 28.7656 | 28.7656 | 28.7656 | 28.7656 | 28.7656 | 28.7656 | 28.7656 | 28.7656 | 28.7656 | 28.7656 | 28.7656 | 28.7656 | 28.7656 | 28.7656 | 28.7656 | 28.7656 | 28.7656 | 28.7656 | 28.7656 | 28.7656 | 28.7656 | 28.7656 | 28.7656 | 28.7656 | 28.7656 | 28.7656 | 28.7656 | 28.7656 | 28.7656 | 28.7656 | 28.7656 | 28.7656 | 28.7656 | 28.7656
2981 | 28.7664 | 28.7664 | 28.7664 | 28.7664 | 28.7664 | 28.7664 | 28.7664 | 28.7664 | 28.7664 | 28.7664 | 28.7664 | 28.7664 | 28.7664 | 28.7664 | 28.7664 | 28.7664 | 28.7664 | 28.7664 | 28.7664 | 28.7664 | 28.7664 | 28.7664 | 28.7664 | 28.7664 | 28.7664 | 28.7664 | 28.7664 | 28.7664 | 28.7664 | 28.7664 | 28.7664 | 28.7664 | 28.7664 | 28.7664 | 28.7664 | 28.7664 | 28.7664 | 28.7664 | 28.7664 | 28.7664 | 28.7664 | 28.7664 | 28.7664 | 28.7664 | 28.7664 | 28.7664 | 28.7664 | 28.7664 | 28.7664 | 28.7664 | 28.7664 | 28.7664 | 28.7664 | 28.7664 | 28.7664 | 28.7664 | 28.7664 | 28.7664 | 28.7664 | 28.7664
2982 | 28.7673 | 28.7673 | 28.7673 | 28.7673 | 28.7673 | 28.7673 | 28.7673 | 28.7673 | 28.7673 | 28.7673 | 28.7673 | 28.7673 | 28.7673 | 28.7673 | 28.7673 | 28.7673 | 28.7673 | 28.7673 | 28.7673 | 28.7673 | 28.7673 | 28.7673 | 28.7673 | 28.7673 | 28.7673 | 28.7673 | 28.7673 | 28.7673 | 28.7673 | 28.7673 | 28.7673 | 28.7673 | 28.7673 | 28.7673 | 28.7673 | 28.7673 | 28.7673 | 28.7673 | 28.7673 | 28.7673 | 28.7673 | 28.7673 | 28.7673 | 28.7673 | 28.7673 | 28.7673 | 28.7673 | 28.7673 | 28.7673 | 28.7673 | 28.7673 | 28.7673 | 28.7673 | 28.7673 | 28.7673 | 28.7673 | 28.7673 | 28.7673 | 28.7673 | 28.7673
2983 | 28.7681 | 28.7681 | 28.7681 | 28.7681 | 28.7681 | 28.7681 | 28.7681 | 28.7681 | 28.7681 | 28.7681 | 28.7681 | 28.7681 | 28.7681 | 28.7681 | 28.7681 | 28.7681 | 28.7681 | 28.7681 | 28.7681 | 28.7681 | 28.7681 | 28.7681 | 28.7681 | 28.7681 | 28.7681 | 28.7681 | 28.7681 | 28.7681 | 28.7681 | 28.7681 | 28.7681 | 28.7681 | 28.7681 | 28.7681 | 28.7681 | 28.7681 | 28.7681 | 28.7681 | 28.7681 | 28.7681 | 28.7681 | 28.7681 | 28.7681 | 28.7681 | 28.7681 | 28.7681 | 28.7681 | 28.7681 | 28.7681 | 28.7681 | 28.7681 | 28.7681 | 28.7681 | 28.7681 | 28.7681 | 28.7681 | 28.7681 | 28.7681 | 28.7681 | 28.7681
2984 | 28.7689 | 28.7689 | 28.7689 | 28.7689 | 28.7689 | 28.7689 | 28.7689 | 28.7689 | 28.7689 | 28.7689 | 28.7689 | 28.7689 | 28.7689 | 28.7689 | 28.7689 | 28.7689 | 28.7689 | 28.7689 | 28.7689 | 28.7689 | 28.7689 | 28.7689 | 28.7689 | 28.7689 | 28.7689 | 28.7689 | 28.7689 | 28.7689 | 28.7689 | 28.7689 | 28.7689 | 28.7689 | 28.7689 | 28.7689 | 28.7689 | 28.7689 | 28.7689 | 28.7689 | 28.7689 | 28.7689 | 28.7689 | 28.7689 | 28.7689 | 28.7689 | 28.7689 | 28.7689 | 28.7689 | 28.7689 | 28.7689 | 28.7689 | 28.7689 | 28.7689 | 28.7689 | 28.7689 | 28.7689 | 28.7689 | 28.7689 | 28.7689 | 28.7689 | 28.7689
2985 | 28.7698 | 28.7698 | 28.7698 | 28.7698 | 28.7698 | 28.7698 | 28.7698 | 28.7698 | 28.7698 | 28.7698 | 28.7698 | 28.7698 | 28.7698 | 28.7698 | 28.7698 | 28.7698 | 28.7698 | 28.7698 | 28.7698 | 28.7698 | 28.7698 | 28.7698 | 28.7698 | 28.7698 | 28.7698 | 28.7698 | 28.7698 | 28.7698 | 28.7698 | 28.7698 | 28.7698 | 28.7698 | 28.7698 | 28.7698 | 28.7698 | 28.7698 | 28.7698 | 28.7698 | 28.7698 | 28.7698 | 28.7698 | 28.7698 | 28.7698 | 28.7698 | 28.7698 | 28.7698 | 28.7698 | 28.7698 | 28.7698 | 28.7698 | 28.7698 | 28.7698 | 28.7698 | 28.7698 | 28.7698 | 28.7698 | 28.7698 | 28.7698 | 28.7698 | 28.7698
2986 | 28.7706 | 28.7706 | 28.7706 | 28.7706 | 28.7706 | 28.7706 | 28.7706 | 28.7706 | 28.7706 | 28.7706 | 28.7706 | 28.7706 | 28.7706 | 28.7706 | 28.7706 | 28.7706 | 28.7706 | 28.7706 | 28.7706 | 28.7706 | 28.7706 | 28.7706 | 28.7706 | 28.7706 | 28.7706 | 28.7706 | 28.7706 | 28.7706 | 28.7706 | 28.7706 | 28.7706 | 28.7706 | 28.7706 | 28.7706 | 28.7706 | 28.7706 | 28.7706 | 28.7706 | 28.7706 | 28.7706 | 28.7706 | 28.7706 | 28.7706 | 28.7706 | 28.7706 | 28.7706 | 28.7706 | 28.7706 | 28.7706 | 28.7706 | 28.7706 | 28.7706 | 28.7706 | 28.7706 | 28.7706 | 28.7706 | 28.7706 | 28.7706 | 28.7706 | 28.7706
2987 | 28.7715 | 28.7715 | 28.7715 | 28.7715 | 28.7715 | 28.7715 | 28.7715 | 28.7715 | 28.7715 | 28.7715 | 28.7715 | 28.7715 | 28.7715 | 28.7715 | 28.7715 | 28.7715 | 28.7715 | 28.7715 | 28.7715 | 28.7715 | 28.7715 | 28.7715 | 28.7715 | 28.7715 | 28.7715 | 28.7715 | 28.7715 | 28.7715 | 28.7715 | 28.7715 | 28.7715 | 28.7715 | 28.7715 | 28.7715 | 28.7715 | 28.7715 | 28.7715 | 28.7715 | 28.7715 | 28.7715 | 28.7715 | 28.7715 | 28.7715 | 28.7715 | 28.7715 | 28.7715 | 28.7715 | 28.7715 | 28.7715 | 28.7715 | 28.7715 | 28.7715 | 28.7715 | 28.7715 | 28.7715 | 28.7715 | 28.7715 | 28.7715 | 28.7715 | 28.7715
2988 | 28.7723 | 28.7723 | 28.7723 | 28.7723 | 28.7723 | 28.7723 | 28.7723 | 28.7723 | 28.7723 | 28.7723 | 28.7723 | 28.7723 | 28.7723 | 28.7723 | 28.7723 | 28.7723 | 28.7723 | 28.7723 | 28.7723 | 28.7723 | 28.7723 | 28.7723 | 28.7723 | 28.7723 | 28.7723 | 28.7723 | 28.7723 | 28.7723 | 28.7723 | 28.7723 | 28.7723 | 28.7723 | 28.7723 | 28.7723 | 28.7723 | 28.7723 | 28.7723 | 28.7723 | 28.7723 | 28.7723 | 28.7723 | 28.7723 | 28.7723 | 28.7723 | 28.7723 | 28.7723 | 28.7723 | 28.7723 | 28.7723 | 28.7723 | 28.7723 | 28.7723 | 28.7723 | 28.7723 | 28.7723 | 28.7723 | 28.7723 | 28.7723 | 28.7723 | 28.7723
2989 | 28.7731 | 28.7731 | 28.7731 | 28.7731 | 28.7731 | 28.7731 | 28.7731 | 28.7731 | 28.7731 | 28.7731 | 28.7731 | 28.7731 | 28.7731 | 28.7731 | 28.7731 | 28.7731 | 28.7731 | 28.7731 | 28.7731 | 28.7731 | 28.7731 | 28.7731 | 28.7731 | 28.7731 | 28.7731 | 28.7731 | 28.7731 | 28.7731 | 28.7731 | 28.7731 | 28.7731 | 28.7731 | 28.7731 | 28.7731 | 28.7731 | 28.7731 | 28.7731 | 28.7731 | 28.7731 | 28.7731 | 28.7731 | 28.7731 | 28.7731 | 28.7731 | 28.7731 | 28.7731 | 28.7731 | 28.7731 | 28.7731 | 28.7731 | 28.7731 | 28.7731 | 28.7731 | 28.7731 | 28.7731 | 28.7731 | 28.7731 | 28.7731 | 28.7731 | 28.7731
2990 | 28.774 | 28.774 | 28.774 | 28.774 | 28.774 | 28.774 | 28.774 | 28.774 | 28.774 | 28.774 | 28.774 | 28.774 | 28.774 | 28.774 | 28.774 | 28.774 | 28.774 | 28.774 | 28.774 | 28.774 | 28.774 | 28.774 | 28.774 | 28.774 | 28.774 | 28.774 | 28.774 | 28.774 | 28.774 | 28.774 | 28.774 | 28.774 | 28.774 | 28.774 | 28.774 | 28.774 | 28.774 | 28.774 | 28.774 | 28.774 | 28.774 | 28.774 | 28.774 | 28.774 | 28.774 | 28.774 | 28.774 | 28.774 | 28.774 | 28.774 | 28.774 | 28.774 | 28.774 | 28.774 | 28.774 | 28.774 | 28.774 | 28.774 | 28.774 | 28.774
2991 | 28.7748 | 28.7748 | 28.7748 | 28.7748 | 28.7748 | 28.7748 | 28.7748 | 28.7748 | 28.7748 | 28.7748 | 28.7748 | 28.7748 | 28.7748 | 28.7748 | 28.7748 | 28.7748 | 28.7748 | 28.7748 | 28.7748 | 28.7748 | 28.7748 | 28.7748 | 28.7748 | 28.7748 | 28.7748 | 28.7748 | 28.7748 | 28.7748 | 28.7748 | 28.7748 | 28.7748 | 28.7748 | 28.7748 | 28.7748 | 28.7748 | 28.7748 | 28.7748 | 28.7748 | 28.7748 | 28.7748 | 28.7748 | 28.7748 | 28.7748 | 28.7748 | 28.7748 | 28.7748 | 28.7748 | 28.7748 | 28.7748 | 28.7748 | 28.7748 | 28.7748 | 28.7748 | 28.7748 | 28.7748 | 28.7748 | 28.7748 | 28.7748 | 28.7748 | 28.7748
2992 | 28.7756 | 28.7756 | 28.7756 | 28.7756 | 28.7756 | 28.7756 | 28.7756 | 28.7756 | 28.7756 | 28.7756 | 28.7756 | 28.7756 | 28.7756 | 28.7756 | 28.7756 | 28.7756 | 28.7756 | 28.7756 | 28.7756 | 28.7756 | 28.7756 | 28.7756 | 28.7756 | 28.7756 | 28.7756 | 28.7756 | 28.7756 | 28.7756 | 28.7756 | 28.7756 | 28.7756 | 28.7756 | 28.7756 | 28.7756 | 28.7756 | 28.7756 | 28.7756 | 28.7756 | 28.7756 | 28.7756 | 28.7756 | 28.7756 | 28.7756 | 28.7756 | 28.7756 | 28.7756 | 28.7756 | 28.7756 | 28.7756 | 28.7756 | 28.7756 | 28.7756 | 28.7756 | 28.7756 | 28.7756 | 28.7756 | 28.7756 | 28.7756 | 28.7756 | 28.7756
2993 | 28.7765 | 28.7765 | 28.7765 | 28.7765 | 28.7765 | 28.7765 | 28.7765 | 28.7765 | 28.7765 | 28.7765 | 28.7765 | 28.7765 | 28.7765 | 28.7765 | 28.7765 | 28.7765 | 28.7765 | 28.7765 | 28.7765 | 28.7765 | 28.7765 | 28.7765 | 28.7765 | 28.7765 | 28.7765 | 28.7765 | 28.7765 | 28.7765 | 28.7765 | 28.7765 | 28.7765 | 28.7765 | 28.7765 | 28.7765 | 28.7765 | 28.7765 | 28.7765 | 28.7765 | 28.7765 | 28.7765 | 28.7765 | 28.7765 | 28.7765 | 28.7765 | 28.7765 | 28.7765 | 28.7765 | 28.7765 | 28.7765 | 28.7765 | 28.7765 | 28.7765 | 28.7765 | 28.7765 | 28.7765 | 28.7765 | 28.7765 | 28.7765 | 28.7765 | 28.7765
2994 | 28.7773 | 28.7773 | 28.7773 | 28.7773 | 28.7773 | 28.7773 | 28.7773 | 28.7773 | 28.7773 | 28.7773 | 28.7773 | 28.7773 | 28.7773 | 28.7773 | 28.7773 | 28.7773 | 28.7773 | 28.7773 | 28.7773 | 28.7773 | 28.7773 | 28.7773 | 28.7773 | 28.7773 | 28.7773 | 28.7773 | 28.7773 | 28.7773 | 28.7773 | 28.7773 | 28.7773 | 28.7773 | 28.7773 | 28.7773 | 28.7773 | 28.7773 | 28.7773 | 28.7773 | 28.7773 | 28.7773 | 28.7773 | 28.7773 | 28.7773 | 28.7773 | 28.7773 | 28.7773 | 28.7773 | 28.7773 | 28.7773 | 28.7773 | 28.7773 | 28.7773 | 28.7773 | 28.7773 | 28.7773 | 28.7773 | 28.7773 | 28.7773 | 28.7773 | 28.7773
2995 | 28.7781 | 28.7781 | 28.7781 | 28.7781 | 28.7781 | 28.7781 | 28.7781 | 28.7781 | 28.7781 | 28.7781 | 28.7781 | 28.7781 | 28.7781 | 28.7781 | 28.7781 | 28.7781 | 28.7781 | 28.7781 | 28.7781 | 28.7781 | 28.7781 | 28.7781 | 28.7781 | 28.7781 | 28.7781 | 28.7781 | 28.7781 | 28.7781 | 28.7781 | 28.7781 | 28.7781 | 28.7781 | 28.7781 | 28.7781 | 28.7781 | 28.7781 | 28.7781 | 28.7781 | 28.7781 | 28.7781 | 28.7781 | 28.7781 | 28.7781 | 28.7781 | 28.7781 | 28.7781 | 28.7781 | 28.7781 | 28.7781 | 28.7781 | 28.7781 | 28.7781 | 28.7781 | 28.7781 | 28.7781 | 28.7781 | 28.7781 | 28.7781 | 28.7781 | 28.7781
2996 | 28.779 | 28.779 | 28.779 | 28.779 | 28.779 | 28.779 | 28.779 | 28.779 | 28.779 | 28.779 | 28.779 | 28.779 | 28.779 | 28.779 | 28.779 | 28.779 | 28.779 | 28.779 | 28.779 | 28.779 | 28.779 | 28.779 | 28.779 | 28.779 | 28.779 | 28.779 | 28.779 | 28.779 | 28.779 | 28.779 | 28.779 | 28.779 | 28.779 | 28.779 | 28.779 | 28.779 | 28.779 | 28.779 | 28.779 | 28.779 | 28.779 | 28.779 | 28.779 | 28.779 | 28.779 | 28.779 | 28.779 | 28.779 | 28.779 | 28.779 | 28.779 | 28.779 | 28.779 | 28.779 | 28.779 | 28.779 | 28.779 | 28.779 | 28.779 | 28.779
2997 | 28.7798 | 28.7798 | 28.7798 | 28.7798 | 28.7798 | 28.7798 | 28.7798 | 28.7798 | 28.7798 | 28.7798 | 28.7798 | 28.7798 | 28.7798 | 28.7798 | 28.7798 | 28.7798 | 28.7798 | 28.7798 | 28.7798 | 28.7798 | 28.7798 | 28.7798 | 28.7798 | 28.7798 | 28.7798 | 28.7798 | 28.7798 | 28.7798 | 28.7798 | 28.7798 | 28.7798 | 28.7798 | 28.7798 | 28.7798 | 28.7798 | 28.7798 | 28.7798 | 28.7798 | 28.7798 | 28.7798 | 28.7798 | 28.7798 | 28.7798 | 28.7798 | 28.7798 | 28.7798 | 28.7798 | 28.7798 | 28.7798 | 28.7798 | 28.7798 | 28.7798 | 28.7798 | 28.7798 | 28.7798 | 28.7798 | 28.7798 | 28.7798 | 28.7798 | 28.7798
2998 | 28.7806 | 28.7806 | 28.7806 | 28.7806 | 28.7806 | 28.7806 | 28.7806 | 28.7806 | 28.7806 | 28.7806 | 28.7806 | 28.7806 | 28.7806 | 28.7806 | 28.7806 | 28.7806 | 28.7806 | 28.7806 | 28.7806 | 28.7806 | 28.7806 | 28.7806 | 28.7806 | 28.7806 | 28.7806 | 28.7806 | 28.7806 | 28.7806 | 28.7806 | 28.7806 | 28.7806 | 28.7806 | 28.7806 | 28.7806 | 28.7806 | 28.7806 | 28.7806 | 28.7806 | 28.7806 | 28.7806 | 28.7806 | 28.7806 | 28.7806 | 28.7806 | 28.7806 | 28.7806 | 28.7806 | 28.7806 | 28.7806 | 28.7806 | 28.7806 | 28.7806 | 28.7806 | 28.7806 | 28.7806 | 28.7806 | 28.7806 | 28.7806 | 28.7806 | 28.7806
2999 | 28.7815 | 28.7815 | 28.7815 | 28.7815 | 28.7815 | 28.7815 | 28.7815 | 28.7815 | 28.7815 | 28.7815 | 28.7815 | 28.7815 | 28.7815 | 28.7815 | 28.7815 | 28.7815 | 28.7815 | 28.7815 | 28.7815 | 28.7815 | 28.7815 | 28.7815 | 28.7815 | 28.7815 | 28.7815 | 28.7815 | 28.7815 | 28.7815 | 28.7815 | 28.7815 | 28.7815 | 28.7815 | 28.7815 | 28.7815 | 28.7815 | 28.7815 | 28.7815 | 28.7815 | 28.7815 | 28.7815 | 28.7815 | 28.7815 | 28.7815 | 28.7815 | 28.7815 | 28.7815 | 28.7815 | 28.7815 | 28.7815 | 28.7815 | 28.7815 | 28.7815 | 28.7815 | 28.7815 | 28.7815 | 28.7815 | 28.7815 | 28.7815 | 28.7815 | 28.7815
3000 | 28.7823 | 28.7823 | 28.7823 | 28.7823 | 28.7823 | 28.7823 | 28.7823 | 28.7823 | 28.7823 | 28.7823 | 28.7823 | 28.7823 | 28.7823 | 28.7823 | 28.7823 | 28.7823 | 28.7823 | 28.7823 | 28.7823 | 28.7823 | 28.7823 | 28.7823 | 28.7823 | 28.7823 | 28.7823 | 28.7823 | 28.7823 | 28.7823 | 28.7823 | 28.7823 | 28.7823 | 28.7823 | 28.7823 | 28.7823 | 28.7823 | 28.7823 | 28.7823 | 28.7823 | 28.7823 | 28.7823 | 28.7823 | 28.7823 | 28.7823 | 28.7823 | 28.7823 | 28.7823 | 28.7823 | 28.7823 | 28.7823 | 28.7823 | 28.7823 | 28.7823 | 28.7823 | 28.7823 | 28.7823 | 28.7823 | 28.7823 | 28.7823 | 28.7823 | 28.7823
3001 | 28.7831 | 28.7831 | 28.7831 | 28.7831 | 28.7831 | 28.7831 | 28.7831 | 28.7831 | 28.7831 | 28.7831 | 28.7831 | 28.7831 | 28.7831 | 28.7831 | 28.7831 | 28.7831 | 28.7831 | 28.7831 | 28.7831 | 28.7831 | 28.7831 | 28.7831 | 28.7831 | 28.7831 | 28.7831 | 28.7831 | 28.7831 | 28.7831 | 28.7831 | 28.7831 | 28.7831 | 28.7831 | 28.7831 | 28.7831 | 28.7831 | 28.7831 | 28.7831 | 28.7831 | 28.7831 | 28.7831 | 28.7831 | 28.7831 | 28.7831 | 28.7831 | 28.7831 | 28.7831 | 28.7831 | 28.7831 | 28.7831 | 28.7831 | 28.7831 | 28.7831 | 28.7831 | 28.7831 | 28.7831 | 28.7831 | 28.7831 | 28.7831 | 28.7831 | 28.7831
3002 | 28.784 | 28.784 | 28.784 | 28.784 | 28.784 | 28.784 | 28.784 | 28.784 | 28.784 | 28.784 | 28.784 | 28.784 | 28.784 | 28.784 | 28.784 | 28.784 | 28.784 | 28.784 | 28.784 | 28.784 | 28.784 | 28.784 | 28.784 | 28.784 | 28.784 | 28.784 | 28.784 | 28.784 | 28.784 | 28.784 | 28.784 | 28.784 | 28.784 | 28.784 | 28.784 | 28.784 | 28.784 | 28.784 | 28.784 | 28.784 | 28.784 | 28.784 | 28.784 | 28.784 | 28.784 | 28.784 | 28.784 | 28.784 | 28.784 | 28.784 | 28.784 | 28.784 | 28.784 | 28.784 | 28.784 | 28.784 | 28.784 | 28.784 | 28.784 | 28.784
3003 | 28.7848 | 28.7848 | 28.7848 | 28.7848 | 28.7848 | 28.7848 | 28.7848 | 28.7848 | 28.7848 | 28.7848 | 28.7848 | 28.7848 | 28.7848 | 28.7848 | 28.7848 | 28.7848 | 28.7848 | 28.7848 | 28.7848 | 28.7848 | 28.7848 | 28.7848 | 28.7848 | 28.7848 | 28.7848 | 28.7848 | 28.7848 | 28.7848 | 28.7848 | 28.7848 | 28.7848 | 28.7848 | 28.7848 | 28.7848 | 28.7848 | 28.7848 | 28.7848 | 28.7848 | 28.7848 | 28.7848 | 28.7848 | 28.7848 | 28.7848 | 28.7848 | 28.7848 | 28.7848 | 28.7848 | 28.7848 | 28.7848 | 28.7848 | 28.7848 | 28.7848 | 28.7848 | 28.7848 | 28.7848 | 28.7848 | 28.7848 | 28.7848 | 28.7848 | 28.7848
3004 | 28.7856 | 28.7856 | 28.7856 | 28.7856 | 28.7856 | 28.7856 | 28.7856 | 28.7856 | 28.7856 | 28.7856 | 28.7856 | 28.7856 | 28.7856 | 28.7856 | 28.7856 | 28.7856 | 28.7856 | 28.7856 | 28.7856 | 28.7856 | 28.7856 | 28.7856 | 28.7856 | 28.7856 | 28.7856 | 28.7856 | 28.7856 | 28.7856 | 28.7856 | 28.7856 | 28.7856 | 28.7856 | 28.7856 | 28.7856 | 28.7856 | 28.7856 | 28.7856 | 28.7856 | 28.7856 | 28.7856 | 28.7856 | 28.7856 | 28.7856 | 28.7856 | 28.7856 | 28.7856 | 28.7856 | 28.7856 | 28.7856 | 28.7856 | 28.7856 | 28.7856 | 28.7856 | 28.7856 | 28.7856 | 28.7856 | 28.7856 | 28.7856 | 28.7856 | 28.7856
3005 | 28.7865 | 28.7865 | 28.7865 | 28.7865 | 28.7865 | 28.7865 | 28.7865 | 28.7865 | 28.7865 | 28.7865 | 28.7865 | 28.7865 | 28.7865 | 28.7865 | 28.7865 | 28.7865 | 28.7865 | 28.7865 | 28.7865 | 28.7865 | 28.7865 | 28.7865 | 28.7865 | 28.7865 | 28.7865 | 28.7865 | 28.7865 | 28.7865 | 28.7865 | 28.7865 | 28.7865 | 28.7865 | 28.7865 | 28.7865 | 28.7865 | 28.7865 | 28.7865 | 28.7865 | 28.7865 | 28.7865 | 28.7865 | 28.7865 | 28.7865 | 28.7865 | 28.7865 | 28.7865 | 28.7865 | 28.7865 | 28.7865 | 28.7865 | 28.7865 | 28.7865 | 28.7865 | 28.7865 | 28.7865 | 28.7865 | 28.7865 | 28.7865 | 28.7865 | 28.7865
3006 | 28.7873 | 28.7873 | 28.7873 | 28.7873 | 28.7873 | 28.7873 | 28.7873 | 28.7873 | 28.7873 | 28.7873 | 28.7873 | 28.7873 | 28.7873 | 28.7873 | 28.7873 | 28.7873 | 28.7873 | 28.7873 | 28.7873 | 28.7873 | 28.7873 | 28.7873 | 28.7873 | 28.7873 | 28.7873 | 28.7873 | 28.7873 | 28.7873 | 28.7873 | 28.7873 | 28.7873 | 28.7873 | 28.7873 | 28.7873 | 28.7873 | 28.7873 | 28.7873 | 28.7873 | 28.7873 | 28.7873 | 28.7873 | 28.7873 | 28.7873 | 28.7873 | 28.7873 | 28.7873 | 28.7873 | 28.7873 | 28.7873 | 28.7873 | 28.7873 | 28.7873 | 28.7873 | 28.7873 | 28.7873 | 28.7873 | 28.7873 | 28.7873 | 28.7873 | 28.7873
3007 | 28.7881 | 28.7881 | 28.7881 | 28.7881 | 28.7881 | 28.7881 | 28.7881 | 28.7881 | 28.7881 | 28.7881 | 28.7881 | 28.7881 | 28.7881 | 28.7881 | 28.7881 | 28.7881 | 28.7881 | 28.7881 | 28.7881 | 28.7881 | 28.7881 | 28.7881 | 28.7881 | 28.7881 | 28.7881 | 28.7881 | 28.7881 | 28.7881 | 28.7881 | 28.7881 | 28.7881 | 28.7881 | 28.7881 | 28.7881 | 28.7881 | 28.7881 | 28.7881 | 28.7881 | 28.7881 | 28.7881 | 28.7881 | 28.7881 | 28.7881 | 28.7881 | 28.7881 | 28.7881 | 28.7881 | 28.7881 | 28.7881 | 28.7881 | 28.7881 | 28.7881 | 28.7881 | 28.7881 | 28.7881 | 28.7881 | 28.7881 | 28.7881 | 28.7881 | 28.7881
3008 | 28.789 | 28.789 | 28.789 | 28.789 | 28.789 | 28.789 | 28.789 | 28.789 | 28.789 | 28.789 | 28.789 | 28.789 | 28.789 | 28.789 | 28.789 | 28.789 | 28.789 | 28.789 | 28.789 | 28.789 | 28.789 | 28.789 | 28.789 | 28.789 | 28.789 | 28.789 | 28.789 | 28.789 | 28.789 | 28.789 | 28.789 | 28.789 | 28.789 | 28.789 | 28.789 | 28.789 | 28.789 | 28.789 | 28.789 | 28.789 | 28.789 | 28.789 | 28.789 | 28.789 | 28.789 | 28.789 | 28.789 | 28.789 | 28.789 | 28.789 | 28.789 | 28.789 | 28.789 | 28.789 | 28.789 | 28.789 | 28.789 | 28.789 | 28.789 | 28.789
3009 | 28.7898 | 28.7898 | 28.7898 | 28.7898 | 28.7898 | 28.7898 | 28.7898 | 28.7898 | 28.7898 | 28.7898 | 28.7898 | 28.7898 | 28.7898 | 28.7898 | 28.7898 | 28.7898 | 28.7898 | 28.7898 | 28.7898 | 28.7898 | 28.7898 | 28.7898 | 28.7898 | 28.7898 | 28.7898 | 28.7898 | 28.7898 | 28.7898 | 28.7898 | 28.7898 | 28.7898 | 28.7898 | 28.7898 | 28.7898 | 28.7898 | 28.7898 | 28.7898 | 28.7898 | 28.7898 | 28.7898 | 28.7898 | 28.7898 | 28.7898 | 28.7898 | 28.7898 | 28.7898 | 28.7898 | 28.7898 | 28.7898 | 28.7898 | 28.7898 | 28.7898 | 28.7898 | 28.7898 | 28.7898 | 28.7898 | 28.7898 | 28.7898 | 28.7898 | 28.7898
3010 | 28.7906 | 28.7906 | 28.7906 | 28.7906 | 28.7906 | 28.7906 | 28.7906 | 28.7906 | 28.7906 | 28.7906 | 28.7906 | 28.7906 | 28.7906 | 28.7906 | 28.7906 | 28.7906 | 28.7906 | 28.7906 | 28.7906 | 28.7906 | 28.7906 | 28.7906 | 28.7906 | 28.7906 | 28.7906 | 28.7906 | 28.7906 | 28.7906 | 28.7906 | 28.7906 | 28.7906 | 28.7906 | 28.7906 | 28.7906 | 28.7906 | 28.7906 | 28.7906 | 28.7906 | 28.7906 | 28.7906 | 28.7906 | 28.7906 | 28.7906 | 28.7906 | 28.7906 | 28.7906 | 28.7906 | 28.7906 | 28.7906 | 28.7906 | 28.7906 | 28.7906 | 28.7906 | 28.7906 | 28.7906 | 28.7906 | 28.7906 | 28.7906 | 28.7906 | 28.7906
3011 | 28.7915 | 28.7915 | 28.7915 | 28.7915 | 28.7915 | 28.7915 | 28.7915 | 28.7915 | 28.7915 | 28.7915 | 28.7915 | 28.7915 | 28.7915 | 28.7915 | 28.7915 | 28.7915 | 28.7915 | 28.7915 | 28.7915 | 28.7915 | 28.7915 | 28.7915 | 28.7915 | 28.7915 | 28.7915 | 28.7915 | 28.7915 | 28.7915 | 28.7915 | 28.7915 | 28.7915 | 28.7915 | 28.7915 | 28.7915 | 28.7915 | 28.7915 | 28.7915 | 28.7915 | 28.7915 | 28.7915 | 28.7915 | 28.7915 | 28.7915 | 28.7915 | 28.7915 | 28.7915 | 28.7915 | 28.7915 | 28.7915 | 28.7915 | 28.7915 | 28.7915 | 28.7915 | 28.7915 | 28.7915 | 28.7915 | 28.7915 | 28.7915 | 28.7915 | 28.7915
3012 | 28.7923 | 28.7923 | 28.7923 | 28.7923 | 28.7923 | 28.7923 | 28.7923 | 28.7923 | 28.7923 | 28.7923 | 28.7923 | 28.7923 | 28.7923 | 28.7923 | 28.7923 | 28.7923 | 28.7923 | 28.7923 | 28.7923 | 28.7923 | 28.7923 | 28.7923 | 28.7923 | 28.7923 | 28.7923 | 28.7923 | 28.7923 | 28.7923 | 28.7923 | 28.7923 | 28.7923 | 28.7923 | 28.7923 | 28.7923 | 28.7923 | 28.7923 | 28.7923 | 28.7923 | 28.7923 | 28.7923 | 28.7923 | 28.7923 | 28.7923 | 28.7923 | 28.7923 | 28.7923 | 28.7923 | 28.7923 | 28.7923 | 28.7923 | 28.7923 | 28.7923 | 28.7923 | 28.7923 | 28.7923 | 28.7923 | 28.7923 | 28.7923 | 28.7923 | 28.7923
3013 | 28.7931 | 28.7931 | 28.7931 | 28.7931 | 28.7931 | 28.7931 | 28.7931 | 28.7931 | 28.7931 | 28.7931 | 28.7931 | 28.7931 | 28.7931 | 28.7931 | 28.7931 | 28.7931 | 28.7931 | 28.7931 | 28.7931 | 28.7931 | 28.7931 | 28.7931 | 28.7931 | 28.7931 | 28.7931 | 28.7931 | 28.7931 | 28.7931 | 28.7931 | 28.7931 | 28.7931 | 28.7931 | 28.7931 | 28.7931 | 28.7931 | 28.7931 | 28.7931 | 28.7931 | 28.7931 | 28.7931 | 28.7931 | 28.7931 | 28.7931 | 28.7931 | 28.7931 | 28.7931 | 28.7931 | 28.7931 | 28.7931 | 28.7931 | 28.7931 | 28.7931 | 28.7931 | 28.7931 | 28.7931 | 28.7931 | 28.7931 | 28.7931 | 28.7931 | 28.7931
3014 | 28.794 | 28.794 | 28.794 | 28.794 | 28.794 | 28.794 | 28.794 | 28.794 | 28.794 | 28.794 | 28.794 | 28.794 | 28.794 | 28.794 | 28.794 | 28.794 | 28.794 | 28.794 | 28.794 | 28.794 | 28.794 | 28.794 | 28.794 | 28.794 | 28.794 | 28.794 | 28.794 | 28.794 | 28.794 | 28.794 | 28.794 | 28.794 | 28.794 | 28.794 | 28.794 | 28.794 | 28.794 | 28.794 | 28.794 | 28.794 | 28.794 | 28.794 | 28.794 | 28.794 | 28.794 | 28.794 | 28.794 | 28.794 | 28.794 | 28.794 | 28.794 | 28.794 | 28.794 | 28.794 | 28.794 | 28.794 | 28.794 | 28.794 | 28.794 | 28.794
3015 | 28.7948 | 28.7948 | 28.7948 | 28.7948 | 28.7948 | 28.7948 | 28.7948 | 28.7948 | 28.7948 | 28.7948 | 28.7948 | 28.7948 | 28.7948 | 28.7948 | 28.7948 | 28.7948 | 28.7948 | 28.7948 | 28.7948 | 28.7948 | 28.7948 | 28.7948 | 28.7948 | 28.7948 | 28.7948 | 28.7948 | 28.7948 | 28.7948 | 28.7948 | 28.7948 | 28.7948 | 28.7948 | 28.7948 | 28.7948 | 28.7948 | 28.7948 | 28.7948 | 28.7948 | 28.7948 | 28.7948 | 28.7948 | 28.7948 | 28.7948 | 28.7948 | 28.7948 | 28.7948 | 28.7948 | 28.7948 | 28.7948 | 28.7948 | 28.7948 | 28.7948 | 28.7948 | 28.7948 | 28.7948 | 28.7948 | 28.7948 | 28.7948 | 28.7948 | 28.7948
3016 | 28.7956 | 28.7956 | 28.7956 | 28.7956 | 28.7956 | 28.7956 | 28.7956 | 28.7956 | 28.7956 | 28.7956 | 28.7956 | 28.7956 | 28.7956 | 28.7956 | 28.7956 | 28.7956 | 28.7956 | 28.7956 | 28.7956 | 28.7956 | 28.7956 | 28.7956 | 28.7956 | 28.7956 | 28.7956 | 28.7956 | 28.7956 | 28.7956 | 28.7956 | 28.7956 | 28.7956 | 28.7956 | 28.7956 | 28.7956 | 28.7956 | 28.7956 | 28.7956 | 28.7956 | 28.7956 | 28.7956 | 28.7956 | 28.7956 | 28.7956 | 28.7956 | 28.7956 | 28.7956 | 28.7956 | 28.7956 | 28.7956 | 28.7956 | 28.7956 | 28.7956 | 28.7956 | 28.7956 | 28.7956 | 28.7956 | 28.7956 | 28.7956 | 28.7956 | 28.7956
3017 | 28.7964 | 28.7964 | 28.7964 | 28.7964 | 28.7964 | 28.7964 | 28.7964 | 28.7964 | 28.7964 | 28.7964 | 28.7964 | 28.7964 | 28.7964 | 28.7964 | 28.7964 | 28.7964 | 28.7964 | 28.7964 | 28.7964 | 28.7964 | 28.7964 | 28.7964 | 28.7964 | 28.7964 | 28.7964 | 28.7964 | 28.7964 | 28.7964 | 28.7964 | 28.7964 | 28.7964 | 28.7964 | 28.7964 | 28.7964 | 28.7964 | 28.7964 | 28.7964 | 28.7964 | 28.7964 | 28.7964 | 28.7964 | 28.7964 | 28.7964 | 28.7964 | 28.7964 | 28.7964 | 28.7964 | 28.7964 | 28.7964 | 28.7964 | 28.7964 | 28.7964 | 28.7964 | 28.7964 | 28.7964 | 28.7964 | 28.7964 | 28.7964 | 28.7964 | 28.7964
3018 | 28.7973 | 28.7973 | 28.7973 | 28.7973 | 28.7973 | 28.7973 | 28.7973 | 28.7973 | 28.7973 | 28.7973 | 28.7973 | 28.7973 | 28.7973 | 28.7973 | 28.7973 | 28.7973 | 28.7973 | 28.7973 | 28.7973 | 28.7973 | 28.7973 | 28.7973 | 28.7973 | 28.7973 | 28.7973 | 28.7973 | 28.7973 | 28.7973 | 28.7973 | 28.7973 | 28.7973 | 28.7973 | 28.7973 | 28.7973 | 28.7973 | 28.7973 | 28.7973 | 28.7973 | 28.7973 | 28.7973 | 28.7973 | 28.7973 | 28.7973 | 28.7973 | 28.7973 | 28.7973 | 28.7973 | 28.7973 | 28.7973 | 28.7973 | 28.7973 | 28.7973 | 28.7973 | 28.7973 | 28.7973 | 28.7973 | 28.7973 | 28.7973 | 28.7973 | 28.7973
3019 | 28.7981 | 28.7981 | 28.7981 | 28.7981 | 28.7981 | 28.7981 | 28.7981 | 28.7981 | 28.7981 | 28.7981 | 28.7981 | 28.7981 | 28.7981 | 28.7981 | 28.7981 | 28.7981 | 28.7981 | 28.7981 | 28.7981 | 28.7981 | 28.7981 | 28.7981 | 28.7981 | 28.7981 | 28.7981 | 28.7981 | 28.7981 | 28.7981 | 28.7981 | 28.7981 | 28.7981 | 28.7981 | 28.7981 | 28.7981 | 28.7981 | 28.7981 | 28.7981 | 28.7981 | 28.7981 | 28.7981 | 28.7981 | 28.7981 | 28.7981 | 28.7981 | 28.7981 | 28.7981 | 28.7981 | 28.7981 | 28.7981 | 28.7981 | 28.7981 | 28.7981 | 28.7981 | 28.7981 | 28.7981 | 28.7981 | 28.7981 | 28.7981 | 28.7981 | 28.7981
3020 | 28.7989 | 28.7989 | 28.7989 | 28.7989 | 28.7989 | 28.7989 | 28.7989 | 28.7989 | 28.7989 | 28.7989 | 28.7989 | 28.7989 | 28.7989 | 28.7989 | 28.7989 | 28.7989 | 28.7989 | 28.7989 | 28.7989 | 28.7989 | 28.7989 | 28.7989 | 28.7989 | 28.7989 | 28.7989 | 28.7989 | 28.7989 | 28.7989 | 28.7989 | 28.7989 | 28.7989 | 28.7989 | 28.7989 | 28.7989 | 28.7989 | 28.7989 | 28.7989 | 28.7989 | 28.7989 | 28.7989 | 28.7989 | 28.7989 | 28.7989 | 28.7989 | 28.7989 | 28.7989 | 28.7989 | 28.7989 | 28.7989 | 28.7989 | 28.7989 | 28.7989 | 28.7989 | 28.7989 | 28.7989 | 28.7989 | 28.7989 | 28.7989 | 28.7989 | 28.7989
3021 | 28.7998 | 28.7998 | 28.7998 | 28.7998 | 28.7998 | 28.7998 | 28.7998 | 28.7998 | 28.7998 | 28.7998 | 28.7998 | 28.7998 | 28.7998 | 28.7998 | 28.7998 | 28.7998 | 28.7998 | 28.7998 | 28.7998 | 28.7998 | 28.7998 | 28.7998 | 28.7998 | 28.7998 | 28.7998 | 28.7998 | 28.7998 | 28.7998 | 28.7998 | 28.7998 | 28.7998 | 28.7998 | 28.7998 | 28.7998 | 28.7998 | 28.7998 | 28.7998 | 28.7998 | 28.7998 | 28.7998 | 28.7998 | 28.7998 | 28.7998 | 28.7998 | 28.7998 | 28.7998 | 28.7998 | 28.7998 | 28.7998 | 28.7998 | 28.7998 | 28.7998 | 28.7998 | 28.7998 | 28.7998 | 28.7998 | 28.7998 | 28.7998 | 28.7998 | 28.7998
3022 | 28.8006 | 28.8006 | 28.8006 | 28.8006 | 28.8006 | 28.8006 | 28.8006 | 28.8006 | 28.8006 | 28.8006 | 28.8006 | 28.8006 | 28.8006 | 28.8006 | 28.8006 | 28.8006 | 28.8006 | 28.8006 | 28.8006 | 28.8006 | 28.8006 | 28.8006 | 28.8006 | 28.8006 | 28.8006 | 28.8006 | 28.8006 | 28.8006 | 28.8006 | 28.8006 | 28.8006 | 28.8006 | 28.8006 | 28.8006 | 28.8006 | 28.8006 | 28.8006 | 28.8006 | 28.8006 | 28.8006 | 28.8006 | 28.8006 | 28.8006 | 28.8006 | 28.8006 | 28.8006 | 28.8006 | 28.8006 | 28.8006 | 28.8006 | 28.8006 | 28.8006 | 28.8006 | 28.8006 | 28.8006 | 28.8006 | 28.8006 | 28.8006 | 28.8006 | 28.8006
3023 | 28.8014 | 28.8014 | 28.8014 | 28.8014 | 28.8014 | 28.8014 | 28.8014 | 28.8014 | 28.8014 | 28.8014 | 28.8014 | 28.8014 | 28.8014 | 28.8014 | 28.8014 | 28.8014 | 28.8014 | 28.8014 | 28.8014 | 28.8014 | 28.8014 | 28.8014 | 28.8014 | 28.8014 | 28.8014 | 28.8014 | 28.8014 | 28.8014 | 28.8014 | 28.8014 | 28.8014 | 28.8014 | 28.8014 | 28.8014 | 28.8014 | 28.8014 | 28.8014 | 28.8014 | 28.8014 | 28.8014 | 28.8014 | 28.8014 | 28.8014 | 28.8014 | 28.8014 | 28.8014 | 28.8014 | 28.8014 | 28.8014 | 28.8014 | 28.8014 | 28.8014 | 28.8014 | 28.8014 | 28.8014 | 28.8014 | 28.8014 | 28.8014 | 28.8014 | 28.8014
3024 | 28.8022 | 28.8022 | 28.8022 | 28.8022 | 28.8022 | 28.8022 | 28.8022 | 28.8022 | 28.8022 | 28.8022 | 28.8022 | 28.8022 | 28.8022 | 28.8022 | 28.8022 | 28.8022 | 28.8022 | 28.8022 | 28.8022 | 28.8022 | 28.8022 | 28.8022 | 28.8022 | 28.8022 | 28.8022 | 28.8022 | 28.8022 | 28.8022 | 28.8022 | 28.8022 | 28.8022 | 28.8022 | 28.8022 | 28.8022 | 28.8022 | 28.8022 | 28.8022 | 28.8022 | 28.8022 | 28.8022 | 28.8022 | 28.8022 | 28.8022 | 28.8022 | 28.8022 | 28.8022 | 28.8022 | 28.8022 | 28.8022 | 28.8022 | 28.8022 | 28.8022 | 28.8022 | 28.8022 | 28.8022 | 28.8022 | 28.8022 | 28.8022 | 28.8022 | 28.8022
3025 | 28.8031 | 28.8031 | 28.8031 | 28.8031 | 28.8031 | 28.8031 | 28.8031 | 28.8031 | 28.8031 | 28.8031 | 28.8031 | 28.8031 | 28.8031 | 28.8031 | 28.8031 | 28.8031 | 28.8031 | 28.8031 | 28.8031 | 28.8031 | 28.8031 | 28.8031 | 28.8031 | 28.8031 | 28.8031 | 28.8031 | 28.8031 | 28.8031 | 28.8031 | 28.8031 | 28.8031 | 28.8031 | 28.8031 | 28.8031 | 28.8031 | 28.8031 | 28.8031 | 28.8031 | 28.8031 | 28.8031 | 28.8031 | 28.8031 | 28.8031 | 28.8031 | 28.8031 | 28.8031 | 28.8031 | 28.8031 | 28.8031 | 28.8031 | 28.8031 | 28.8031 | 28.8031 | 28.8031 | 28.8031 | 28.8031 | 28.8031 | 28.8031 | 28.8031 | 28.8031
3026 | 28.8039 | 28.8039 | 28.8039 | 28.8039 | 28.8039 | 28.8039 | 28.8039 | 28.8039 | 28.8039 | 28.8039 | 28.8039 | 28.8039 | 28.8039 | 28.8039 | 28.8039 | 28.8039 | 28.8039 | 28.8039 | 28.8039 | 28.8039 | 28.8039 | 28.8039 | 28.8039 | 28.8039 | 28.8039 | 28.8039 | 28.8039 | 28.8039 | 28.8039 | 28.8039 | 28.8039 | 28.8039 | 28.8039 | 28.8039 | 28.8039 | 28.8039 | 28.8039 | 28.8039 | 28.8039 | 28.8039 | 28.8039 | 28.8039 | 28.8039 | 28.8039 | 28.8039 | 28.8039 | 28.8039 | 28.8039 | 28.8039 | 28.8039 | 28.8039 | 28.8039 | 28.8039 | 28.8039 | 28.8039 | 28.8039 | 28.8039 | 28.8039 | 28.8039 | 28.8039
3027 | 28.8047 | 28.8047 | 28.8047 | 28.8047 | 28.8047 | 28.8047 | 28.8047 | 28.8047 | 28.8047 | 28.8047 | 28.8047 | 28.8047 | 28.8047 | 28.8047 | 28.8047 | 28.8047 | 28.8047 | 28.8047 | 28.8047 | 28.8047 | 28.8047 | 28.8047 | 28.8047 | 28.8047 | 28.8047 | 28.8047 | 28.8047 | 28.8047 | 28.8047 | 28.8047 | 28.8047 | 28.8047 | 28.8047 | 28.8047 | 28.8047 | 28.8047 | 28.8047 | 28.8047 | 28.8047 | 28.8047 | 28.8047 | 28.8047 | 28.8047 | 28.8047 | 28.8047 | 28.8047 | 28.8047 | 28.8047 | 28.8047 | 28.8047 | 28.8047 | 28.8047 | 28.8047 | 28.8047 | 28.8047 | 28.8047 | 28.8047 | 28.8047 | 28.8047 | 28.8047
3028 | 28.8055 | 28.8055 | 28.8055 | 28.8055 | 28.8055 | 28.8055 | 28.8055 | 28.8055 | 28.8055 | 28.8055 | 28.8055 | 28.8055 | 28.8055 | 28.8055 | 28.8055 | 28.8055 | 28.8055 | 28.8055 | 28.8055 | 28.8055 | 28.8055 | 28.8055 | 28.8055 | 28.8055 | 28.8055 | 28.8055 | 28.8055 | 28.8055 | 28.8055 | 28.8055 | 28.8055 | 28.8055 | 28.8055 | 28.8055 | 28.8055 | 28.8055 | 28.8055 | 28.8055 | 28.8055 | 28.8055 | 28.8055 | 28.8055 | 28.8055 | 28.8055 | 28.8055 | 28.8055 | 28.8055 | 28.8055 | 28.8055 | 28.8055 | 28.8055 | 28.8055 | 28.8055 | 28.8055 | 28.8055 | 28.8055 | 28.8055 | 28.8055 | 28.8055 | 28.8055
3029 | 28.8064 | 28.8064 | 28.8064 | 28.8064 | 28.8064 | 28.8064 | 28.8064 | 28.8064 | 28.8064 | 28.8064 | 28.8064 | 28.8064 | 28.8064 | 28.8064 | 28.8064 | 28.8064 | 28.8064 | 28.8064 | 28.8064 | 28.8064 | 28.8064 | 28.8064 | 28.8064 | 28.8064 | 28.8064 | 28.8064 | 28.8064 | 28.8064 | 28.8064 | 28.8064 | 28.8064 | 28.8064 | 28.8064 | 28.8064 | 28.8064 | 28.8064 | 28.8064 | 28.8064 | 28.8064 | 28.8064 | 28.8064 | 28.8064 | 28.8064 | 28.8064 | 28.8064 | 28.8064 | 28.8064 | 28.8064 | 28.8064 | 28.8064 | 28.8064 | 28.8064 | 28.8064 | 28.8064 | 28.8064 | 28.8064 | 28.8064 | 28.8064 | 28.8064 | 28.8064
3030 | 28.8072 | 28.8072 | 28.8072 | 28.8072 | 28.8072 | 28.8072 | 28.8072 | 28.8072 | 28.8072 | 28.8072 | 28.8072 | 28.8072 | 28.8072 | 28.8072 | 28.8072 | 28.8072 | 28.8072 | 28.8072 | 28.8072 | 28.8072 | 28.8072 | 28.8072 | 28.8072 | 28.8072 | 28.8072 | 28.8072 | 28.8072 | 28.8072 | 28.8072 | 28.8072 | 28.8072 | 28.8072 | 28.8072 | 28.8072 | 28.8072 | 28.8072 | 28.8072 | 28.8072 | 28.8072 | 28.8072 | 28.8072 | 28.8072 | 28.8072 | 28.8072 | 28.8072 | 28.8072 | 28.8072 | 28.8072 | 28.8072 | 28.8072 | 28.8072 | 28.8072 | 28.8072 | 28.8072 | 28.8072 | 28.8072 | 28.8072 | 28.8072 | 28.8072 | 28.8072
3031 | 28.808 | 28.808 | 28.808 | 28.808 | 28.808 | 28.808 | 28.808 | 28.808 | 28.808 | 28.808 | 28.808 | 28.808 | 28.808 | 28.808 | 28.808 | 28.808 | 28.808 | 28.808 | 28.808 | 28.808 | 28.808 | 28.808 | 28.808 | 28.808 | 28.808 | 28.808 | 28.808 | 28.808 | 28.808 | 28.808 | 28.808 | 28.808 | 28.808 | 28.808 | 28.808 | 28.808 | 28.808 | 28.808 | 28.808 | 28.808 | 28.808 | 28.808 | 28.808 | 28.808 | 28.808 | 28.808 | 28.808 | 28.808 | 28.808 | 28.808 | 28.808 | 28.808 | 28.808 | 28.808 | 28.808 | 28.808 | 28.808 | 28.808 | 28.808 | 28.808
3032 | 28.8088 | 28.8088 | 28.8088 | 28.8088 | 28.8088 | 28.8088 | 28.8088 | 28.8088 | 28.8088 | 28.8088 | 28.8088 | 28.8088 | 28.8088 | 28.8088 | 28.8088 | 28.8088 | 28.8088 | 28.8088 | 28.8088 | 28.8088 | 28.8088 | 28.8088 | 28.8088 | 28.8088 | 28.8088 | 28.8088 | 28.8088 | 28.8088 | 28.8088 | 28.8088 | 28.8088 | 28.8088 | 28.8088 | 28.8088 | 28.8088 | 28.8088 | 28.8088 | 28.8088 | 28.8088 | 28.8088 | 28.8088 | 28.8088 | 28.8088 | 28.8088 | 28.8088 | 28.8088 | 28.8088 | 28.8088 | 28.8088 | 28.8088 | 28.8088 | 28.8088 | 28.8088 | 28.8088 | 28.8088 | 28.8088 | 28.8088 | 28.8088 | 28.8088 | 28.8088
3033 | 28.8097 | 28.8097 | 28.8097 | 28.8097 | 28.8097 | 28.8097 | 28.8097 | 28.8097 | 28.8097 | 28.8097 | 28.8097 | 28.8097 | 28.8097 | 28.8097 | 28.8097 | 28.8097 | 28.8097 | 28.8097 | 28.8097 | 28.8097 | 28.8097 | 28.8097 | 28.8097 | 28.8097 | 28.8097 | 28.8097 | 28.8097 | 28.8097 | 28.8097 | 28.8097 | 28.8097 | 28.8097 | 28.8097 | 28.8097 | 28.8097 | 28.8097 | 28.8097 | 28.8097 | 28.8097 | 28.8097 | 28.8097 | 28.8097 | 28.8097 | 28.8097 | 28.8097 | 28.8097 | 28.8097 | 28.8097 | 28.8097 | 28.8097 | 28.8097 | 28.8097 | 28.8097 | 28.8097 | 28.8097 | 28.8097 | 28.8097 | 28.8097 | 28.8097 | 28.8097
3034 | 28.8105 | 28.8105 | 28.8105 | 28.8105 | 28.8105 | 28.8105 | 28.8105 | 28.8105 | 28.8105 | 28.8105 | 28.8105 | 28.8105 | 28.8105 | 28.8105 | 28.8105 | 28.8105 | 28.8105 | 28.8105 | 28.8105 | 28.8105 | 28.8105 | 28.8105 | 28.8105 | 28.8105 | 28.8105 | 28.8105 | 28.8105 | 28.8105 | 28.8105 | 28.8105 | 28.8105 | 28.8105 | 28.8105 | 28.8105 | 28.8105 | 28.8105 | 28.8105 | 28.8105 | 28.8105 | 28.8105 | 28.8105 | 28.8105 | 28.8105 | 28.8105 | 28.8105 | 28.8105 | 28.8105 | 28.8105 | 28.8105 | 28.8105 | 28.8105 | 28.8105 | 28.8105 | 28.8105 | 28.8105 | 28.8105 | 28.8105 | 28.8105 | 28.8105 | 28.8105
3035 | 28.8113 | 28.8113 | 28.8113 | 28.8113 | 28.8113 | 28.8113 | 28.8113 | 28.8113 | 28.8113 | 28.8113 | 28.8113 | 28.8113 | 28.8113 | 28.8113 | 28.8113 | 28.8113 | 28.8113 | 28.8113 | 28.8113 | 28.8113 | 28.8113 | 28.8113 | 28.8113 | 28.8113 | 28.8113 | 28.8113 | 28.8113 | 28.8113 | 28.8113 | 28.8113 | 28.8113 | 28.8113 | 28.8113 | 28.8113 | 28.8113 | 28.8113 | 28.8113 | 28.8113 | 28.8113 | 28.8113 | 28.8113 | 28.8113 | 28.8113 | 28.8113 | 28.8113 | 28.8113 | 28.8113 | 28.8113 | 28.8113 | 28.8113 | 28.8113 | 28.8113 | 28.8113 | 28.8113 | 28.8113 | 28.8113 | 28.8113 | 28.8113 | 28.8113 | 28.8113
3036 | 28.8121 | 28.8121 | 28.8121 | 28.8121 | 28.8121 | 28.8121 | 28.8121 | 28.8121 | 28.8121 | 28.8121 | 28.8121 | 28.8121 | 28.8121 | 28.8121 | 28.8121 | 28.8121 | 28.8121 | 28.8121 | 28.8121 | 28.8121 | 28.8121 | 28.8121 | 28.8121 | 28.8121 | 28.8121 | 28.8121 | 28.8121 | 28.8121 | 28.8121 | 28.8121 | 28.8121 | 28.8121 | 28.8121 | 28.8121 | 28.8121 | 28.8121 | 28.8121 | 28.8121 | 28.8121 | 28.8121 | 28.8121 | 28.8121 | 28.8121 | 28.8121 | 28.8121 | 28.8121 | 28.8121 | 28.8121 | 28.8121 | 28.8121 | 28.8121 | 28.8121 | 28.8121 | 28.8121 | 28.8121 | 28.8121 | 28.8121 | 28.8121 | 28.8121 | 28.8121
3037 | 28.813 | 28.813 | 28.813 | 28.813 | 28.813 | 28.813 | 28.813 | 28.813 | 28.813 | 28.813 | 28.813 | 28.813 | 28.813 | 28.813 | 28.813 | 28.813 | 28.813 | 28.813 | 28.813 | 28.813 | 28.813 | 28.813 | 28.813 | 28.813 | 28.813 | 28.813 | 28.813 | 28.813 | 28.813 | 28.813 | 28.813 | 28.813 | 28.813 | 28.813 | 28.813 | 28.813 | 28.813 | 28.813 | 28.813 | 28.813 | 28.813 | 28.813 | 28.813 | 28.813 | 28.813 | 28.813 | 28.813 | 28.813 | 28.813 | 28.813 | 28.813 | 28.813 | 28.813 | 28.813 | 28.813 | 28.813 | 28.813 | 28.813 | 28.813 | 28.813
3038 | 28.8138 | 28.8138 | 28.8138 | 28.8138 | 28.8138 | 28.8138 | 28.8138 | 28.8138 | 28.8138 | 28.8138 | 28.8138 | 28.8138 | 28.8138 | 28.8138 | 28.8138 | 28.8138 | 28.8138 | 28.8138 | 28.8138 | 28.8138 | 28.8138 | 28.8138 | 28.8138 | 28.8138 | 28.8138 | 28.8138 | 28.8138 | 28.8138 | 28.8138 | 28.8138 | 28.8138 | 28.8138 | 28.8138 | 28.8138 | 28.8138 | 28.8138 | 28.8138 | 28.8138 | 28.8138 | 28.8138 | 28.8138 | 28.8138 | 28.8138 | 28.8138 | 28.8138 | 28.8138 | 28.8138 | 28.8138 | 28.8138 | 28.8138 | 28.8138 | 28.8138 | 28.8138 | 28.8138 | 28.8138 | 28.8138 | 28.8138 | 28.8138 | 28.8138 | 28.8138
3039 | 28.8146 | 28.8146 | 28.8146 | 28.8146 | 28.8146 | 28.8146 | 28.8146 | 28.8146 | 28.8146 | 28.8146 | 28.8146 | 28.8146 | 28.8146 | 28.8146 | 28.8146 | 28.8146 | 28.8146 | 28.8146 | 28.8146 | 28.8146 | 28.8146 | 28.8146 | 28.8146 | 28.8146 | 28.8146 | 28.8146 | 28.8146 | 28.8146 | 28.8146 | 28.8146 | 28.8146 | 28.8146 | 28.8146 | 28.8146 | 28.8146 | 28.8146 | 28.8146 | 28.8146 | 28.8146 | 28.8146 | 28.8146 | 28.8146 | 28.8146 | 28.8146 | 28.8146 | 28.8146 | 28.8146 | 28.8146 | 28.8146 | 28.8146 | 28.8146 | 28.8146 | 28.8146 | 28.8146 | 28.8146 | 28.8146 | 28.8146 | 28.8146 | 28.8146 | 28.8146
3040 | 28.8154 | 28.8154 | 28.8154 | 28.8154 | 28.8154 | 28.8154 | 28.8154 | 28.8154 | 28.8154 | 28.8154 | 28.8154 | 28.8154 | 28.8154 | 28.8154 | 28.8154 | 28.8154 | 28.8154 | 28.8154 | 28.8154 | 28.8154 | 28.8154 | 28.8154 | 28.8154 | 28.8154 | 28.8154 | 28.8154 | 28.8154 | 28.8154 | 28.8154 | 28.8154 | 28.8154 | 28.8154 | 28.8154 | 28.8154 | 28.8154 | 28.8154 | 28.8154 | 28.8154 | 28.8154 | 28.8154 | 28.8154 | 28.8154 | 28.8154 | 28.8154 | 28.8154 | 28.8154 | 28.8154 | 28.8154 | 28.8154 | 28.8154 | 28.8154 | 28.8154 | 28.8154 | 28.8154 | 28.8154 | 28.8154 | 28.8154 | 28.8154 | 28.8154 | 28.8154
3041 | 28.8162 | 28.8162 | 28.8162 | 28.8162 | 28.8162 | 28.8162 | 28.8162 | 28.8162 | 28.8162 | 28.8162 | 28.8162 | 28.8162 | 28.8162 | 28.8162 | 28.8162 | 28.8162 | 28.8162 | 28.8162 | 28.8162 | 28.8162 | 28.8162 | 28.8162 | 28.8162 | 28.8162 | 28.8162 | 28.8162 | 28.8162 | 28.8162 | 28.8162 | 28.8162 | 28.8162 | 28.8162 | 28.8162 | 28.8162 | 28.8162 | 28.8162 | 28.8162 | 28.8162 | 28.8162 | 28.8162 | 28.8162 | 28.8162 | 28.8162 | 28.8162 | 28.8162 | 28.8162 | 28.8162 | 28.8162 | 28.8162 | 28.8162 | 28.8162 | 28.8162 | 28.8162 | 28.8162 | 28.8162 | 28.8162 | 28.8162 | 28.8162 | 28.8162 | 28.8162
3042 | 28.8171 | 28.8171 | 28.8171 | 28.8171 | 28.8171 | 28.8171 | 28.8171 | 28.8171 | 28.8171 | 28.8171 | 28.8171 | 28.8171 | 28.8171 | 28.8171 | 28.8171 | 28.8171 | 28.8171 | 28.8171 | 28.8171 | 28.8171 | 28.8171 | 28.8171 | 28.8171 | 28.8171 | 28.8171 | 28.8171 | 28.8171 | 28.8171 | 28.8171 | 28.8171 | 28.8171 | 28.8171 | 28.8171 | 28.8171 | 28.8171 | 28.8171 | 28.8171 | 28.8171 | 28.8171 | 28.8171 | 28.8171 | 28.8171 | 28.8171 | 28.8171 | 28.8171 | 28.8171 | 28.8171 | 28.8171 | 28.8171 | 28.8171 | 28.8171 | 28.8171 | 28.8171 | 28.8171 | 28.8171 | 28.8171 | 28.8171 | 28.8171 | 28.8171 | 28.8171
3043 | 28.8179 | 28.8179 | 28.8179 | 28.8179 | 28.8179 | 28.8179 | 28.8179 | 28.8179 | 28.8179 | 28.8179 | 28.8179 | 28.8179 | 28.8179 | 28.8179 | 28.8179 | 28.8179 | 28.8179 | 28.8179 | 28.8179 | 28.8179 | 28.8179 | 28.8179 | 28.8179 | 28.8179 | 28.8179 | 28.8179 | 28.8179 | 28.8179 | 28.8179 | 28.8179 | 28.8179 | 28.8179 | 28.8179 | 28.8179 | 28.8179 | 28.8179 | 28.8179 | 28.8179 | 28.8179 | 28.8179 | 28.8179 | 28.8179 | 28.8179 | 28.8179 | 28.8179 | 28.8179 | 28.8179 | 28.8179 | 28.8179 | 28.8179 | 28.8179 | 28.8179 | 28.8179 | 28.8179 | 28.8179 | 28.8179 | 28.8179 | 28.8179 | 28.8179 | 28.8179
3044 | 28.8187 | 28.8187 | 28.8187 | 28.8187 | 28.8187 | 28.8187 | 28.8187 | 28.8187 | 28.8187 | 28.8187 | 28.8187 | 28.8187 | 28.8187 | 28.8187 | 28.8187 | 28.8187 | 28.8187 | 28.8187 | 28.8187 | 28.8187 | 28.8187 | 28.8187 | 28.8187 | 28.8187 | 28.8187 | 28.8187 | 28.8187 | 28.8187 | 28.8187 | 28.8187 | 28.8187 | 28.8187 | 28.8187 | 28.8187 | 28.8187 | 28.8187 | 28.8187 | 28.8187 | 28.8187 | 28.8187 | 28.8187 | 28.8187 | 28.8187 | 28.8187 | 28.8187 | 28.8187 | 28.8187 | 28.8187 | 28.8187 | 28.8187 | 28.8187 | 28.8187 | 28.8187 | 28.8187 | 28.8187 | 28.8187 | 28.8187 | 28.8187 | 28.8187 | 28.8187
3045 | 28.8195 | 28.8195 | 28.8195 | 28.8195 | 28.8195 | 28.8195 | 28.8195 | 28.8195 | 28.8195 | 28.8195 | 28.8195 | 28.8195 | 28.8195 | 28.8195 | 28.8195 | 28.8195 | 28.8195 | 28.8195 | 28.8195 | 28.8195 | 28.8195 | 28.8195 | 28.8195 | 28.8195 | 28.8195 | 28.8195 | 28.8195 | 28.8195 | 28.8195 | 28.8195 | 28.8195 | 28.8195 | 28.8195 | 28.8195 | 28.8195 | 28.8195 | 28.8195 | 28.8195 | 28.8195 | 28.8195 | 28.8195 | 28.8195 | 28.8195 | 28.8195 | 28.8195 | 28.8195 | 28.8195 | 28.8195 | 28.8195 | 28.8195 | 28.8195 | 28.8195 | 28.8195 | 28.8195 | 28.8195 | 28.8195 | 28.8195 | 28.8195 | 28.8195 | 28.8195
3046 | 28.8204 | 28.8204 | 28.8204 | 28.8204 | 28.8204 | 28.8204 | 28.8204 | 28.8204 | 28.8204 | 28.8204 | 28.8204 | 28.8204 | 28.8204 | 28.8204 | 28.8204 | 28.8204 | 28.8204 | 28.8204 | 28.8204 | 28.8204 | 28.8204 | 28.8204 | 28.8204 | 28.8204 | 28.8204 | 28.8204 | 28.8204 | 28.8204 | 28.8204 | 28.8204 | 28.8204 | 28.8204 | 28.8204 | 28.8204 | 28.8204 | 28.8204 | 28.8204 | 28.8204 | 28.8204 | 28.8204 | 28.8204 | 28.8204 | 28.8204 | 28.8204 | 28.8204 | 28.8204 | 28.8204 | 28.8204 | 28.8204 | 28.8204 | 28.8204 | 28.8204 | 28.8204 | 28.8204 | 28.8204 | 28.8204 | 28.8204 | 28.8204 | 28.8204 | 28.8204
3047 | 28.8212 | 28.8212 | 28.8212 | 28.8212 | 28.8212 | 28.8212 | 28.8212 | 28.8212 | 28.8212 | 28.8212 | 28.8212 | 28.8212 | 28.8212 | 28.8212 | 28.8212 | 28.8212 | 28.8212 | 28.8212 | 28.8212 | 28.8212 | 28.8212 | 28.8212 | 28.8212 | 28.8212 | 28.8212 | 28.8212 | 28.8212 | 28.8212 | 28.8212 | 28.8212 | 28.8212 | 28.8212 | 28.8212 | 28.8212 | 28.8212 | 28.8212 | 28.8212 | 28.8212 | 28.8212 | 28.8212 | 28.8212 | 28.8212 | 28.8212 | 28.8212 | 28.8212 | 28.8212 | 28.8212 | 28.8212 | 28.8212 | 28.8212 | 28.8212 | 28.8212 | 28.8212 | 28.8212 | 28.8212 | 28.8212 | 28.8212 | 28.8212 | 28.8212 | 28.8212
3048 | 28.822 | 28.822 | 28.822 | 28.822 | 28.822 | 28.822 | 28.822 | 28.822 | 28.822 | 28.822 | 28.822 | 28.822 | 28.822 | 28.822 | 28.822 | 28.822 | 28.822 | 28.822 | 28.822 | 28.822 | 28.822 | 28.822 | 28.822 | 28.822 | 28.822 | 28.822 | 28.822 | 28.822 | 28.822 | 28.822 | 28.822 | 28.822 | 28.822 | 28.822 | 28.822 | 28.822 | 28.822 | 28.822 | 28.822 | 28.822 | 28.822 | 28.822 | 28.822 | 28.822 | 28.822 | 28.822 | 28.822 | 28.822 | 28.822 | 28.822 | 28.822 | 28.822 | 28.822 | 28.822 | 28.822 | 28.822 | 28.822 | 28.822 | 28.822 | 28.822
3049 | 28.8228 | 28.8228 | 28.8228 | 28.8228 | 28.8228 | 28.8228 | 28.8228 | 28.8228 | 28.8228 | 28.8228 | 28.8228 | 28.8228 | 28.8228 | 28.8228 | 28.8228 | 28.8228 | 28.8228 | 28.8228 | 28.8228 | 28.8228 | 28.8228 | 28.8228 | 28.8228 | 28.8228 | 28.8228 | 28.8228 | 28.8228 | 28.8228 | 28.8228 | 28.8228 | 28.8228 | 28.8228 | 28.8228 | 28.8228 | 28.8228 | 28.8228 | 28.8228 | 28.8228 | 28.8228 | 28.8228 | 28.8228 | 28.8228 | 28.8228 | 28.8228 | 28.8228 | 28.8228 | 28.8228 | 28.8228 | 28.8228 | 28.8228 | 28.8228 | 28.8228 | 28.8228 | 28.8228 | 28.8228 | 28.8228 | 28.8228 | 28.8228 | 28.8228 | 28.8228
3050 | 28.8236 | 28.8236 | 28.8236 | 28.8236 | 28.8236 | 28.8236 | 28.8236 | 28.8236 | 28.8236 | 28.8236 | 28.8236 | 28.8236 | 28.8236 | 28.8236 | 28.8236 | 28.8236 | 28.8236 | 28.8236 | 28.8236 | 28.8236 | 28.8236 | 28.8236 | 28.8236 | 28.8236 | 28.8236 | 28.8236 | 28.8236 | 28.8236 | 28.8236 | 28.8236 | 28.8236 | 28.8236 | 28.8236 | 28.8236 | 28.8236 | 28.8236 | 28.8236 | 28.8236 | 28.8236 | 28.8236 | 28.8236 | 28.8236 | 28.8236 | 28.8236 | 28.8236 | 28.8236 | 28.8236 | 28.8236 | 28.8236 | 28.8236 | 28.8236 | 28.8236 | 28.8236 | 28.8236 | 28.8236 | 28.8236 | 28.8236 | 28.8236 | 28.8236 | 28.8236
3051 | 28.8245 | 28.8245 | 28.8245 | 28.8245 | 28.8245 | 28.8245 | 28.8245 | 28.8245 | 28.8245 | 28.8245 | 28.8245 | 28.8245 | 28.8245 | 28.8245 | 28.8245 | 28.8245 | 28.8245 | 28.8245 | 28.8245 | 28.8245 | 28.8245 | 28.8245 | 28.8245 | 28.8245 | 28.8245 | 28.8245 | 28.8245 | 28.8245 | 28.8245 | 28.8245 | 28.8245 | 28.8245 | 28.8245 | 28.8245 | 28.8245 | 28.8245 | 28.8245 | 28.8245 | 28.8245 | 28.8245 | 28.8245 | 28.8245 | 28.8245 | 28.8245 | 28.8245 | 28.8245 | 28.8245 | 28.8245 | 28.8245 | 28.8245 | 28.8245 | 28.8245 | 28.8245 | 28.8245 | 28.8245 | 28.8245 | 28.8245 | 28.8245 | 28.8245 | 28.8245
3052 | 28.8253 | 28.8253 | 28.8253 | 28.8253 | 28.8253 | 28.8253 | 28.8253 | 28.8253 | 28.8253 | 28.8253 | 28.8253 | 28.8253 | 28.8253 | 28.8253 | 28.8253 | 28.8253 | 28.8253 | 28.8253 | 28.8253 | 28.8253 | 28.8253 | 28.8253 | 28.8253 | 28.8253 | 28.8253 | 28.8253 | 28.8253 | 28.8253 | 28.8253 | 28.8253 | 28.8253 | 28.8253 | 28.8253 | 28.8253 | 28.8253 | 28.8253 | 28.8253 | 28.8253 | 28.8253 | 28.8253 | 28.8253 | 28.8253 | 28.8253 | 28.8253 | 28.8253 | 28.8253 | 28.8253 | 28.8253 | 28.8253 | 28.8253 | 28.8253 | 28.8253 | 28.8253 | 28.8253 | 28.8253 | 28.8253 | 28.8253 | 28.8253 | 28.8253 | 28.8253
3053 | 28.8261 | 28.8261 | 28.8261 | 28.8261 | 28.8261 | 28.8261 | 28.8261 | 28.8261 | 28.8261 | 28.8261 | 28.8261 | 28.8261 | 28.8261 | 28.8261 | 28.8261 | 28.8261 | 28.8261 | 28.8261 | 28.8261 | 28.8261 | 28.8261 | 28.8261 | 28.8261 | 28.8261 | 28.8261 | 28.8261 | 28.8261 | 28.8261 | 28.8261 | 28.8261 | 28.8261 | 28.8261 | 28.8261 | 28.8261 | 28.8261 | 28.8261 | 28.8261 | 28.8261 | 28.8261 | 28.8261 | 28.8261 | 28.8261 | 28.8261 | 28.8261 | 28.8261 | 28.8261 | 28.8261 | 28.8261 | 28.8261 | 28.8261 | 28.8261 | 28.8261 | 28.8261 | 28.8261 | 28.8261 | 28.8261 | 28.8261 | 28.8261 | 28.8261 | 28.8261
3054 | 28.8269 | 28.8269 | 28.8269 | 28.8269 | 28.8269 | 28.8269 | 28.8269 | 28.8269 | 28.8269 | 28.8269 | 28.8269 | 28.8269 | 28.8269 | 28.8269 | 28.8269 | 28.8269 | 28.8269 | 28.8269 | 28.8269 | 28.8269 | 28.8269 | 28.8269 | 28.8269 | 28.8269 | 28.8269 | 28.8269 | 28.8269 | 28.8269 | 28.8269 | 28.8269 | 28.8269 | 28.8269 | 28.8269 | 28.8269 | 28.8269 | 28.8269 | 28.8269 | 28.8269 | 28.8269 | 28.8269 | 28.8269 | 28.8269 | 28.8269 | 28.8269 | 28.8269 | 28.8269 | 28.8269 | 28.8269 | 28.8269 | 28.8269 | 28.8269 | 28.8269 | 28.8269 | 28.8269 | 28.8269 | 28.8269 | 28.8269 | 28.8269 | 28.8269 | 28.8269
3055 | 28.8277 | 28.8277 | 28.8277 | 28.8277 | 28.8277 | 28.8277 | 28.8277 | 28.8277 | 28.8277 | 28.8277 | 28.8277 | 28.8277 | 28.8277 | 28.8277 | 28.8277 | 28.8277 | 28.8277 | 28.8277 | 28.8277 | 28.8277 | 28.8277 | 28.8277 | 28.8277 | 28.8277 | 28.8277 | 28.8277 | 28.8277 | 28.8277 | 28.8277 | 28.8277 | 28.8277 | 28.8277 | 28.8277 | 28.8277 | 28.8277 | 28.8277 | 28.8277 | 28.8277 | 28.8277 | 28.8277 | 28.8277 | 28.8277 | 28.8277 | 28.8277 | 28.8277 | 28.8277 | 28.8277 | 28.8277 | 28.8277 | 28.8277 | 28.8277 | 28.8277 | 28.8277 | 28.8277 | 28.8277 | 28.8277 | 28.8277 | 28.8277 | 28.8277 | 28.8277
3056 | 28.8286 | 28.8286 | 28.8286 | 28.8286 | 28.8286 | 28.8286 | 28.8286 | 28.8286 | 28.8286 | 28.8286 | 28.8286 | 28.8286 | 28.8286 | 28.8286 | 28.8286 | 28.8286 | 28.8286 | 28.8286 | 28.8286 | 28.8286 | 28.8286 | 28.8286 | 28.8286 | 28.8286 | 28.8286 | 28.8286 | 28.8286 | 28.8286 | 28.8286 | 28.8286 | 28.8286 | 28.8286 | 28.8286 | 28.8286 | 28.8286 | 28.8286 | 28.8286 | 28.8286 | 28.8286 | 28.8286 | 28.8286 | 28.8286 | 28.8286 | 28.8286 | 28.8286 | 28.8286 | 28.8286 | 28.8286 | 28.8286 | 28.8286 | 28.8286 | 28.8286 | 28.8286 | 28.8286 | 28.8286 | 28.8286 | 28.8286 | 28.8286 | 28.8286 | 28.8286
3057 | 28.8294 | 28.8294 | 28.8294 | 28.8294 | 28.8294 | 28.8294 | 28.8294 | 28.8294 | 28.8294 | 28.8294 | 28.8294 | 28.8294 | 28.8294 | 28.8294 | 28.8294 | 28.8294 | 28.8294 | 28.8294 | 28.8294 | 28.8294 | 28.8294 | 28.8294 | 28.8294 | 28.8294 | 28.8294 | 28.8294 | 28.8294 | 28.8294 | 28.8294 | 28.8294 | 28.8294 | 28.8294 | 28.8294 | 28.8294 | 28.8294 | 28.8294 | 28.8294 | 28.8294 | 28.8294 | 28.8294 | 28.8294 | 28.8294 | 28.8294 | 28.8294 | 28.8294 | 28.8294 | 28.8294 | 28.8294 | 28.8294 | 28.8294 | 28.8294 | 28.8294 | 28.8294 | 28.8294 | 28.8294 | 28.8294 | 28.8294 | 28.8294 | 28.8294 | 28.8294
3058 | 28.8302 | 28.8302 | 28.8302 | 28.8302 | 28.8302 | 28.8302 | 28.8302 | 28.8302 | 28.8302 | 28.8302 | 28.8302 | 28.8302 | 28.8302 | 28.8302 | 28.8302 | 28.8302 | 28.8302 | 28.8302 | 28.8302 | 28.8302 | 28.8302 | 28.8302 | 28.8302 | 28.8302 | 28.8302 | 28.8302 | 28.8302 | 28.8302 | 28.8302 | 28.8302 | 28.8302 | 28.8302 | 28.8302 | 28.8302 | 28.8302 | 28.8302 | 28.8302 | 28.8302 | 28.8302 | 28.8302 | 28.8302 | 28.8302 | 28.8302 | 28.8302 | 28.8302 | 28.8302 | 28.8302 | 28.8302 | 28.8302 | 28.8302 | 28.8302 | 28.8302 | 28.8302 | 28.8302 | 28.8302 | 28.8302 | 28.8302 | 28.8302 | 28.8302 | 28.8302
3059 | 28.831 | 28.831 | 28.831 | 28.831 | 28.831 | 28.831 | 28.831 | 28.831 | 28.831 | 28.831 | 28.831 | 28.831 | 28.831 | 28.831 | 28.831 | 28.831 | 28.831 | 28.831 | 28.831 | 28.831 | 28.831 | 28.831 | 28.831 | 28.831 | 28.831 | 28.831 | 28.831 | 28.831 | 28.831 | 28.831 | 28.831 | 28.831 | 28.831 | 28.831 | 28.831 | 28.831 | 28.831 | 28.831 | 28.831 | 28.831 | 28.831 | 28.831 | 28.831 | 28.831 | 28.831 | 28.831 | 28.831 | 28.831 | 28.831 | 28.831 | 28.831 | 28.831 | 28.831 | 28.831 | 28.831 | 28.831 | 28.831 | 28.831 | 28.831 | 28.831
3060 | 28.8318 | 28.8318 | 28.8318 | 28.8318 | 28.8318 | 28.8318 | 28.8318 | 28.8318 | 28.8318 | 28.8318 | 28.8318 | 28.8318 | 28.8318 | 28.8318 | 28.8318 | 28.8318 | 28.8318 | 28.8318 | 28.8318 | 28.8318 | 28.8318 | 28.8318 | 28.8318 | 28.8318 | 28.8318 | 28.8318 | 28.8318 | 28.8318 | 28.8318 | 28.8318 | 28.8318 | 28.8318 | 28.8318 | 28.8318 | 28.8318 | 28.8318 | 28.8318 | 28.8318 | 28.8318 | 28.8318 | 28.8318 | 28.8318 | 28.8318 | 28.8318 | 28.8318 | 28.8318 | 28.8318 | 28.8318 | 28.8318 | 28.8318 | 28.8318 | 28.8318 | 28.8318 | 28.8318 | 28.8318 | 28.8318 | 28.8318 | 28.8318 | 28.8318 | 28.8318
3061 | 28.8326 | 28.8326 | 28.8326 | 28.8326 | 28.8326 | 28.8326 | 28.8326 | 28.8326 | 28.8326 | 28.8326 | 28.8326 | 28.8326 | 28.8326 | 28.8326 | 28.8326 | 28.8326 | 28.8326 | 28.8326 | 28.8326 | 28.8326 | 28.8326 | 28.8326 | 28.8326 | 28.8326 | 28.8326 | 28.8326 | 28.8326 | 28.8326 | 28.8326 | 28.8326 | 28.8326 | 28.8326 | 28.8326 | 28.8326 | 28.8326 | 28.8326 | 28.8326 | 28.8326 | 28.8326 | 28.8326 | 28.8326 | 28.8326 | 28.8326 | 28.8326 | 28.8326 | 28.8326 | 28.8326 | 28.8326 | 28.8326 | 28.8326 | 28.8326 | 28.8326 | 28.8326 | 28.8326 | 28.8326 | 28.8326 | 28.8326 | 28.8326 | 28.8326 | 28.8326
3062 | 28.8335 | 28.8335 | 28.8335 | 28.8335 | 28.8335 | 28.8335 | 28.8335 | 28.8335 | 28.8335 | 28.8335 | 28.8335 | 28.8335 | 28.8335 | 28.8335 | 28.8335 | 28.8335 | 28.8335 | 28.8335 | 28.8335 | 28.8335 | 28.8335 | 28.8335 | 28.8335 | 28.8335 | 28.8335 | 28.8335 | 28.8335 | 28.8335 | 28.8335 | 28.8335 | 28.8335 | 28.8335 | 28.8335 | 28.8335 | 28.8335 | 28.8335 | 28.8335 | 28.8335 | 28.8335 | 28.8335 | 28.8335 | 28.8335 | 28.8335 | 28.8335 | 28.8335 | 28.8335 | 28.8335 | 28.8335 | 28.8335 | 28.8335 | 28.8335 | 28.8335 | 28.8335 | 28.8335 | 28.8335 | 28.8335 | 28.8335 | 28.8335 | 28.8335 | 28.8335
3063 | 28.8343 | 28.8343 | 28.8343 | 28.8343 | 28.8343 | 28.8343 | 28.8343 | 28.8343 | 28.8343 | 28.8343 | 28.8343 | 28.8343 | 28.8343 | 28.8343 | 28.8343 | 28.8343 | 28.8343 | 28.8343 | 28.8343 | 28.8343 | 28.8343 | 28.8343 | 28.8343 | 28.8343 | 28.8343 | 28.8343 | 28.8343 | 28.8343 | 28.8343 | 28.8343 | 28.8343 | 28.8343 | 28.8343 | 28.8343 | 28.8343 | 28.8343 | 28.8343 | 28.8343 | 28.8343 | 28.8343 | 28.8343 | 28.8343 | 28.8343 | 28.8343 | 28.8343 | 28.8343 | 28.8343 | 28.8343 | 28.8343 | 28.8343 | 28.8343 | 28.8343 | 28.8343 | 28.8343 | 28.8343 | 28.8343 | 28.8343 | 28.8343 | 28.8343 | 28.8343
3064 | 28.8351 | 28.8351 | 28.8351 | 28.8351 | 28.8351 | 28.8351 | 28.8351 | 28.8351 | 28.8351 | 28.8351 | 28.8351 | 28.8351 | 28.8351 | 28.8351 | 28.8351 | 28.8351 | 28.8351 | 28.8351 | 28.8351 | 28.8351 | 28.8351 | 28.8351 | 28.8351 | 28.8351 | 28.8351 | 28.8351 | 28.8351 | 28.8351 | 28.8351 | 28.8351 | 28.8351 | 28.8351 | 28.8351 | 28.8351 | 28.8351 | 28.8351 | 28.8351 | 28.8351 | 28.8351 | 28.8351 | 28.8351 | 28.8351 | 28.8351 | 28.8351 | 28.8351 | 28.8351 | 28.8351 | 28.8351 | 28.8351 | 28.8351 | 28.8351 | 28.8351 | 28.8351 | 28.8351 | 28.8351 | 28.8351 | 28.8351 | 28.8351 | 28.8351 | 28.8351
3065 | 28.8359 | 28.8359 | 28.8359 | 28.8359 | 28.8359 | 28.8359 | 28.8359 | 28.8359 | 28.8359 | 28.8359 | 28.8359 | 28.8359 | 28.8359 | 28.8359 | 28.8359 | 28.8359 | 28.8359 | 28.8359 | 28.8359 | 28.8359 | 28.8359 | 28.8359 | 28.8359 | 28.8359 | 28.8359 | 28.8359 | 28.8359 | 28.8359 | 28.8359 | 28.8359 | 28.8359 | 28.8359 | 28.8359 | 28.8359 | 28.8359 | 28.8359 | 28.8359 | 28.8359 | 28.8359 | 28.8359 | 28.8359 | 28.8359 | 28.8359 | 28.8359 | 28.8359 | 28.8359 | 28.8359 | 28.8359 | 28.8359 | 28.8359 | 28.8359 | 28.8359 | 28.8359 | 28.8359 | 28.8359 | 28.8359 | 28.8359 | 28.8359 | 28.8359 | 28.8359
3066 | 28.8367 | 28.8367 | 28.8367 | 28.8367 | 28.8367 | 28.8367 | 28.8367 | 28.8367 | 28.8367 | 28.8367 | 28.8367 | 28.8367 | 28.8367 | 28.8367 | 28.8367 | 28.8367 | 28.8367 | 28.8367 | 28.8367 | 28.8367 | 28.8367 | 28.8367 | 28.8367 | 28.8367 | 28.8367 | 28.8367 | 28.8367 | 28.8367 | 28.8367 | 28.8367 | 28.8367 | 28.8367 | 28.8367 | 28.8367 | 28.8367 | 28.8367 | 28.8367 | 28.8367 | 28.8367 | 28.8367 | 28.8367 | 28.8367 | 28.8367 | 28.8367 | 28.8367 | 28.8367 | 28.8367 | 28.8367 | 28.8367 | 28.8367 | 28.8367 | 28.8367 | 28.8367 | 28.8367 | 28.8367 | 28.8367 | 28.8367 | 28.8367 | 28.8367 | 28.8367
3067 | 28.8375 | 28.8375 | 28.8375 | 28.8375 | 28.8375 | 28.8375 | 28.8375 | 28.8375 | 28.8375 | 28.8375 | 28.8375 | 28.8375 | 28.8375 | 28.8375 | 28.8375 | 28.8375 | 28.8375 | 28.8375 | 28.8375 | 28.8375 | 28.8375 | 28.8375 | 28.8375 | 28.8375 | 28.8375 | 28.8375 | 28.8375 | 28.8375 | 28.8375 | 28.8375 | 28.8375 | 28.8375 | 28.8375 | 28.8375 | 28.8375 | 28.8375 | 28.8375 | 28.8375 | 28.8375 | 28.8375 | 28.8375 | 28.8375 | 28.8375 | 28.8375 | 28.8375 | 28.8375 | 28.8375 | 28.8375 | 28.8375 | 28.8375 | 28.8375 | 28.8375 | 28.8375 | 28.8375 | 28.8375 | 28.8375 | 28.8375 | 28.8375 | 28.8375 | 28.8375
3068 | 28.8383 | 28.8383 | 28.8383 | 28.8383 | 28.8383 | 28.8383 | 28.8383 | 28.8383 | 28.8383 | 28.8383 | 28.8383 | 28.8383 | 28.8383 | 28.8383 | 28.8383 | 28.8383 | 28.8383 | 28.8383 | 28.8383 | 28.8383 | 28.8383 | 28.8383 | 28.8383 | 28.8383 | 28.8383 | 28.8383 | 28.8383 | 28.8383 | 28.8383 | 28.8383 | 28.8383 | 28.8383 | 28.8383 | 28.8383 | 28.8383 | 28.8383 | 28.8383 | 28.8383 | 28.8383 | 28.8383 | 28.8383 | 28.8383 | 28.8383 | 28.8383 | 28.8383 | 28.8383 | 28.8383 | 28.8383 | 28.8383 | 28.8383 | 28.8383 | 28.8383 | 28.8383 | 28.8383 | 28.8383 | 28.8383 | 28.8383 | 28.8383 | 28.8383 | 28.8383
3069 | 28.8392 | 28.8392 | 28.8392 | 28.8392 | 28.8392 | 28.8392 | 28.8392 | 28.8392 | 28.8392 | 28.8392 | 28.8392 | 28.8392 | 28.8392 | 28.8392 | 28.8392 | 28.8392 | 28.8392 | 28.8392 | 28.8392 | 28.8392 | 28.8392 | 28.8392 | 28.8392 | 28.8392 | 28.8392 | 28.8392 | 28.8392 | 28.8392 | 28.8392 | 28.8392 | 28.8392 | 28.8392 | 28.8392 | 28.8392 | 28.8392 | 28.8392 | 28.8392 | 28.8392 | 28.8392 | 28.8392 | 28.8392 | 28.8392 | 28.8392 | 28.8392 | 28.8392 | 28.8392 | 28.8392 | 28.8392 | 28.8392 | 28.8392 | 28.8392 | 28.8392 | 28.8392 | 28.8392 | 28.8392 | 28.8392 | 28.8392 | 28.8392 | 28.8392 | 28.8392
3070 | 28.84 | 28.84 | 28.84 | 28.84 | 28.84 | 28.84 | 28.84 | 28.84 | 28.84 | 28.84 | 28.84 | 28.84 | 28.84 | 28.84 | 28.84 | 28.84 | 28.84 | 28.84 | 28.84 | 28.84 | 28.84 | 28.84 | 28.84 | 28.84 | 28.84 | 28.84 | 28.84 | 28.84 | 28.84 | 28.84 | 28.84 | 28.84 | 28.84 | 28.84 | 28.84 | 28.84 | 28.84 | 28.84 | 28.84 | 28.84 | 28.84 | 28.84 | 28.84 | 28.84 | 28.84 | 28.84 | 28.84 | 28.84 | 28.84 | 28.84 | 28.84 | 28.84 | 28.84 | 28.84 | 28.84 | 28.84 | 28.84 | 28.84 | 28.84 | 28.84
3071 | 28.8408 | 28.8408 | 28.8408 | 28.8408 | 28.8408 | 28.8408 | 28.8408 | 28.8408 | 28.8408 | 28.8408 | 28.8408 | 28.8408 | 28.8408 | 28.8408 | 28.8408 | 28.8408 | 28.8408 | 28.8408 | 28.8408 | 28.8408 | 28.8408 | 28.8408 | 28.8408 | 28.8408 | 28.8408 | 28.8408 | 28.8408 | 28.8408 | 28.8408 | 28.8408 | 28.8408 | 28.8408 | 28.8408 | 28.8408 | 28.8408 | 28.8408 | 28.8408 | 28.8408 | 28.8408 | 28.8408 | 28.8408 | 28.8408 | 28.8408 | 28.8408 | 28.8408 | 28.8408 | 28.8408 | 28.8408 | 28.8408 | 28.8408 | 28.8408 | 28.8408 | 28.8408 | 28.8408 | 28.8408 | 28.8408 | 28.8408 | 28.8408 | 28.8408 | 28.8408
3072 | 28.8416 | 28.8416 | 28.8416 | 28.8416 | 28.8416 | 28.8416 | 28.8416 | 28.8416 | 28.8416 | 28.8416 | 28.8416 | 28.8416 | 28.8416 | 28.8416 | 28.8416 | 28.8416 | 28.8416 | 28.8416 | 28.8416 | 28.8416 | 28.8416 | 28.8416 | 28.8416 | 28.8416 | 28.8416 | 28.8416 | 28.8416 | 28.8416 | 28.8416 | 28.8416 | 28.8416 | 28.8416 | 28.8416 | 28.8416 | 28.8416 | 28.8416 | 28.8416 | 28.8416 | 28.8416 | 28.8416 | 28.8416 | 28.8416 | 28.8416 | 28.8416 | 28.8416 | 28.8416 | 28.8416 | 28.8416 | 28.8416 | 28.8416 | 28.8416 | 28.8416 | 28.8416 | 28.8416 | 28.8416 | 28.8416 | 28.8416 | 28.8416 | 28.8416 | 28.8416
3073 | 28.8424 | 28.8424 | 28.8424 | 28.8424 | 28.8424 | 28.8424 | 28.8424 | 28.8424 | 28.8424 | 28.8424 | 28.8424 | 28.8424 | 28.8424 | 28.8424 | 28.8424 | 28.8424 | 28.8424 | 28.8424 | 28.8424 | 28.8424 | 28.8424 | 28.8424 | 28.8424 | 28.8424 | 28.8424 | 28.8424 | 28.8424 | 28.8424 | 28.8424 | 28.8424 | 28.8424 | 28.8424 | 28.8424 | 28.8424 | 28.8424 | 28.8424 | 28.8424 | 28.8424 | 28.8424 | 28.8424 | 28.8424 | 28.8424 | 28.8424 | 28.8424 | 28.8424 | 28.8424 | 28.8424 | 28.8424 | 28.8424 | 28.8424 | 28.8424 | 28.8424 | 28.8424 | 28.8424 | 28.8424 | 28.8424 | 28.8424 | 28.8424 | 28.8424 | 28.8424
3074 | 28.8432 | 28.8432 | 28.8432 | 28.8432 | 28.8432 | 28.8432 | 28.8432 | 28.8432 | 28.8432 | 28.8432 | 28.8432 | 28.8432 | 28.8432 | 28.8432 | 28.8432 | 28.8432 | 28.8432 | 28.8432 | 28.8432 | 28.8432 | 28.8432 | 28.8432 | 28.8432 | 28.8432 | 28.8432 | 28.8432 | 28.8432 | 28.8432 | 28.8432 | 28.8432 | 28.8432 | 28.8432 | 28.8432 | 28.8432 | 28.8432 | 28.8432 | 28.8432 | 28.8432 | 28.8432 | 28.8432 | 28.8432 | 28.8432 | 28.8432 | 28.8432 | 28.8432 | 28.8432 | 28.8432 | 28.8432 | 28.8432 | 28.8432 | 28.8432 | 28.8432 | 28.8432 | 28.8432 | 28.8432 | 28.8432 | 28.8432 | 28.8432 | 28.8432 | 28.8432
3075 | 28.844 | 28.844 | 28.844 | 28.844 | 28.844 | 28.844 | 28.844 | 28.844 | 28.844 | 28.844 | 28.844 | 28.844 | 28.844 | 28.844 | 28.844 | 28.844 | 28.844 | 28.844 | 28.844 | 28.844 | 28.844 | 28.844 | 28.844 | 28.844 | 28.844 | 28.844 | 28.844 | 28.844 | 28.844 | 28.844 | 28.844 | 28.844 | 28.844 | 28.844 | 28.844 | 28.844 | 28.844 | 28.844 | 28.844 | 28.844 | 28.844 | 28.844 | 28.844 | 28.844 | 28.844 | 28.844 | 28.844 | 28.844 | 28.844 | 28.844 | 28.844 | 28.844 | 28.844 | 28.844 | 28.844 | 28.844 | 28.844 | 28.844 | 28.844 | 28.844
3076 | 28.8449 | 28.8449 | 28.8449 | 28.8449 | 28.8449 | 28.8449 | 28.8449 | 28.8449 | 28.8449 | 28.8449 | 28.8449 | 28.8449 | 28.8449 | 28.8449 | 28.8449 | 28.8449 | 28.8449 | 28.8449 | 28.8449 | 28.8449 | 28.8449 | 28.8449 | 28.8449 | 28.8449 | 28.8449 | 28.8449 | 28.8449 | 28.8449 | 28.8449 | 28.8449 | 28.8449 | 28.8449 | 28.8449 | 28.8449 | 28.8449 | 28.8449 | 28.8449 | 28.8449 | 28.8449 | 28.8449 | 28.8449 | 28.8449 | 28.8449 | 28.8449 | 28.8449 | 28.8449 | 28.8449 | 28.8449 | 28.8449 | 28.8449 | 28.8449 | 28.8449 | 28.8449 | 28.8449 | 28.8449 | 28.8449 | 28.8449 | 28.8449 | 28.8449 | 28.8449
3077 | 28.8457 | 28.8457 | 28.8457 | 28.8457 | 28.8457 | 28.8457 | 28.8457 | 28.8457 | 28.8457 | 28.8457 | 28.8457 | 28.8457 | 28.8457 | 28.8457 | 28.8457 | 28.8457 | 28.8457 | 28.8457 | 28.8457 | 28.8457 | 28.8457 | 28.8457 | 28.8457 | 28.8457 | 28.8457 | 28.8457 | 28.8457 | 28.8457 | 28.8457 | 28.8457 | 28.8457 | 28.8457 | 28.8457 | 28.8457 | 28.8457 | 28.8457 | 28.8457 | 28.8457 | 28.8457 | 28.8457 | 28.8457 | 28.8457 | 28.8457 | 28.8457 | 28.8457 | 28.8457 | 28.8457 | 28.8457 | 28.8457 | 28.8457 | 28.8457 | 28.8457 | 28.8457 | 28.8457 | 28.8457 | 28.8457 | 28.8457 | 28.8457 | 28.8457 | 28.8457
3078 | 28.8465 | 28.8465 | 28.8465 | 28.8465 | 28.8465 | 28.8465 | 28.8465 | 28.8465 | 28.8465 | 28.8465 | 28.8465 | 28.8465 | 28.8465 | 28.8465 | 28.8465 | 28.8465 | 28.8465 | 28.8465 | 28.8465 | 28.8465 | 28.8465 | 28.8465 | 28.8465 | 28.8465 | 28.8465 | 28.8465 | 28.8465 | 28.8465 | 28.8465 | 28.8465 | 28.8465 | 28.8465 | 28.8465 | 28.8465 | 28.8465 | 28.8465 | 28.8465 | 28.8465 | 28.8465 | 28.8465 | 28.8465 | 28.8465 | 28.8465 | 28.8465 | 28.8465 | 28.8465 | 28.8465 | 28.8465 | 28.8465 | 28.8465 | 28.8465 | 28.8465 | 28.8465 | 28.8465 | 28.8465 | 28.8465 | 28.8465 | 28.8465 | 28.8465 | 28.8465
3079 | 28.8473 | 28.8473 | 28.8473 | 28.8473 | 28.8473 | 28.8473 | 28.8473 | 28.8473 | 28.8473 | 28.8473 | 28.8473 | 28.8473 | 28.8473 | 28.8473 | 28.8473 | 28.8473 | 28.8473 | 28.8473 | 28.8473 | 28.8473 | 28.8473 | 28.8473 | 28.8473 | 28.8473 | 28.8473 | 28.8473 | 28.8473 | 28.8473 | 28.8473 | 28.8473 | 28.8473 | 28.8473 | 28.8473 | 28.8473 | 28.8473 | 28.8473 | 28.8473 | 28.8473 | 28.8473 | 28.8473 | 28.8473 | 28.8473 | 28.8473 | 28.8473 | 28.8473 | 28.8473 | 28.8473 | 28.8473 | 28.8473 | 28.8473 | 28.8473 | 28.8473 | 28.8473 | 28.8473 | 28.8473 | 28.8473 | 28.8473 | 28.8473 | 28.8473 | 28.8473
3080 | 28.8481 | 28.8481 | 28.8481 | 28.8481 | 28.8481 | 28.8481 | 28.8481 | 28.8481 | 28.8481 | 28.8481 | 28.8481 | 28.8481 | 28.8481 | 28.8481 | 28.8481 | 28.8481 | 28.8481 | 28.8481 | 28.8481 | 28.8481 | 28.8481 | 28.8481 | 28.8481 | 28.8481 | 28.8481 | 28.8481 | 28.8481 | 28.8481 | 28.8481 | 28.8481 | 28.8481 | 28.8481 | 28.8481 | 28.8481 | 28.8481 | 28.8481 | 28.8481 | 28.8481 | 28.8481 | 28.8481 | 28.8481 | 28.8481 | 28.8481 | 28.8481 | 28.8481 | 28.8481 | 28.8481 | 28.8481 | 28.8481 | 28.8481 | 28.8481 | 28.8481 | 28.8481 | 28.8481 | 28.8481 | 28.8481 | 28.8481 | 28.8481 | 28.8481 | 28.8481
3081 | 28.8489 | 28.8489 | 28.8489 | 28.8489 | 28.8489 | 28.8489 | 28.8489 | 28.8489 | 28.8489 | 28.8489 | 28.8489 | 28.8489 | 28.8489 | 28.8489 | 28.8489 | 28.8489 | 28.8489 | 28.8489 | 28.8489 | 28.8489 | 28.8489 | 28.8489 | 28.8489 | 28.8489 | 28.8489 | 28.8489 | 28.8489 | 28.8489 | 28.8489 | 28.8489 | 28.8489 | 28.8489 | 28.8489 | 28.8489 | 28.8489 | 28.8489 | 28.8489 | 28.8489 | 28.8489 | 28.8489 | 28.8489 | 28.8489 | 28.8489 | 28.8489 | 28.8489 | 28.8489 | 28.8489 | 28.8489 | 28.8489 | 28.8489 | 28.8489 | 28.8489 | 28.8489 | 28.8489 | 28.8489 | 28.8489 | 28.8489 | 28.8489 | 28.8489 | 28.8489
3082 | 28.8497 | 28.8497 | 28.8497 | 28.8497 | 28.8497 | 28.8497 | 28.8497 | 28.8497 | 28.8497 | 28.8497 | 28.8497 | 28.8497 | 28.8497 | 28.8497 | 28.8497 | 28.8497 | 28.8497 | 28.8497 | 28.8497 | 28.8497 | 28.8497 | 28.8497 | 28.8497 | 28.8497 | 28.8497 | 28.8497 | 28.8497 | 28.8497 | 28.8497 | 28.8497 | 28.8497 | 28.8497 | 28.8497 | 28.8497 | 28.8497 | 28.8497 | 28.8497 | 28.8497 | 28.8497 | 28.8497 | 28.8497 | 28.8497 | 28.8497 | 28.8497 | 28.8497 | 28.8497 | 28.8497 | 28.8497 | 28.8497 | 28.8497 | 28.8497 | 28.8497 | 28.8497 | 28.8497 | 28.8497 | 28.8497 | 28.8497 | 28.8497 | 28.8497 | 28.8497
3083 | 28.8505 | 28.8505 | 28.8505 | 28.8505 | 28.8505 | 28.8505 | 28.8505 | 28.8505 | 28.8505 | 28.8505 | 28.8505 | 28.8505 | 28.8505 | 28.8505 | 28.8505 | 28.8505 | 28.8505 | 28.8505 | 28.8505 | 28.8505 | 28.8505 | 28.8505 | 28.8505 | 28.8505 | 28.8505 | 28.8505 | 28.8505 | 28.8505 | 28.8505 | 28.8505 | 28.8505 | 28.8505 | 28.8505 | 28.8505 | 28.8505 | 28.8505 | 28.8505 | 28.8505 | 28.8505 | 28.8505 | 28.8505 | 28.8505 | 28.8505 | 28.8505 | 28.8505 | 28.8505 | 28.8505 | 28.8505 | 28.8505 | 28.8505 | 28.8505 | 28.8505 | 28.8505 | 28.8505 | 28.8505 | 28.8505 | 28.8505 | 28.8505 | 28.8505 | 28.8505
3084 | 28.8514 | 28.8514 | 28.8514 | 28.8514 | 28.8514 | 28.8514 | 28.8514 | 28.8514 | 28.8514 | 28.8514 | 28.8514 | 28.8514 | 28.8514 | 28.8514 | 28.8514 | 28.8514 | 28.8514 | 28.8514 | 28.8514 | 28.8514 | 28.8514 | 28.8514 | 28.8514 | 28.8514 | 28.8514 | 28.8514 | 28.8514 | 28.8514 | 28.8514 | 28.8514 | 28.8514 | 28.8514 | 28.8514 | 28.8514 | 28.8514 | 28.8514 | 28.8514 | 28.8514 | 28.8514 | 28.8514 | 28.8514 | 28.8514 | 28.8514 | 28.8514 | 28.8514 | 28.8514 | 28.8514 | 28.8514 | 28.8514 | 28.8514 | 28.8514 | 28.8514 | 28.8514 | 28.8514 | 28.8514 | 28.8514 | 28.8514 | 28.8514 | 28.8514 | 28.8514
3085 | 28.8522 | 28.8522 | 28.8522 | 28.8522 | 28.8522 | 28.8522 | 28.8522 | 28.8522 | 28.8522 | 28.8522 | 28.8522 | 28.8522 | 28.8522 | 28.8522 | 28.8522 | 28.8522 | 28.8522 | 28.8522 | 28.8522 | 28.8522 | 28.8522 | 28.8522 | 28.8522 | 28.8522 | 28.8522 | 28.8522 | 28.8522 | 28.8522 | 28.8522 | 28.8522 | 28.8522 | 28.8522 | 28.8522 | 28.8522 | 28.8522 | 28.8522 | 28.8522 | 28.8522 | 28.8522 | 28.8522 | 28.8522 | 28.8522 | 28.8522 | 28.8522 | 28.8522 | 28.8522 | 28.8522 | 28.8522 | 28.8522 | 28.8522 | 28.8522 | 28.8522 | 28.8522 | 28.8522 | 28.8522 | 28.8522 | 28.8522 | 28.8522 | 28.8522 | 28.8522
3086 | 28.853 | 28.853 | 28.853 | 28.853 | 28.853 | 28.853 | 28.853 | 28.853 | 28.853 | 28.853 | 28.853 | 28.853 | 28.853 | 28.853 | 28.853 | 28.853 | 28.853 | 28.853 | 28.853 | 28.853 | 28.853 | 28.853 | 28.853 | 28.853 | 28.853 | 28.853 | 28.853 | 28.853 | 28.853 | 28.853 | 28.853 | 28.853 | 28.853 | 28.853 | 28.853 | 28.853 | 28.853 | 28.853 | 28.853 | 28.853 | 28.853 | 28.853 | 28.853 | 28.853 | 28.853 | 28.853 | 28.853 | 28.853 | 28.853 | 28.853 | 28.853 | 28.853 | 28.853 | 28.853 | 28.853 | 28.853 | 28.853 | 28.853 | 28.853 | 28.853
3087 | 28.8538 | 28.8538 | 28.8538 | 28.8538 | 28.8538 | 28.8538 | 28.8538 | 28.8538 | 28.8538 | 28.8538 | 28.8538 | 28.8538 | 28.8538 | 28.8538 | 28.8538 | 28.8538 | 28.8538 | 28.8538 | 28.8538 | 28.8538 | 28.8538 | 28.8538 | 28.8538 | 28.8538 | 28.8538 | 28.8538 | 28.8538 | 28.8538 | 28.8538 | 28.8538 | 28.8538 | 28.8538 | 28.8538 | 28.8538 | 28.8538 | 28.8538 | 28.8538 | 28.8538 | 28.8538 | 28.8538 | 28.8538 | 28.8538 | 28.8538 | 28.8538 | 28.8538 | 28.8538 | 28.8538 | 28.8538 | 28.8538 | 28.8538 | 28.8538 | 28.8538 | 28.8538 | 28.8538 | 28.8538 | 28.8538 | 28.8538 | 28.8538 | 28.8538 | 28.8538
3088 | 28.8546 | 28.8546 | 28.8546 | 28.8546 | 28.8546 | 28.8546 | 28.8546 | 28.8546 | 28.8546 | 28.8546 | 28.8546 | 28.8546 | 28.8546 | 28.8546 | 28.8546 | 28.8546 | 28.8546 | 28.8546 | 28.8546 | 28.8546 | 28.8546 | 28.8546 | 28.8546 | 28.8546 | 28.8546 | 28.8546 | 28.8546 | 28.8546 | 28.8546 | 28.8546 | 28.8546 | 28.8546 | 28.8546 | 28.8546 | 28.8546 | 28.8546 | 28.8546 | 28.8546 | 28.8546 | 28.8546 | 28.8546 | 28.8546 | 28.8546 | 28.8546 | 28.8546 | 28.8546 | 28.8546 | 28.8546 | 28.8546 | 28.8546 | 28.8546 | 28.8546 | 28.8546 | 28.8546 | 28.8546 | 28.8546 | 28.8546 | 28.8546 | 28.8546 | 28.8546
3089 | 28.8554 | 28.8554 | 28.8554 | 28.8554 | 28.8554 | 28.8554 | 28.8554 | 28.8554 | 28.8554 | 28.8554 | 28.8554 | 28.8554 | 28.8554 | 28.8554 | 28.8554 | 28.8554 | 28.8554 | 28.8554 | 28.8554 | 28.8554 | 28.8554 | 28.8554 | 28.8554 | 28.8554 | 28.8554 | 28.8554 | 28.8554 | 28.8554 | 28.8554 | 28.8554 | 28.8554 | 28.8554 | 28.8554 | 28.8554 | 28.8554 | 28.8554 | 28.8554 | 28.8554 | 28.8554 | 28.8554 | 28.8554 | 28.8554 | 28.8554 | 28.8554 | 28.8554 | 28.8554 | 28.8554 | 28.8554 | 28.8554 | 28.8554 | 28.8554 | 28.8554 | 28.8554 | 28.8554 | 28.8554 | 28.8554 | 28.8554 | 28.8554 | 28.8554 | 28.8554
3090 | 28.8562 | 28.8562 | 28.8562 | 28.8562 | 28.8562 | 28.8562 | 28.8562 | 28.8562 | 28.8562 | 28.8562 | 28.8562 | 28.8562 | 28.8562 | 28.8562 | 28.8562 | 28.8562 | 28.8562 | 28.8562 | 28.8562 | 28.8562 | 28.8562 | 28.8562 | 28.8562 | 28.8562 | 28.8562 | 28.8562 | 28.8562 | 28.8562 | 28.8562 | 28.8562 | 28.8562 | 28.8562 | 28.8562 | 28.8562 | 28.8562 | 28.8562 | 28.8562 | 28.8562 | 28.8562 | 28.8562 | 28.8562 | 28.8562 | 28.8562 | 28.8562 | 28.8562 | 28.8562 | 28.8562 | 28.8562 | 28.8562 | 28.8562 | 28.8562 | 28.8562 | 28.8562 | 28.8562 | 28.8562 | 28.8562 | 28.8562 | 28.8562 | 28.8562 | 28.8562
3091 | 28.857 | 28.857 | 28.857 | 28.857 | 28.857 | 28.857 | 28.857 | 28.857 | 28.857 | 28.857 | 28.857 | 28.857 | 28.857 | 28.857 | 28.857 | 28.857 | 28.857 | 28.857 | 28.857 | 28.857 | 28.857 | 28.857 | 28.857 | 28.857 | 28.857 | 28.857 | 28.857 | 28.857 | 28.857 | 28.857 | 28.857 | 28.857 | 28.857 | 28.857 | 28.857 | 28.857 | 28.857 | 28.857 | 28.857 | 28.857 | 28.857 | 28.857 | 28.857 | 28.857 | 28.857 | 28.857 | 28.857 | 28.857 | 28.857 | 28.857 | 28.857 | 28.857 | 28.857 | 28.857 | 28.857 | 28.857 | 28.857 | 28.857 | 28.857 | 28.857
3092 | 28.8578 | 28.8578 | 28.8578 | 28.8578 | 28.8578 | 28.8578 | 28.8578 | 28.8578 | 28.8578 | 28.8578 | 28.8578 | 28.8578 | 28.8578 | 28.8578 | 28.8578 | 28.8578 | 28.8578 | 28.8578 | 28.8578 | 28.8578 | 28.8578 | 28.8578 | 28.8578 | 28.8578 | 28.8578 | 28.8578 | 28.8578 | 28.8578 | 28.8578 | 28.8578 | 28.8578 | 28.8578 | 28.8578 | 28.8578 | 28.8578 | 28.8578 | 28.8578 | 28.8578 | 28.8578 | 28.8578 | 28.8578 | 28.8578 | 28.8578 | 28.8578 | 28.8578 | 28.8578 | 28.8578 | 28.8578 | 28.8578 | 28.8578 | 28.8578 | 28.8578 | 28.8578 | 28.8578 | 28.8578 | 28.8578 | 28.8578 | 28.8578 | 28.8578 | 28.8578
3093 | 28.8586 | 28.8586 | 28.8586 | 28.8586 | 28.8586 | 28.8586 | 28.8586 | 28.8586 | 28.8586 | 28.8586 | 28.8586 | 28.8586 | 28.8586 | 28.8586 | 28.8586 | 28.8586 | 28.8586 | 28.8586 | 28.8586 | 28.8586 | 28.8586 | 28.8586 | 28.8586 | 28.8586 | 28.8586 | 28.8586 | 28.8586 | 28.8586 | 28.8586 | 28.8586 | 28.8586 | 28.8586 | 28.8586 | 28.8586 | 28.8586 | 28.8586 | 28.8586 | 28.8586 | 28.8586 | 28.8586 | 28.8586 | 28.8586 | 28.8586 | 28.8586 | 28.8586 | 28.8586 | 28.8586 | 28.8586 | 28.8586 | 28.8586 | 28.8586 | 28.8586 | 28.8586 | 28.8586 | 28.8586 | 28.8586 | 28.8586 | 28.8586 | 28.8586 | 28.8586
3094 | 28.8594 | 28.8594 | 28.8594 | 28.8594 | 28.8594 | 28.8594 | 28.8594 | 28.8594 | 28.8594 | 28.8594 | 28.8594 | 28.8594 | 28.8594 | 28.8594 | 28.8594 | 28.8594 | 28.8594 | 28.8594 | 28.8594 | 28.8594 | 28.8594 | 28.8594 | 28.8594 | 28.8594 | 28.8594 | 28.8594 | 28.8594 | 28.8594 | 28.8594 | 28.8594 | 28.8594 | 28.8594 | 28.8594 | 28.8594 | 28.8594 | 28.8594 | 28.8594 | 28.8594 | 28.8594 | 28.8594 | 28.8594 | 28.8594 | 28.8594 | 28.8594 | 28.8594 | 28.8594 | 28.8594 | 28.8594 | 28.8594 | 28.8594 | 28.8594 | 28.8594 | 28.8594 | 28.8594 | 28.8594 | 28.8594 | 28.8594 | 28.8594 | 28.8594 | 28.8594
3095 | 28.8603 | 28.8603 | 28.8603 | 28.8603 | 28.8603 | 28.8603 | 28.8603 | 28.8603 | 28.8603 | 28.8603 | 28.8603 | 28.8603 | 28.8603 | 28.8603 | 28.8603 | 28.8603 | 28.8603 | 28.8603 | 28.8603 | 28.8603 | 28.8603 | 28.8603 | 28.8603 | 28.8603 | 28.8603 | 28.8603 | 28.8603 | 28.8603 | 28.8603 | 28.8603 | 28.8603 | 28.8603 | 28.8603 | 28.8603 | 28.8603 | 28.8603 | 28.8603 | 28.8603 | 28.8603 | 28.8603 | 28.8603 | 28.8603 | 28.8603 | 28.8603 | 28.8603 | 28.8603 | 28.8603 | 28.8603 | 28.8603 | 28.8603 | 28.8603 | 28.8603 | 28.8603 | 28.8603 | 28.8603 | 28.8603 | 28.8603 | 28.8603 | 28.8603 | 28.8603
3096 | 28.8611 | 28.8611 | 28.8611 | 28.8611 | 28.8611 | 28.8611 | 28.8611 | 28.8611 | 28.8611 | 28.8611 | 28.8611 | 28.8611 | 28.8611 | 28.8611 | 28.8611 | 28.8611 | 28.8611 | 28.8611 | 28.8611 | 28.8611 | 28.8611 | 28.8611 | 28.8611 | 28.8611 | 28.8611 | 28.8611 | 28.8611 | 28.8611 | 28.8611 | 28.8611 | 28.8611 | 28.8611 | 28.8611 | 28.8611 | 28.8611 | 28.8611 | 28.8611 | 28.8611 | 28.8611 | 28.8611 | 28.8611 | 28.8611 | 28.8611 | 28.8611 | 28.8611 | 28.8611 | 28.8611 | 28.8611 | 28.8611 | 28.8611 | 28.8611 | 28.8611 | 28.8611 | 28.8611 | 28.8611 | 28.8611 | 28.8611 | 28.8611 | 28.8611 | 28.8611
3097 | 28.8619 | 28.8619 | 28.8619 | 28.8619 | 28.8619 | 28.8619 | 28.8619 | 28.8619 | 28.8619 | 28.8619 | 28.8619 | 28.8619 | 28.8619 | 28.8619 | 28.8619 | 28.8619 | 28.8619 | 28.8619 | 28.8619 | 28.8619 | 28.8619 | 28.8619 | 28.8619 | 28.8619 | 28.8619 | 28.8619 | 28.8619 | 28.8619 | 28.8619 | 28.8619 | 28.8619 | 28.8619 | 28.8619 | 28.8619 | 28.8619 | 28.8619 | 28.8619 | 28.8619 | 28.8619 | 28.8619 | 28.8619 | 28.8619 | 28.8619 | 28.8619 | 28.8619 | 28.8619 | 28.8619 | 28.8619 | 28.8619 | 28.8619 | 28.8619 | 28.8619 | 28.8619 | 28.8619 | 28.8619 | 28.8619 | 28.8619 | 28.8619 | 28.8619 | 28.8619
3098 | 28.8627 | 28.8627 | 28.8627 | 28.8627 | 28.8627 | 28.8627 | 28.8627 | 28.8627 | 28.8627 | 28.8627 | 28.8627 | 28.8627 | 28.8627 | 28.8627 | 28.8627 | 28.8627 | 28.8627 | 28.8627 | 28.8627 | 28.8627 | 28.8627 | 28.8627 | 28.8627 | 28.8627 | 28.8627 | 28.8627 | 28.8627 | 28.8627 | 28.8627 | 28.8627 | 28.8627 | 28.8627 | 28.8627 | 28.8627 | 28.8627 | 28.8627 | 28.8627 | 28.8627 | 28.8627 | 28.8627 | 28.8627 | 28.8627 | 28.8627 | 28.8627 | 28.8627 | 28.8627 | 28.8627 | 28.8627 | 28.8627 | 28.8627 | 28.8627 | 28.8627 | 28.8627 | 28.8627 | 28.8627 | 28.8627 | 28.8627 | 28.8627 | 28.8627 | 28.8627
3099 | 28.8635 | 28.8635 | 28.8635 | 28.8635 | 28.8635 | 28.8635 | 28.8635 | 28.8635 | 28.8635 | 28.8635 | 28.8635 | 28.8635 | 28.8635 | 28.8635 | 28.8635 | 28.8635 | 28.8635 | 28.8635 | 28.8635 | 28.8635 | 28.8635 | 28.8635 | 28.8635 | 28.8635 | 28.8635 | 28.8635 | 28.8635 | 28.8635 | 28.8635 | 28.8635 | 28.8635 | 28.8635 | 28.8635 | 28.8635 | 28.8635 | 28.8635 | 28.8635 | 28.8635 | 28.8635 | 28.8635 | 28.8635 | 28.8635 | 28.8635 | 28.8635 | 28.8635 | 28.8635 | 28.8635 | 28.8635 | 28.8635 | 28.8635 | 28.8635 | 28.8635 | 28.8635 | 28.8635 | 28.8635 | 28.8635 | 28.8635 | 28.8635 | 28.8635 | 28.8635
3100 | 28.8643 | 28.8643 | 28.8643 | 28.8643 | 28.8643 | 28.8643 | 28.8643 | 28.8643 | 28.8643 | 28.8643 | 28.8643 | 28.8643 | 28.8643 | 28.8643 | 28.8643 | 28.8643 | 28.8643 | 28.8643 | 28.8643 | 28.8643 | 28.8643 | 28.8643 | 28.8643 | 28.8643 | 28.8643 | 28.8643 | 28.8643 | 28.8643 | 28.8643 | 28.8643 | 28.8643 | 28.8643 | 28.8643 | 28.8643 | 28.8643 | 28.8643 | 28.8643 | 28.8643 | 28.8643 | 28.8643 | 28.8643 | 28.8643 | 28.8643 | 28.8643 | 28.8643 | 28.8643 | 28.8643 | 28.8643 | 28.8643 | 28.8643 | 28.8643 | 28.8643 | 28.8643 | 28.8643 | 28.8643 | 28.8643 | 28.8643 | 28.8643 | 28.8643 | 28.8643
3101 | 28.8651 | 28.8651 | 28.8651 | 28.8651 | 28.8651 | 28.8651 | 28.8651 | 28.8651 | 28.8651 | 28.8651 | 28.8651 | 28.8651 | 28.8651 | 28.8651 | 28.8651 | 28.8651 | 28.8651 | 28.8651 | 28.8651 | 28.8651 | 28.8651 | 28.8651 | 28.8651 | 28.8651 | 28.8651 | 28.8651 | 28.8651 | 28.8651 | 28.8651 | 28.8651 | 28.8651 | 28.8651 | 28.8651 | 28.8651 | 28.8651 | 28.8651 | 28.8651 | 28.8651 | 28.8651 | 28.8651 | 28.8651 | 28.8651 | 28.8651 | 28.8651 | 28.8651 | 28.8651 | 28.8651 | 28.8651 | 28.8651 | 28.8651 | 28.8651 | 28.8651 | 28.8651 | 28.8651 | 28.8651 | 28.8651 | 28.8651 | 28.8651 | 28.8651 | 28.8651
3102 | 28.8659 | 28.8659 | 28.8659 | 28.8659 | 28.8659 | 28.8659 | 28.8659 | 28.8659 | 28.8659 | 28.8659 | 28.8659 | 28.8659 | 28.8659 | 28.8659 | 28.8659 | 28.8659 | 28.8659 | 28.8659 | 28.8659 | 28.8659 | 28.8659 | 28.8659 | 28.8659 | 28.8659 | 28.8659 | 28.8659 | 28.8659 | 28.8659 | 28.8659 | 28.8659 | 28.8659 | 28.8659 | 28.8659 | 28.8659 | 28.8659 | 28.8659 | 28.8659 | 28.8659 | 28.8659 | 28.8659 | 28.8659 | 28.8659 | 28.8659 | 28.8659 | 28.8659 | 28.8659 | 28.8659 | 28.8659 | 28.8659 | 28.8659 | 28.8659 | 28.8659 | 28.8659 | 28.8659 | 28.8659 | 28.8659 | 28.8659 | 28.8659 | 28.8659 | 28.8659
3103 | 28.8667 | 28.8667 | 28.8667 | 28.8667 | 28.8667 | 28.8667 | 28.8667 | 28.8667 | 28.8667 | 28.8667 | 28.8667 | 28.8667 | 28.8667 | 28.8667 | 28.8667 | 28.8667 | 28.8667 | 28.8667 | 28.8667 | 28.8667 | 28.8667 | 28.8667 | 28.8667 | 28.8667 | 28.8667 | 28.8667 | 28.8667 | 28.8667 | 28.8667 | 28.8667 | 28.8667 | 28.8667 | 28.8667 | 28.8667 | 28.8667 | 28.8667 | 28.8667 | 28.8667 | 28.8667 | 28.8667 | 28.8667 | 28.8667 | 28.8667 | 28.8667 | 28.8667 | 28.8667 | 28.8667 | 28.8667 | 28.8667 | 28.8667 | 28.8667 | 28.8667 | 28.8667 | 28.8667 | 28.8667 | 28.8667 | 28.8667 | 28.8667 | 28.8667 | 28.8667
3104 | 28.8675 | 28.8675 | 28.8675 | 28.8675 | 28.8675 | 28.8675 | 28.8675 | 28.8675 | 28.8675 | 28.8675 | 28.8675 | 28.8675 | 28.8675 | 28.8675 | 28.8675 | 28.8675 | 28.8675 | 28.8675 | 28.8675 | 28.8675 | 28.8675 | 28.8675 | 28.8675 | 28.8675 | 28.8675 | 28.8675 | 28.8675 | 28.8675 | 28.8675 | 28.8675 | 28.8675 | 28.8675 | 28.8675 | 28.8675 | 28.8675 | 28.8675 | 28.8675 | 28.8675 | 28.8675 | 28.8675 | 28.8675 | 28.8675 | 28.8675 | 28.8675 | 28.8675 | 28.8675 | 28.8675 | 28.8675 | 28.8675 | 28.8675 | 28.8675 | 28.8675 | 28.8675 | 28.8675 | 28.8675 | 28.8675 | 28.8675 | 28.8675 | 28.8675 | 28.8675
3105 | 28.8683 | 28.8683 | 28.8683 | 28.8683 | 28.8683 | 28.8683 | 28.8683 | 28.8683 | 28.8683 | 28.8683 | 28.8683 | 28.8683 | 28.8683 | 28.8683 | 28.8683 | 28.8683 | 28.8683 | 28.8683 | 28.8683 | 28.8683 | 28.8683 | 28.8683 | 28.8683 | 28.8683 | 28.8683 | 28.8683 | 28.8683 | 28.8683 | 28.8683 | 28.8683 | 28.8683 | 28.8683 | 28.8683 | 28.8683 | 28.8683 | 28.8683 | 28.8683 | 28.8683 | 28.8683 | 28.8683 | 28.8683 | 28.8683 | 28.8683 | 28.8683 | 28.8683 | 28.8683 | 28.8683 | 28.8683 | 28.8683 | 28.8683 | 28.8683 | 28.8683 | 28.8683 | 28.8683 | 28.8683 | 28.8683 | 28.8683 | 28.8683 | 28.8683 | 28.8683
3106 | 28.8691 | 28.8691 | 28.8691 | 28.8691 | 28.8691 | 28.8691 | 28.8691 | 28.8691 | 28.8691 | 28.8691 | 28.8691 | 28.8691 | 28.8691 | 28.8691 | 28.8691 | 28.8691 | 28.8691 | 28.8691 | 28.8691 | 28.8691 | 28.8691 | 28.8691 | 28.8691 | 28.8691 | 28.8691 | 28.8691 | 28.8691 | 28.8691 | 28.8691 | 28.8691 | 28.8691 | 28.8691 | 28.8691 | 28.8691 | 28.8691 | 28.8691 | 28.8691 | 28.8691 | 28.8691 | 28.8691 | 28.8691 | 28.8691 | 28.8691 | 28.8691 | 28.8691 | 28.8691 | 28.8691 | 28.8691 | 28.8691 | 28.8691 | 28.8691 | 28.8691 | 28.8691 | 28.8691 | 28.8691 | 28.8691 | 28.8691 | 28.8691 | 28.8691 | 28.8691
3107 | 28.8699 | 28.8699 | 28.8699 | 28.8699 | 28.8699 | 28.8699 | 28.8699 | 28.8699 | 28.8699 | 28.8699 | 28.8699 | 28.8699 | 28.8699 | 28.8699 | 28.8699 | 28.8699 | 28.8699 | 28.8699 | 28.8699 | 28.8699 | 28.8699 | 28.8699 | 28.8699 | 28.8699 | 28.8699 | 28.8699 | 28.8699 | 28.8699 | 28.8699 | 28.8699 | 28.8699 | 28.8699 | 28.8699 | 28.8699 | 28.8699 | 28.8699 | 28.8699 | 28.8699 | 28.8699 | 28.8699 | 28.8699 | 28.8699 | 28.8699 | 28.8699 | 28.8699 | 28.8699 | 28.8699 | 28.8699 | 28.8699 | 28.8699 | 28.8699 | 28.8699 | 28.8699 | 28.8699 | 28.8699 | 28.8699 | 28.8699 | 28.8699 | 28.8699 | 28.8699
3108 | 28.8707 | 28.8707 | 28.8707 | 28.8707 | 28.8707 | 28.8707 | 28.8707 | 28.8707 | 28.8707 | 28.8707 | 28.8707 | 28.8707 | 28.8707 | 28.8707 | 28.8707 | 28.8707 | 28.8707 | 28.8707 | 28.8707 | 28.8707 | 28.8707 | 28.8707 | 28.8707 | 28.8707 | 28.8707 | 28.8707 | 28.8707 | 28.8707 | 28.8707 | 28.8707 | 28.8707 | 28.8707 | 28.8707 | 28.8707 | 28.8707 | 28.8707 | 28.8707 | 28.8707 | 28.8707 | 28.8707 | 28.8707 | 28.8707 | 28.8707 | 28.8707 | 28.8707 | 28.8707 | 28.8707 | 28.8707 | 28.8707 | 28.8707 | 28.8707 | 28.8707 | 28.8707 | 28.8707 | 28.8707 | 28.8707 | 28.8707 | 28.8707 | 28.8707 | 28.8707
3109 | 28.8715 | 28.8715 | 28.8715 | 28.8715 | 28.8715 | 28.8715 | 28.8715 | 28.8715 | 28.8715 | 28.8715 | 28.8715 | 28.8715 | 28.8715 | 28.8715 | 28.8715 | 28.8715 | 28.8715 | 28.8715 | 28.8715 | 28.8715 | 28.8715 | 28.8715 | 28.8715 | 28.8715 | 28.8715 | 28.8715 | 28.8715 | 28.8715 | 28.8715 | 28.8715 | 28.8715 | 28.8715 | 28.8715 | 28.8715 | 28.8715 | 28.8715 | 28.8715 | 28.8715 | 28.8715 | 28.8715 | 28.8715 | 28.8715 | 28.8715 | 28.8715 | 28.8715 | 28.8715 | 28.8715 | 28.8715 | 28.8715 | 28.8715 | 28.8715 | 28.8715 | 28.8715 | 28.8715 | 28.8715 | 28.8715 | 28.8715 | 28.8715 | 28.8715 | 28.8715
3110 | 28.8723 | 28.8723 | 28.8723 | 28.8723 | 28.8723 | 28.8723 | 28.8723 | 28.8723 | 28.8723 | 28.8723 | 28.8723 | 28.8723 | 28.8723 | 28.8723 | 28.8723 | 28.8723 | 28.8723 | 28.8723 | 28.8723 | 28.8723 | 28.8723 | 28.8723 | 28.8723 | 28.8723 | 28.8723 | 28.8723 | 28.8723 | 28.8723 | 28.8723 | 28.8723 | 28.8723 | 28.8723 | 28.8723 | 28.8723 | 28.8723 | 28.8723 | 28.8723 | 28.8723 | 28.8723 | 28.8723 | 28.8723 | 28.8723 | 28.8723 | 28.8723 | 28.8723 | 28.8723 | 28.8723 | 28.8723 | 28.8723 | 28.8723 | 28.8723 | 28.8723 | 28.8723 | 28.8723 | 28.8723 | 28.8723 | 28.8723 | 28.8723 | 28.8723 | 28.8723
3111 | 28.8731 | 28.8731 | 28.8731 | 28.8731 | 28.8731 | 28.8731 | 28.8731 | 28.8731 | 28.8731 | 28.8731 | 28.8731 | 28.8731 | 28.8731 | 28.8731 | 28.8731 | 28.8731 | 28.8731 | 28.8731 | 28.8731 | 28.8731 | 28.8731 | 28.8731 | 28.8731 | 28.8731 | 28.8731 | 28.8731 | 28.8731 | 28.8731 | 28.8731 | 28.8731 | 28.8731 | 28.8731 | 28.8731 | 28.8731 | 28.8731 | 28.8731 | 28.8731 | 28.8731 | 28.8731 | 28.8731 | 28.8731 | 28.8731 | 28.8731 | 28.8731 | 28.8731 | 28.8731 | 28.8731 | 28.8731 | 28.8731 | 28.8731 | 28.8731 | 28.8731 | 28.8731 | 28.8731 | 28.8731 | 28.8731 | 28.8731 | 28.8731 | 28.8731 | 28.8731
3112 | 28.8739 | 28.8739 | 28.8739 | 28.8739 | 28.8739 | 28.8739 | 28.8739 | 28.8739 | 28.8739 | 28.8739 | 28.8739 | 28.8739 | 28.8739 | 28.8739 | 28.8739 | 28.8739 | 28.8739 | 28.8739 | 28.8739 | 28.8739 | 28.8739 | 28.8739 | 28.8739 | 28.8739 | 28.8739 | 28.8739 | 28.8739 | 28.8739 | 28.8739 | 28.8739 | 28.8739 | 28.8739 | 28.8739 | 28.8739 | 28.8739 | 28.8739 | 28.8739 | 28.8739 | 28.8739 | 28.8739 | 28.8739 | 28.8739 | 28.8739 | 28.8739 | 28.8739 | 28.8739 | 28.8739 | 28.8739 | 28.8739 | 28.8739 | 28.8739 | 28.8739 | 28.8739 | 28.8739 | 28.8739 | 28.8739 | 28.8739 | 28.8739 | 28.8739 | 28.8739
3113 | 28.8748 | 28.8748 | 28.8748 | 28.8748 | 28.8748 | 28.8748 | 28.8748 | 28.8748 | 28.8748 | 28.8748 | 28.8748 | 28.8748 | 28.8748 | 28.8748 | 28.8748 | 28.8748 | 28.8748 | 28.8748 | 28.8748 | 28.8748 | 28.8748 | 28.8748 | 28.8748 | 28.8748 | 28.8748 | 28.8748 | 28.8748 | 28.8748 | 28.8748 | 28.8748 | 28.8748 | 28.8748 | 28.8748 | 28.8748 | 28.8748 | 28.8748 | 28.8748 | 28.8748 | 28.8748 | 28.8748 | 28.8748 | 28.8748 | 28.8748 | 28.8748 | 28.8748 | 28.8748 | 28.8748 | 28.8748 | 28.8748 | 28.8748 | 28.8748 | 28.8748 | 28.8748 | 28.8748 | 28.8748 | 28.8748 | 28.8748 | 28.8748 | 28.8748 | 28.8748
3114 | 28.8756 | 28.8756 | 28.8756 | 28.8756 | 28.8756 | 28.8756 | 28.8756 | 28.8756 | 28.8756 | 28.8756 | 28.8756 | 28.8756 | 28.8756 | 28.8756 | 28.8756 | 28.8756 | 28.8756 | 28.8756 | 28.8756 | 28.8756 | 28.8756 | 28.8756 | 28.8756 | 28.8756 | 28.8756 | 28.8756 | 28.8756 | 28.8756 | 28.8756 | 28.8756 | 28.8756 | 28.8756 | 28.8756 | 28.8756 | 28.8756 | 28.8756 | 28.8756 | 28.8756 | 28.8756 | 28.8756 | 28.8756 | 28.8756 | 28.8756 | 28.8756 | 28.8756 | 28.8756 | 28.8756 | 28.8756 | 28.8756 | 28.8756 | 28.8756 | 28.8756 | 28.8756 | 28.8756 | 28.8756 | 28.8756 | 28.8756 | 28.8756 | 28.8756 | 28.8756
3115 | 28.8764 | 28.8764 | 28.8764 | 28.8764 | 28.8764 | 28.8764 | 28.8764 | 28.8764 | 28.8764 | 28.8764 | 28.8764 | 28.8764 | 28.8764 | 28.8764 | 28.8764 | 28.8764 | 28.8764 | 28.8764 | 28.8764 | 28.8764 | 28.8764 | 28.8764 | 28.8764 | 28.8764 | 28.8764 | 28.8764 | 28.8764 | 28.8764 | 28.8764 | 28.8764 | 28.8764 | 28.8764 | 28.8764 | 28.8764 | 28.8764 | 28.8764 | 28.8764 | 28.8764 | 28.8764 | 28.8764 | 28.8764 | 28.8764 | 28.8764 | 28.8764 | 28.8764 | 28.8764 | 28.8764 | 28.8764 | 28.8764 | 28.8764 | 28.8764 | 28.8764 | 28.8764 | 28.8764 | 28.8764 | 28.8764 | 28.8764 | 28.8764 | 28.8764 | 28.8764
3116 | 28.8772 | 28.8772 | 28.8772 | 28.8772 | 28.8772 | 28.8772 | 28.8772 | 28.8772 | 28.8772 | 28.8772 | 28.8772 | 28.8772 | 28.8772 | 28.8772 | 28.8772 | 28.8772 | 28.8772 | 28.8772 | 28.8772 | 28.8772 | 28.8772 | 28.8772 | 28.8772 | 28.8772 | 28.8772 | 28.8772 | 28.8772 | 28.8772 | 28.8772 | 28.8772 | 28.8772 | 28.8772 | 28.8772 | 28.8772 | 28.8772 | 28.8772 | 28.8772 | 28.8772 | 28.8772 | 28.8772 | 28.8772 | 28.8772 | 28.8772 | 28.8772 | 28.8772 | 28.8772 | 28.8772 | 28.8772 | 28.8772 | 28.8772 | 28.8772 | 28.8772 | 28.8772 | 28.8772 | 28.8772 | 28.8772 | 28.8772 | 28.8772 | 28.8772 | 28.8772
3117 | 28.878 | 28.878 | 28.878 | 28.878 | 28.878 | 28.878 | 28.878 | 28.878 | 28.878 | 28.878 | 28.878 | 28.878 | 28.878 | 28.878 | 28.878 | 28.878 | 28.878 | 28.878 | 28.878 | 28.878 | 28.878 | 28.878 | 28.878 | 28.878 | 28.878 | 28.878 | 28.878 | 28.878 | 28.878 | 28.878 | 28.878 | 28.878 | 28.878 | 28.878 | 28.878 | 28.878 | 28.878 | 28.878 | 28.878 | 28.878 | 28.878 | 28.878 | 28.878 | 28.878 | 28.878 | 28.878 | 28.878 | 28.878 | 28.878 | 28.878 | 28.878 | 28.878 | 28.878 | 28.878 | 28.878 | 28.878 | 28.878 | 28.878 | 28.878 | 28.878
3118 | 28.8788 | 28.8788 | 28.8788 | 28.8788 | 28.8788 | 28.8788 | 28.8788 | 28.8788 | 28.8788 | 28.8788 | 28.8788 | 28.8788 | 28.8788 | 28.8788 | 28.8788 | 28.8788 | 28.8788 | 28.8788 | 28.8788 | 28.8788 | 28.8788 | 28.8788 | 28.8788 | 28.8788 | 28.8788 | 28.8788 | 28.8788 | 28.8788 | 28.8788 | 28.8788 | 28.8788 | 28.8788 | 28.8788 | 28.8788 | 28.8788 | 28.8788 | 28.8788 | 28.8788 | 28.8788 | 28.8788 | 28.8788 | 28.8788 | 28.8788 | 28.8788 | 28.8788 | 28.8788 | 28.8788 | 28.8788 | 28.8788 | 28.8788 | 28.8788 | 28.8788 | 28.8788 | 28.8788 | 28.8788 | 28.8788 | 28.8788 | 28.8788 | 28.8788 | 28.8788
3119 | 28.8796 | 28.8796 | 28.8796 | 28.8796 | 28.8796 | 28.8796 | 28.8796 | 28.8796 | 28.8796 | 28.8796 | 28.8796 | 28.8796 | 28.8796 | 28.8796 | 28.8796 | 28.8796 | 28.8796 | 28.8796 | 28.8796 | 28.8796 | 28.8796 | 28.8796 | 28.8796 | 28.8796 | 28.8796 | 28.8796 | 28.8796 | 28.8796 | 28.8796 | 28.8796 | 28.8796 | 28.8796 | 28.8796 | 28.8796 | 28.8796 | 28.8796 | 28.8796 | 28.8796 | 28.8796 | 28.8796 | 28.8796 | 28.8796 | 28.8796 | 28.8796 | 28.8796 | 28.8796 | 28.8796 | 28.8796 | 28.8796 | 28.8796 | 28.8796 | 28.8796 | 28.8796 | 28.8796 | 28.8796 | 28.8796 | 28.8796 | 28.8796 | 28.8796 | 28.8796
3120 | 28.8804 | 28.8804 | 28.8804 | 28.8804 | 28.8804 | 28.8804 | 28.8804 | 28.8804 | 28.8804 | 28.8804 | 28.8804 | 28.8804 | 28.8804 | 28.8804 | 28.8804 | 28.8804 | 28.8804 | 28.8804 | 28.8804 | 28.8804 | 28.8804 | 28.8804 | 28.8804 | 28.8804 | 28.8804 | 28.8804 | 28.8804 | 28.8804 | 28.8804 | 28.8804 | 28.8804 | 28.8804 | 28.8804 | 28.8804 | 28.8804 | 28.8804 | 28.8804 | 28.8804 | 28.8804 | 28.8804 | 28.8804 | 28.8804 | 28.8804 | 28.8804 | 28.8804 | 28.8804 | 28.8804 | 28.8804 | 28.8804 | 28.8804 | 28.8804 | 28.8804 | 28.8804 | 28.8804 | 28.8804 | 28.8804 | 28.8804 | 28.8804 | 28.8804 | 28.8804
3121 | 28.8812 | 28.8812 | 28.8812 | 28.8812 | 28.8812 | 28.8812 | 28.8812 | 28.8812 | 28.8812 | 28.8812 | 28.8812 | 28.8812 | 28.8812 | 28.8812 | 28.8812 | 28.8812 | 28.8812 | 28.8812 | 28.8812 | 28.8812 | 28.8812 | 28.8812 | 28.8812 | 28.8812 | 28.8812 | 28.8812 | 28.8812 | 28.8812 | 28.8812 | 28.8812 | 28.8812 | 28.8812 | 28.8812 | 28.8812 | 28.8812 | 28.8812 | 28.8812 | 28.8812 | 28.8812 | 28.8812 | 28.8812 | 28.8812 | 28.8812 | 28.8812 | 28.8812 | 28.8812 | 28.8812 | 28.8812 | 28.8812 | 28.8812 | 28.8812 | 28.8812 | 28.8812 | 28.8812 | 28.8812 | 28.8812 | 28.8812 | 28.8812 | 28.8812 | 28.8812
3122 | 28.882 | 28.882 | 28.882 | 28.882 | 28.882 | 28.882 | 28.882 | 28.882 | 28.882 | 28.882 | 28.882 | 28.882 | 28.882 | 28.882 | 28.882 | 28.882 | 28.882 | 28.882 | 28.882 | 28.882 | 28.882 | 28.882 | 28.882 | 28.882 | 28.882 | 28.882 | 28.882 | 28.882 | 28.882 | 28.882 | 28.882 | 28.882 | 28.882 | 28.882 | 28.882 | 28.882 | 28.882 | 28.882 | 28.882 | 28.882 | 28.882 | 28.882 | 28.882 | 28.882 | 28.882 | 28.882 | 28.882 | 28.882 | 28.882 | 28.882 | 28.882 | 28.882 | 28.882 | 28.882 | 28.882 | 28.882 | 28.882 | 28.882 | 28.882 | 28.882
3123 | 28.8828 | 28.8828 | 28.8828 | 28.8828 | 28.8828 | 28.8828 | 28.8828 | 28.8828 | 28.8828 | 28.8828 | 28.8828 | 28.8828 | 28.8828 | 28.8828 | 28.8828 | 28.8828 | 28.8828 | 28.8828 | 28.8828 | 28.8828 | 28.8828 | 28.8828 | 28.8828 | 28.8828 | 28.8828 | 28.8828 | 28.8828 | 28.8828 | 28.8828 | 28.8828 | 28.8828 | 28.8828 | 28.8828 | 28.8828 | 28.8828 | 28.8828 | 28.8828 | 28.8828 | 28.8828 | 28.8828 | 28.8828 | 28.8828 | 28.8828 | 28.8828 | 28.8828 | 28.8828 | 28.8828 | 28.8828 | 28.8828 | 28.8828 | 28.8828 | 28.8828 | 28.8828 | 28.8828 | 28.8828 | 28.8828 | 28.8828 | 28.8828 | 28.8828 | 28.8828
3124 | 28.8836 | 28.8836 | 28.8836 | 28.8836 | 28.8836 | 28.8836 | 28.8836 | 28.8836 | 28.8836 | 28.8836 | 28.8836 | 28.8836 | 28.8836 | 28.8836 | 28.8836 | 28.8836 | 28.8836 | 28.8836 | 28.8836 | 28.8836 | 28.8836 | 28.8836 | 28.8836 | 28.8836 | 28.8836 | 28.8836 | 28.8836 | 28.8836 | 28.8836 | 28.8836 | 28.8836 | 28.8836 | 28.8836 | 28.8836 | 28.8836 | 28.8836 | 28.8836 | 28.8836 | 28.8836 | 28.8836 | 28.8836 | 28.8836 | 28.8836 | 28.8836 | 28.8836 | 28.8836 | 28.8836 | 28.8836 | 28.8836 | 28.8836 | 28.8836 | 28.8836 | 28.8836 | 28.8836 | 28.8836 | 28.8836 | 28.8836 | 28.8836 | 28.8836 | 28.8836
3125 | 28.8844 | 28.8844 | 28.8844 | 28.8844 | 28.8844 | 28.8844 | 28.8844 | 28.8844 | 28.8844 | 28.8844 | 28.8844 | 28.8844 | 28.8844 | 28.8844 | 28.8844 | 28.8844 | 28.8844 | 28.8844 | 28.8844 | 28.8844 | 28.8844 | 28.8844 | 28.8844 | 28.8844 | 28.8844 | 28.8844 | 28.8844 | 28.8844 | 28.8844 | 28.8844 | 28.8844 | 28.8844 | 28.8844 | 28.8844 | 28.8844 | 28.8844 | 28.8844 | 28.8844 | 28.8844 | 28.8844 | 28.8844 | 28.8844 | 28.8844 | 28.8844 | 28.8844 | 28.8844 | 28.8844 | 28.8844 | 28.8844 | 28.8844 | 28.8844 | 28.8844 | 28.8844 | 28.8844 | 28.8844 | 28.8844 | 28.8844 | 28.8844 | 28.8844 | 28.8844
3126 | 28.8852 | 28.8852 | 28.8852 | 28.8852 | 28.8852 | 28.8852 | 28.8852 | 28.8852 | 28.8852 | 28.8852 | 28.8852 | 28.8852 | 28.8852 | 28.8852 | 28.8852 | 28.8852 | 28.8852 | 28.8852 | 28.8852 | 28.8852 | 28.8852 | 28.8852 | 28.8852 | 28.8852 | 28.8852 | 28.8852 | 28.8852 | 28.8852 | 28.8852 | 28.8852 | 28.8852 | 28.8852 | 28.8852 | 28.8852 | 28.8852 | 28.8852 | 28.8852 | 28.8852 | 28.8852 | 28.8852 | 28.8852 | 28.8852 | 28.8852 | 28.8852 | 28.8852 | 28.8852 | 28.8852 | 28.8852 | 28.8852 | 28.8852 | 28.8852 | 28.8852 | 28.8852 | 28.8852 | 28.8852 | 28.8852 | 28.8852 | 28.8852 | 28.8852 | 28.8852
3127 | 28.886 | 28.886 | 28.886 | 28.886 | 28.886 | 28.886 | 28.886 | 28.886 | 28.886 | 28.886 | 28.886 | 28.886 | 28.886 | 28.886 | 28.886 | 28.886 | 28.886 | 28.886 | 28.886 | 28.886 | 28.886 | 28.886 | 28.886 | 28.886 | 28.886 | 28.886 | 28.886 | 28.886 | 28.886 | 28.886 | 28.886 | 28.886 | 28.886 | 28.886 | 28.886 | 28.886 | 28.886 | 28.886 | 28.886 | 28.886 | 28.886 | 28.886 | 28.886 | 28.886 | 28.886 | 28.886 | 28.886 | 28.886 | 28.886 | 28.886 | 28.886 | 28.886 | 28.886 | 28.886 | 28.886 | 28.886 | 28.886 | 28.886 | 28.886 | 28.886
3128 | 28.8868 | 28.8868 | 28.8868 | 28.8868 | 28.8868 | 28.8868 | 28.8868 | 28.8868 | 28.8868 | 28.8868 | 28.8868 | 28.8868 | 28.8868 | 28.8868 | 28.8868 | 28.8868 | 28.8868 | 28.8868 | 28.8868 | 28.8868 | 28.8868 | 28.8868 | 28.8868 | 28.8868 | 28.8868 | 28.8868 | 28.8868 | 28.8868 | 28.8868 | 28.8868 | 28.8868 | 28.8868 | 28.8868 | 28.8868 | 28.8868 | 28.8868 | 28.8868 | 28.8868 | 28.8868 | 28.8868 | 28.8868 | 28.8868 | 28.8868 | 28.8868 | 28.8868 | 28.8868 | 28.8868 | 28.8868 | 28.8868 | 28.8868 | 28.8868 | 28.8868 | 28.8868 | 28.8868 | 28.8868 | 28.8868 | 28.8868 | 28.8868 | 28.8868 | 28.8868
3129 | 28.8876 | 28.8876 | 28.8876 | 28.8876 | 28.8876 | 28.8876 | 28.8876 | 28.8876 | 28.8876 | 28.8876 | 28.8876 | 28.8876 | 28.8876 | 28.8876 | 28.8876 | 28.8876 | 28.8876 | 28.8876 | 28.8876 | 28.8876 | 28.8876 | 28.8876 | 28.8876 | 28.8876 | 28.8876 | 28.8876 | 28.8876 | 28.8876 | 28.8876 | 28.8876 | 28.8876 | 28.8876 | 28.8876 | 28.8876 | 28.8876 | 28.8876 | 28.8876 | 28.8876 | 28.8876 | 28.8876 | 28.8876 | 28.8876 | 28.8876 | 28.8876 | 28.8876 | 28.8876 | 28.8876 | 28.8876 | 28.8876 | 28.8876 | 28.8876 | 28.8876 | 28.8876 | 28.8876 | 28.8876 | 28.8876 | 28.8876 | 28.8876 | 28.8876 | 28.8876
3130 | 28.8884 | 28.8884 | 28.8884 | 28.8884 | 28.8884 | 28.8884 | 28.8884 | 28.8884 | 28.8884 | 28.8884 | 28.8884 | 28.8884 | 28.8884 | 28.8884 | 28.8884 | 28.8884 | 28.8884 | 28.8884 | 28.8884 | 28.8884 | 28.8884 | 28.8884 | 28.8884 | 28.8884 | 28.8884 | 28.8884 | 28.8884 | 28.8884 | 28.8884 | 28.8884 | 28.8884 | 28.8884 | 28.8884 | 28.8884 | 28.8884 | 28.8884 | 28.8884 | 28.8884 | 28.8884 | 28.8884 | 28.8884 | 28.8884 | 28.8884 | 28.8884 | 28.8884 | 28.8884 | 28.8884 | 28.8884 | 28.8884 | 28.8884 | 28.8884 | 28.8884 | 28.8884 | 28.8884 | 28.8884 | 28.8884 | 28.8884 | 28.8884 | 28.8884 | 28.8884
3131 | 28.8892 | 28.8892 | 28.8892 | 28.8892 | 28.8892 | 28.8892 | 28.8892 | 28.8892 | 28.8892 | 28.8892 | 28.8892 | 28.8892 | 28.8892 | 28.8892 | 28.8892 | 28.8892 | 28.8892 | 28.8892 | 28.8892 | 28.8892 | 28.8892 | 28.8892 | 28.8892 | 28.8892 | 28.8892 | 28.8892 | 28.8892 | 28.8892 | 28.8892 | 28.8892 | 28.8892 | 28.8892 | 28.8892 | 28.8892 | 28.8892 | 28.8892 | 28.8892 | 28.8892 | 28.8892 | 28.8892 | 28.8892 | 28.8892 | 28.8892 | 28.8892 | 28.8892 | 28.8892 | 28.8892 | 28.8892 | 28.8892 | 28.8892 | 28.8892 | 28.8892 | 28.8892 | 28.8892 | 28.8892 | 28.8892 | 28.8892 | 28.8892 | 28.8892 | 28.8892
3132 | 28.89 | 28.89 | 28.89 | 28.89 | 28.89 | 28.89 | 28.89 | 28.89 | 28.89 | 28.89 | 28.89 | 28.89 | 28.89 | 28.89 | 28.89 | 28.89 | 28.89 | 28.89 | 28.89 | 28.89 | 28.89 | 28.89 | 28.89 | 28.89 | 28.89 | 28.89 | 28.89 | 28.89 | 28.89 | 28.89 | 28.89 | 28.89 | 28.89 | 28.89 | 28.89 | 28.89 | 28.89 | 28.89 | 28.89 | 28.89 | 28.89 | 28.89 | 28.89 | 28.89 | 28.89 | 28.89 | 28.89 | 28.89 | 28.89 | 28.89 | 28.89 | 28.89 | 28.89 | 28.89 | 28.89 | 28.89 | 28.89 | 28.89 | 28.89 | 28.89
3133 | 28.8908 | 28.8908 | 28.8908 | 28.8908 | 28.8908 | 28.8908 | 28.8908 | 28.8908 | 28.8908 | 28.8908 | 28.8908 | 28.8908 | 28.8908 | 28.8908 | 28.8908 | 28.8908 | 28.8908 | 28.8908 | 28.8908 | 28.8908 | 28.8908 | 28.8908 | 28.8908 | 28.8908 | 28.8908 | 28.8908 | 28.8908 | 28.8908 | 28.8908 | 28.8908 | 28.8908 | 28.8908 | 28.8908 | 28.8908 | 28.8908 | 28.8908 | 28.8908 | 28.8908 | 28.8908 | 28.8908 | 28.8908 | 28.8908 | 28.8908 | 28.8908 | 28.8908 | 28.8908 | 28.8908 | 28.8908 | 28.8908 | 28.8908 | 28.8908 | 28.8908 | 28.8908 | 28.8908 | 28.8908 | 28.8908 | 28.8908 | 28.8908 | 28.8908 | 28.8908
3134 | 28.8916 | 28.8916 | 28.8916 | 28.8916 | 28.8916 | 28.8916 | 28.8916 | 28.8916 | 28.8916 | 28.8916 | 28.8916 | 28.8916 | 28.8916 | 28.8916 | 28.8916 | 28.8916 | 28.8916 | 28.8916 | 28.8916 | 28.8916 | 28.8916 | 28.8916 | 28.8916 | 28.8916 | 28.8916 | 28.8916 | 28.8916 | 28.8916 | 28.8916 | 28.8916 | 28.8916 | 28.8916 | 28.8916 | 28.8916 | 28.8916 | 28.8916 | 28.8916 | 28.8916 | 28.8916 | 28.8916 | 28.8916 | 28.8916 | 28.8916 | 28.8916 | 28.8916 | 28.8916 | 28.8916 | 28.8916 | 28.8916 | 28.8916 | 28.8916 | 28.8916 | 28.8916 | 28.8916 | 28.8916 | 28.8916 | 28.8916 | 28.8916 | 28.8916 | 28.8916
3135 | 28.8924 | 28.8924 | 28.8924 | 28.8924 | 28.8924 | 28.8924 | 28.8924 | 28.8924 | 28.8924 | 28.8924 | 28.8924 | 28.8924 | 28.8924 | 28.8924 | 28.8924 | 28.8924 | 28.8924 | 28.8924 | 28.8924 | 28.8924 | 28.8924 | 28.8924 | 28.8924 | 28.8924 | 28.8924 | 28.8924 | 28.8924 | 28.8924 | 28.8924 | 28.8924 | 28.8924 | 28.8924 | 28.8924 | 28.8924 | 28.8924 | 28.8924 | 28.8924 | 28.8924 | 28.8924 | 28.8924 | 28.8924 | 28.8924 | 28.8924 | 28.8924 | 28.8924 | 28.8924 | 28.8924 | 28.8924 | 28.8924 | 28.8924 | 28.8924 | 28.8924 | 28.8924 | 28.8924 | 28.8924 | 28.8924 | 28.8924 | 28.8924 | 28.8924 | 28.8924
3136 | 28.8932 | 28.8932 | 28.8932 | 28.8932 | 28.8932 | 28.8932 | 28.8932 | 28.8932 | 28.8932 | 28.8932 | 28.8932 | 28.8932 | 28.8932 | 28.8932 | 28.8932 | 28.8932 | 28.8932 | 28.8932 | 28.8932 | 28.8932 | 28.8932 | 28.8932 | 28.8932 | 28.8932 | 28.8932 | 28.8932 | 28.8932 | 28.8932 | 28.8932 | 28.8932 | 28.8932 | 28.8932 | 28.8932 | 28.8932 | 28.8932 | 28.8932 | 28.8932 | 28.8932 | 28.8932 | 28.8932 | 28.8932 | 28.8932 | 28.8932 | 28.8932 | 28.8932 | 28.8932 | 28.8932 | 28.8932 | 28.8932 | 28.8932 | 28.8932 | 28.8932 | 28.8932 | 28.8932 | 28.8932 | 28.8932 | 28.8932 | 28.8932 | 28.8932 | 28.8932
3137 | 28.894 | 28.894 | 28.894 | 28.894 | 28.894 | 28.894 | 28.894 | 28.894 | 28.894 | 28.894 | 28.894 | 28.894 | 28.894 | 28.894 | 28.894 | 28.894 | 28.894 | 28.894 | 28.894 | 28.894 | 28.894 | 28.894 | 28.894 | 28.894 | 28.894 | 28.894 | 28.894 | 28.894 | 28.894 | 28.894 | 28.894 | 28.894 | 28.894 | 28.894 | 28.894 | 28.894 | 28.894 | 28.894 | 28.894 | 28.894 | 28.894 | 28.894 | 28.894 | 28.894 | 28.894 | 28.894 | 28.894 | 28.894 | 28.894 | 28.894 | 28.894 | 28.894 | 28.894 | 28.894 | 28.894 | 28.894 | 28.894 | 28.894 | 28.894 | 28.894
3138 | 28.8947 | 28.8947 | 28.8947 | 28.8947 | 28.8947 | 28.8947 | 28.8947 | 28.8947 | 28.8947 | 28.8947 | 28.8947 | 28.8947 | 28.8947 | 28.8947 | 28.8947 | 28.8947 | 28.8947 | 28.8947 | 28.8947 | 28.8947 | 28.8947 | 28.8947 | 28.8947 | 28.8947 | 28.8947 | 28.8947 | 28.8947 | 28.8947 | 28.8947 | 28.8947 | 28.8947 | 28.8947 | 28.8947 | 28.8947 | 28.8947 | 28.8947 | 28.8947 | 28.8947 | 28.8947 | 28.8947 | 28.8947 | 28.8947 | 28.8947 | 28.8947 | 28.8947 | 28.8947 | 28.8947 | 28.8947 | 28.8947 | 28.8947 | 28.8947 | 28.8947 | 28.8947 | 28.8947 | 28.8947 | 28.8947 | 28.8947 | 28.8947 | 28.8947 | 28.8947
3139 | 28.8955 | 28.8955 | 28.8955 | 28.8955 | 28.8955 | 28.8955 | 28.8955 | 28.8955 | 28.8955 | 28.8955 | 28.8955 | 28.8955 | 28.8955 | 28.8955 | 28.8955 | 28.8955 | 28.8955 | 28.8955 | 28.8955 | 28.8955 | 28.8955 | 28.8955 | 28.8955 | 28.8955 | 28.8955 | 28.8955 | 28.8955 | 28.8955 | 28.8955 | 28.8955 | 28.8955 | 28.8955 | 28.8955 | 28.8955 | 28.8955 | 28.8955 | 28.8955 | 28.8955 | 28.8955 | 28.8955 | 28.8955 | 28.8955 | 28.8955 | 28.8955 | 28.8955 | 28.8955 | 28.8955 | 28.8955 | 28.8955 | 28.8955 | 28.8955 | 28.8955 | 28.8955 | 28.8955 | 28.8955 | 28.8955 | 28.8955 | 28.8955 | 28.8955 | 28.8955
3140 | 28.8963 | 28.8963 | 28.8963 | 28.8963 | 28.8963 | 28.8963 | 28.8963 | 28.8963 | 28.8963 | 28.8963 | 28.8963 | 28.8963 | 28.8963 | 28.8963 | 28.8963 | 28.8963 | 28.8963 | 28.8963 | 28.8963 | 28.8963 | 28.8963 | 28.8963 | 28.8963 | 28.8963 | 28.8963 | 28.8963 | 28.8963 | 28.8963 | 28.8963 | 28.8963 | 28.8963 | 28.8963 | 28.8963 | 28.8963 | 28.8963 | 28.8963 | 28.8963 | 28.8963 | 28.8963 | 28.8963 | 28.8963 | 28.8963 | 28.8963 | 28.8963 | 28.8963 | 28.8963 | 28.8963 | 28.8963 | 28.8963 | 28.8963 | 28.8963 | 28.8963 | 28.8963 | 28.8963 | 28.8963 | 28.8963 | 28.8963 | 28.8963 | 28.8963 | 28.8963
3141 | 28.8971 | 28.8971 | 28.8971 | 28.8971 | 28.8971 | 28.8971 | 28.8971 | 28.8971 | 28.8971 | 28.8971 | 28.8971 | 28.8971 | 28.8971 | 28.8971 | 28.8971 | 28.8971 | 28.8971 | 28.8971 | 28.8971 | 28.8971 | 28.8971 | 28.8971 | 28.8971 | 28.8971 | 28.8971 | 28.8971 | 28.8971 | 28.8971 | 28.8971 | 28.8971 | 28.8971 | 28.8971 | 28.8971 | 28.8971 | 28.8971 | 28.8971 | 28.8971 | 28.8971 | 28.8971 | 28.8971 | 28.8971 | 28.8971 | 28.8971 | 28.8971 | 28.8971 | 28.8971 | 28.8971 | 28.8971 | 28.8971 | 28.8971 | 28.8971 | 28.8971 | 28.8971 | 28.8971 | 28.8971 | 28.8971 | 28.8971 | 28.8971 | 28.8971 | 28.8971
3142 | 28.8979 | 28.8979 | 28.8979 | 28.8979 | 28.8979 | 28.8979 | 28.8979 | 28.8979 | 28.8979 | 28.8979 | 28.8979 | 28.8979 | 28.8979 | 28.8979 | 28.8979 | 28.8979 | 28.8979 | 28.8979 | 28.8979 | 28.8979 | 28.8979 | 28.8979 | 28.8979 | 28.8979 | 28.8979 | 28.8979 | 28.8979 | 28.8979 | 28.8979 | 28.8979 | 28.8979 | 28.8979 | 28.8979 | 28.8979 | 28.8979 | 28.8979 | 28.8979 | 28.8979 | 28.8979 | 28.8979 | 28.8979 | 28.8979 | 28.8979 | 28.8979 | 28.8979 | 28.8979 | 28.8979 | 28.8979 | 28.8979 | 28.8979 | 28.8979 | 28.8979 | 28.8979 | 28.8979 | 28.8979 | 28.8979 | 28.8979 | 28.8979 | 28.8979 | 28.8979
3143 | 28.8987 | 28.8987 | 28.8987 | 28.8987 | 28.8987 | 28.8987 | 28.8987 | 28.8987 | 28.8987 | 28.8987 | 28.8987 | 28.8987 | 28.8987 | 28.8987 | 28.8987 | 28.8987 | 28.8987 | 28.8987 | 28.8987 | 28.8987 | 28.8987 | 28.8987 | 28.8987 | 28.8987 | 28.8987 | 28.8987 | 28.8987 | 28.8987 | 28.8987 | 28.8987 | 28.8987 | 28.8987 | 28.8987 | 28.8987 | 28.8987 | 28.8987 | 28.8987 | 28.8987 | 28.8987 | 28.8987 | 28.8987 | 28.8987 | 28.8987 | 28.8987 | 28.8987 | 28.8987 | 28.8987 | 28.8987 | 28.8987 | 28.8987 | 28.8987 | 28.8987 | 28.8987 | 28.8987 | 28.8987 | 28.8987 | 28.8987 | 28.8987 | 28.8987 | 28.8987
3144 | 28.8995 | 28.8995 | 28.8995 | 28.8995 | 28.8995 | 28.8995 | 28.8995 | 28.8995 | 28.8995 | 28.8995 | 28.8995 | 28.8995 | 28.8995 | 28.8995 | 28.8995 | 28.8995 | 28.8995 | 28.8995 | 28.8995 | 28.8995 | 28.8995 | 28.8995 | 28.8995 | 28.8995 | 28.8995 | 28.8995 | 28.8995 | 28.8995 | 28.8995 | 28.8995 | 28.8995 | 28.8995 | 28.8995 | 28.8995 | 28.8995 | 28.8995 | 28.8995 | 28.8995 | 28.8995 | 28.8995 | 28.8995 | 28.8995 | 28.8995 | 28.8995 | 28.8995 | 28.8995 | 28.8995 | 28.8995 | 28.8995 | 28.8995 | 28.8995 | 28.8995 | 28.8995 | 28.8995 | 28.8995 | 28.8995 | 28.8995 | 28.8995 | 28.8995 | 28.8995
3145 | 28.9003 | 28.9003 | 28.9003 | 28.9003 | 28.9003 | 28.9003 | 28.9003 | 28.9003 | 28.9003 | 28.9003 | 28.9003 | 28.9003 | 28.9003 | 28.9003 | 28.9003 | 28.9003 | 28.9003 | 28.9003 | 28.9003 | 28.9003 | 28.9003 | 28.9003 | 28.9003 | 28.9003 | 28.9003 | 28.9003 | 28.9003 | 28.9003 | 28.9003 | 28.9003 | 28.9003 | 28.9003 | 28.9003 | 28.9003 | 28.9003 | 28.9003 | 28.9003 | 28.9003 | 28.9003 | 28.9003 | 28.9003 | 28.9003 | 28.9003 | 28.9003 | 28.9003 | 28.9003 | 28.9003 | 28.9003 | 28.9003 | 28.9003 | 28.9003 | 28.9003 | 28.9003 | 28.9003 | 28.9003 | 28.9003 | 28.9003 | 28.9003 | 28.9003 | 28.9003
3146 | 28.9011 | 28.9011 | 28.9011 | 28.9011 | 28.9011 | 28.9011 | 28.9011 | 28.9011 | 28.9011 | 28.9011 | 28.9011 | 28.9011 | 28.9011 | 28.9011 | 28.9011 | 28.9011 | 28.9011 | 28.9011 | 28.9011 | 28.9011 | 28.9011 | 28.9011 | 28.9011 | 28.9011 | 28.9011 | 28.9011 | 28.9011 | 28.9011 | 28.9011 | 28.9011 | 28.9011 | 28.9011 | 28.9011 | 28.9011 | 28.9011 | 28.9011 | 28.9011 | 28.9011 | 28.9011 | 28.9011 | 28.9011 | 28.9011 | 28.9011 | 28.9011 | 28.9011 | 28.9011 | 28.9011 | 28.9011 | 28.9011 | 28.9011 | 28.9011 | 28.9011 | 28.9011 | 28.9011 | 28.9011 | 28.9011 | 28.9011 | 28.9011 | 28.9011 | 28.9011
3147 | 28.9019 | 28.9019 | 28.9019 | 28.9019 | 28.9019 | 28.9019 | 28.9019 | 28.9019 | 28.9019 | 28.9019 | 28.9019 | 28.9019 | 28.9019 | 28.9019 | 28.9019 | 28.9019 | 28.9019 | 28.9019 | 28.9019 | 28.9019 | 28.9019 | 28.9019 | 28.9019 | 28.9019 | 28.9019 | 28.9019 | 28.9019 | 28.9019 | 28.9019 | 28.9019 | 28.9019 | 28.9019 | 28.9019 | 28.9019 | 28.9019 | 28.9019 | 28.9019 | 28.9019 | 28.9019 | 28.9019 | 28.9019 | 28.9019 | 28.9019 | 28.9019 | 28.9019 | 28.9019 | 28.9019 | 28.9019 | 28.9019 | 28.9019 | 28.9019 | 28.9019 | 28.9019 | 28.9019 | 28.9019 | 28.9019 | 28.9019 | 28.9019 | 28.9019 | 28.9019
3148 | 28.9027 | 28.9027 | 28.9027 | 28.9027 | 28.9027 | 28.9027 | 28.9027 | 28.9027 | 28.9027 | 28.9027 | 28.9027 | 28.9027 | 28.9027 | 28.9027 | 28.9027 | 28.9027 | 28.9027 | 28.9027 | 28.9027 | 28.9027 | 28.9027 | 28.9027 | 28.9027 | 28.9027 | 28.9027 | 28.9027 | 28.9027 | 28.9027 | 28.9027 | 28.9027 | 28.9027 | 28.9027 | 28.9027 | 28.9027 | 28.9027 | 28.9027 | 28.9027 | 28.9027 | 28.9027 | 28.9027 | 28.9027 | 28.9027 | 28.9027 | 28.9027 | 28.9027 | 28.9027 | 28.9027 | 28.9027 | 28.9027 | 28.9027 | 28.9027 | 28.9027 | 28.9027 | 28.9027 | 28.9027 | 28.9027 | 28.9027 | 28.9027 | 28.9027 | 28.9027
3149 | 28.9035 | 28.9035 | 28.9035 | 28.9035 | 28.9035 | 28.9035 | 28.9035 | 28.9035 | 28.9035 | 28.9035 | 28.9035 | 28.9035 | 28.9035 | 28.9035 | 28.9035 | 28.9035 | 28.9035 | 28.9035 | 28.9035 | 28.9035 | 28.9035 | 28.9035 | 28.9035 | 28.9035 | 28.9035 | 28.9035 | 28.9035 | 28.9035 | 28.9035 | 28.9035 | 28.9035 | 28.9035 | 28.9035 | 28.9035 | 28.9035 | 28.9035 | 28.9035 | 28.9035 | 28.9035 | 28.9035 | 28.9035 | 28.9035 | 28.9035 | 28.9035 | 28.9035 | 28.9035 | 28.9035 | 28.9035 | 28.9035 | 28.9035 | 28.9035 | 28.9035 | 28.9035 | 28.9035 | 28.9035 | 28.9035 | 28.9035 | 28.9035 | 28.9035 | 28.9035
3150 | 28.9043 | 28.9043 | 28.9043 | 28.9043 | 28.9043 | 28.9043 | 28.9043 | 28.9043 | 28.9043 | 28.9043 | 28.9043 | 28.9043 | 28.9043 | 28.9043 | 28.9043 | 28.9043 | 28.9043 | 28.9043 | 28.9043 | 28.9043 | 28.9043 | 28.9043 | 28.9043 | 28.9043 | 28.9043 | 28.9043 | 28.9043 | 28.9043 | 28.9043 | 28.9043 | 28.9043 | 28.9043 | 28.9043 | 28.9043 | 28.9043 | 28.9043 | 28.9043 | 28.9043 | 28.9043 | 28.9043 | 28.9043 | 28.9043 | 28.9043 | 28.9043 | 28.9043 | 28.9043 | 28.9043 | 28.9043 | 28.9043 | 28.9043 | 28.9043 | 28.9043 | 28.9043 | 28.9043 | 28.9043 | 28.9043 | 28.9043 | 28.9043 | 28.9043 | 28.9043
3151 | 28.9051 | 28.9051 | 28.9051 | 28.9051 | 28.9051 | 28.9051 | 28.9051 | 28.9051 | 28.9051 | 28.9051 | 28.9051 | 28.9051 | 28.9051 | 28.9051 | 28.9051 | 28.9051 | 28.9051 | 28.9051 | 28.9051 | 28.9051 | 28.9051 | 28.9051 | 28.9051 | 28.9051 | 28.9051 | 28.9051 | 28.9051 | 28.9051 | 28.9051 | 28.9051 | 28.9051 | 28.9051 | 28.9051 | 28.9051 | 28.9051 | 28.9051 | 28.9051 | 28.9051 | 28.9051 | 28.9051 | 28.9051 | 28.9051 | 28.9051 | 28.9051 | 28.9051 | 28.9051 | 28.9051 | 28.9051 | 28.9051 | 28.9051 | 28.9051 | 28.9051 | 28.9051 | 28.9051 | 28.9051 | 28.9051 | 28.9051 | 28.9051 | 28.9051 | 28.9051
3152 | 28.9059 | 28.9059 | 28.9059 | 28.9059 | 28.9059 | 28.9059 | 28.9059 | 28.9059 | 28.9059 | 28.9059 | 28.9059 | 28.9059 | 28.9059 | 28.9059 | 28.9059 | 28.9059 | 28.9059 | 28.9059 | 28.9059 | 28.9059 | 28.9059 | 28.9059 | 28.9059 | 28.9059 | 28.9059 | 28.9059 | 28.9059 | 28.9059 | 28.9059 | 28.9059 | 28.9059 | 28.9059 | 28.9059 | 28.9059 | 28.9059 | 28.9059 | 28.9059 | 28.9059 | 28.9059 | 28.9059 | 28.9059 | 28.9059 | 28.9059 | 28.9059 | 28.9059 | 28.9059 | 28.9059 | 28.9059 | 28.9059 | 28.9059 | 28.9059 | 28.9059 | 28.9059 | 28.9059 | 28.9059 | 28.9059 | 28.9059 | 28.9059 | 28.9059 | 28.9059
3153 | 28.9067 | 28.9067 | 28.9067 | 28.9067 | 28.9067 | 28.9067 | 28.9067 | 28.9067 | 28.9067 | 28.9067 | 28.9067 | 28.9067 | 28.9067 | 28.9067 | 28.9067 | 28.9067 | 28.9067 | 28.9067 | 28.9067 | 28.9067 | 28.9067 | 28.9067 | 28.9067 | 28.9067 | 28.9067 | 28.9067 | 28.9067 | 28.9067 | 28.9067 | 28.9067 | 28.9067 | 28.9067 | 28.9067 | 28.9067 | 28.9067 | 28.9067 | 28.9067 | 28.9067 | 28.9067 | 28.9067 | 28.9067 | 28.9067 | 28.9067 | 28.9067 | 28.9067 | 28.9067 | 28.9067 | 28.9067 | 28.9067 | 28.9067 | 28.9067 | 28.9067 | 28.9067 | 28.9067 | 28.9067 | 28.9067 | 28.9067 | 28.9067 | 28.9067 | 28.9067
3154 | 28.9075 | 28.9075 | 28.9075 | 28.9075 | 28.9075 | 28.9075 | 28.9075 | 28.9075 | 28.9075 | 28.9075 | 28.9075 | 28.9075 | 28.9075 | 28.9075 | 28.9075 | 28.9075 | 28.9075 | 28.9075 | 28.9075 | 28.9075 | 28.9075 | 28.9075 | 28.9075 | 28.9075 | 28.9075 | 28.9075 | 28.9075 | 28.9075 | 28.9075 | 28.9075 | 28.9075 | 28.9075 | 28.9075 | 28.9075 | 28.9075 | 28.9075 | 28.9075 | 28.9075 | 28.9075 | 28.9075 | 28.9075 | 28.9075 | 28.9075 | 28.9075 | 28.9075 | 28.9075 | 28.9075 | 28.9075 | 28.9075 | 28.9075 | 28.9075 | 28.9075 | 28.9075 | 28.9075 | 28.9075 | 28.9075 | 28.9075 | 28.9075 | 28.9075 | 28.9075
3155 | 28.9083 | 28.9083 | 28.9083 | 28.9083 | 28.9083 | 28.9083 | 28.9083 | 28.9083 | 28.9083 | 28.9083 | 28.9083 | 28.9083 | 28.9083 | 28.9083 | 28.9083 | 28.9083 | 28.9083 | 28.9083 | 28.9083 | 28.9083 | 28.9083 | 28.9083 | 28.9083 | 28.9083 | 28.9083 | 28.9083 | 28.9083 | 28.9083 | 28.9083 | 28.9083 | 28.9083 | 28.9083 | 28.9083 | 28.9083 | 28.9083 | 28.9083 | 28.9083 | 28.9083 | 28.9083 | 28.9083 | 28.9083 | 28.9083 | 28.9083 | 28.9083 | 28.9083 | 28.9083 | 28.9083 | 28.9083 | 28.9083 | 28.9083 | 28.9083 | 28.9083 | 28.9083 | 28.9083 | 28.9083 | 28.9083 | 28.9083 | 28.9083 | 28.9083 | 28.9083
3156 | 28.909 | 28.909 | 28.909 | 28.909 | 28.909 | 28.909 | 28.909 | 28.909 | 28.909 | 28.909 | 28.909 | 28.909 | 28.909 | 28.909 | 28.909 | 28.909 | 28.909 | 28.909 | 28.909 | 28.909 | 28.909 | 28.909 | 28.909 | 28.909 | 28.909 | 28.909 | 28.909 | 28.909 | 28.909 | 28.909 | 28.909 | 28.909 | 28.909 | 28.909 | 28.909 | 28.909 | 28.909 | 28.909 | 28.909 | 28.909 | 28.909 | 28.909 | 28.909 | 28.909 | 28.909 | 28.909 | 28.909 | 28.909 | 28.909 | 28.909 | 28.909 | 28.909 | 28.909 | 28.909 | 28.909 | 28.909 | 28.909 | 28.909 | 28.909 | 28.909
3157 | 28.9098 | 28.9098 | 28.9098 | 28.9098 | 28.9098 | 28.9098 | 28.9098 | 28.9098 | 28.9098 | 28.9098 | 28.9098 | 28.9098 | 28.9098 | 28.9098 | 28.9098 | 28.9098 | 28.9098 | 28.9098 | 28.9098 | 28.9098 | 28.9098 | 28.9098 | 28.9098 | 28.9098 | 28.9098 | 28.9098 | 28.9098 | 28.9098 | 28.9098 | 28.9098 | 28.9098 | 28.9098 | 28.9098 | 28.9098 | 28.9098 | 28.9098 | 28.9098 | 28.9098 | 28.9098 | 28.9098 | 28.9098 | 28.9098 | 28.9098 | 28.9098 | 28.9098 | 28.9098 | 28.9098 | 28.9098 | 28.9098 | 28.9098 | 28.9098 | 28.9098 | 28.9098 | 28.9098 | 28.9098 | 28.9098 | 28.9098 | 28.9098 | 28.9098 | 28.9098
3158 | 28.9106 | 28.9106 | 28.9106 | 28.9106 | 28.9106 | 28.9106 | 28.9106 | 28.9106 | 28.9106 | 28.9106 | 28.9106 | 28.9106 | 28.9106 | 28.9106 | 28.9106 | 28.9106 | 28.9106 | 28.9106 | 28.9106 | 28.9106 | 28.9106 | 28.9106 | 28.9106 | 28.9106 | 28.9106 | 28.9106 | 28.9106 | 28.9106 | 28.9106 | 28.9106 | 28.9106 | 28.9106 | 28.9106 | 28.9106 | 28.9106 | 28.9106 | 28.9106 | 28.9106 | 28.9106 | 28.9106 | 28.9106 | 28.9106 | 28.9106 | 28.9106 | 28.9106 | 28.9106 | 28.9106 | 28.9106 | 28.9106 | 28.9106 | 28.9106 | 28.9106 | 28.9106 | 28.9106 | 28.9106 | 28.9106 | 28.9106 | 28.9106 | 28.9106 | 28.9106
3159 | 28.9114 | 28.9114 | 28.9114 | 28.9114 | 28.9114 | 28.9114 | 28.9114 | 28.9114 | 28.9114 | 28.9114 | 28.9114 | 28.9114 | 28.9114 | 28.9114 | 28.9114 | 28.9114 | 28.9114 | 28.9114 | 28.9114 | 28.9114 | 28.9114 | 28.9114 | 28.9114 | 28.9114 | 28.9114 | 28.9114 | 28.9114 | 28.9114 | 28.9114 | 28.9114 | 28.9114 | 28.9114 | 28.9114 | 28.9114 | 28.9114 | 28.9114 | 28.9114 | 28.9114 | 28.9114 | 28.9114 | 28.9114 | 28.9114 | 28.9114 | 28.9114 | 28.9114 | 28.9114 | 28.9114 | 28.9114 | 28.9114 | 28.9114 | 28.9114 | 28.9114 | 28.9114 | 28.9114 | 28.9114 | 28.9114 | 28.9114 | 28.9114 | 28.9114 | 28.9114
3160 | 28.9122 | 28.9122 | 28.9122 | 28.9122 | 28.9122 | 28.9122 | 28.9122 | 28.9122 | 28.9122 | 28.9122 | 28.9122 | 28.9122 | 28.9122 | 28.9122 | 28.9122 | 28.9122 | 28.9122 | 28.9122 | 28.9122 | 28.9122 | 28.9122 | 28.9122 | 28.9122 | 28.9122 | 28.9122 | 28.9122 | 28.9122 | 28.9122 | 28.9122 | 28.9122 | 28.9122 | 28.9122 | 28.9122 | 28.9122 | 28.9122 | 28.9122 | 28.9122 | 28.9122 | 28.9122 | 28.9122 | 28.9122 | 28.9122 | 28.9122 | 28.9122 | 28.9122 | 28.9122 | 28.9122 | 28.9122 | 28.9122 | 28.9122 | 28.9122 | 28.9122 | 28.9122 | 28.9122 | 28.9122 | 28.9122 | 28.9122 | 28.9122 | 28.9122 | 28.9122
3161 | 28.913 | 28.913 | 28.913 | 28.913 | 28.913 | 28.913 | 28.913 | 28.913 | 28.913 | 28.913 | 28.913 | 28.913 | 28.913 | 28.913 | 28.913 | 28.913 | 28.913 | 28.913 | 28.913 | 28.913 | 28.913 | 28.913 | 28.913 | 28.913 | 28.913 | 28.913 | 28.913 | 28.913 | 28.913 | 28.913 | 28.913 | 28.913 | 28.913 | 28.913 | 28.913 | 28.913 | 28.913 | 28.913 | 28.913 | 28.913 | 28.913 | 28.913 | 28.913 | 28.913 | 28.913 | 28.913 | 28.913 | 28.913 | 28.913 | 28.913 | 28.913 | 28.913 | 28.913 | 28.913 | 28.913 | 28.913 | 28.913 | 28.913 | 28.913 | 28.913
3162 | 28.9138 | 28.9138 | 28.9138 | 28.9138 | 28.9138 | 28.9138 | 28.9138 | 28.9138 | 28.9138 | 28.9138 | 28.9138 | 28.9138 | 28.9138 | 28.9138 | 28.9138 | 28.9138 | 28.9138 | 28.9138 | 28.9138 | 28.9138 | 28.9138 | 28.9138 | 28.9138 | 28.9138 | 28.9138 | 28.9138 | 28.9138 | 28.9138 | 28.9138 | 28.9138 | 28.9138 | 28.9138 | 28.9138 | 28.9138 | 28.9138 | 28.9138 | 28.9138 | 28.9138 | 28.9138 | 28.9138 | 28.9138 | 28.9138 | 28.9138 | 28.9138 | 28.9138 | 28.9138 | 28.9138 | 28.9138 | 28.9138 | 28.9138 | 28.9138 | 28.9138 | 28.9138 | 28.9138 | 28.9138 | 28.9138 | 28.9138 | 28.9138 | 28.9138 | 28.9138
3163 | 28.9146 | 28.9146 | 28.9146 | 28.9146 | 28.9146 | 28.9146 | 28.9146 | 28.9146 | 28.9146 | 28.9146 | 28.9146 | 28.9146 | 28.9146 | 28.9146 | 28.9146 | 28.9146 | 28.9146 | 28.9146 | 28.9146 | 28.9146 | 28.9146 | 28.9146 | 28.9146 | 28.9146 | 28.9146 | 28.9146 | 28.9146 | 28.9146 | 28.9146 | 28.9146 | 28.9146 | 28.9146 | 28.9146 | 28.9146 | 28.9146 | 28.9146 | 28.9146 | 28.9146 | 28.9146 | 28.9146 | 28.9146 | 28.9146 | 28.9146 | 28.9146 | 28.9146 | 28.9146 | 28.9146 | 28.9146 | 28.9146 | 28.9146 | 28.9146 | 28.9146 | 28.9146 | 28.9146 | 28.9146 | 28.9146 | 28.9146 | 28.9146 | 28.9146 | 28.9146
3164 | 28.9154 | 28.9154 | 28.9154 | 28.9154 | 28.9154 | 28.9154 | 28.9154 | 28.9154 | 28.9154 | 28.9154 | 28.9154 | 28.9154 | 28.9154 | 28.9154 | 28.9154 | 28.9154 | 28.9154 | 28.9154 | 28.9154 | 28.9154 | 28.9154 | 28.9154 | 28.9154 | 28.9154 | 28.9154 | 28.9154 | 28.9154 | 28.9154 | 28.9154 | 28.9154 | 28.9154 | 28.9154 | 28.9154 | 28.9154 | 28.9154 | 28.9154 | 28.9154 | 28.9154 | 28.9154 | 28.9154 | 28.9154 | 28.9154 | 28.9154 | 28.9154 | 28.9154 | 28.9154 | 28.9154 | 28.9154 | 28.9154 | 28.9154 | 28.9154 | 28.9154 | 28.9154 | 28.9154 | 28.9154 | 28.9154 | 28.9154 | 28.9154 | 28.9154 | 28.9154
3165 | 28.9162 | 28.9162 | 28.9162 | 28.9162 | 28.9162 | 28.9162 | 28.9162 | 28.9162 | 28.9162 | 28.9162 | 28.9162 | 28.9162 | 28.9162 | 28.9162 | 28.9162 | 28.9162 | 28.9162 | 28.9162 | 28.9162 | 28.9162 | 28.9162 | 28.9162 | 28.9162 | 28.9162 | 28.9162 | 28.9162 | 28.9162 | 28.9162 | 28.9162 | 28.9162 | 28.9162 | 28.9162 | 28.9162 | 28.9162 | 28.9162 | 28.9162 | 28.9162 | 28.9162 | 28.9162 | 28.9162 | 28.9162 | 28.9162 | 28.9162 | 28.9162 | 28.9162 | 28.9162 | 28.9162 | 28.9162 | 28.9162 | 28.9162 | 28.9162 | 28.9162 | 28.9162 | 28.9162 | 28.9162 | 28.9162 | 28.9162 | 28.9162 | 28.9162 | 28.9162
3166 | 28.917 | 28.917 | 28.917 | 28.917 | 28.917 | 28.917 | 28.917 | 28.917 | 28.917 | 28.917 | 28.917 | 28.917 | 28.917 | 28.917 | 28.917 | 28.917 | 28.917 | 28.917 | 28.917 | 28.917 | 28.917 | 28.917 | 28.917 | 28.917 | 28.917 | 28.917 | 28.917 | 28.917 | 28.917 | 28.917 | 28.917 | 28.917 | 28.917 | 28.917 | 28.917 | 28.917 | 28.917 | 28.917 | 28.917 | 28.917 | 28.917 | 28.917 | 28.917 | 28.917 | 28.917 | 28.917 | 28.917 | 28.917 | 28.917 | 28.917 | 28.917 | 28.917 | 28.917 | 28.917 | 28.917 | 28.917 | 28.917 | 28.917 | 28.917 | 28.917
3167 | 28.9177 | 28.9177 | 28.9177 | 28.9177 | 28.9177 | 28.9177 | 28.9177 | 28.9177 | 28.9177 | 28.9177 | 28.9177 | 28.9177 | 28.9177 | 28.9177 | 28.9177 | 28.9177 | 28.9177 | 28.9177 | 28.9177 | 28.9177 | 28.9177 | 28.9177 | 28.9177 | 28.9177 | 28.9177 | 28.9177 | 28.9177 | 28.9177 | 28.9177 | 28.9177 | 28.9177 | 28.9177 | 28.9177 | 28.9177 | 28.9177 | 28.9177 | 28.9177 | 28.9177 | 28.9177 | 28.9177 | 28.9177 | 28.9177 | 28.9177 | 28.9177 | 28.9177 | 28.9177 | 28.9177 | 28.9177 | 28.9177 | 28.9177 | 28.9177 | 28.9177 | 28.9177 | 28.9177 | 28.9177 | 28.9177 | 28.9177 | 28.9177 | 28.9177 | 28.9177
3168 | 28.9185 | 28.9185 | 28.9185 | 28.9185 | 28.9185 | 28.9185 | 28.9185 | 28.9185 | 28.9185 | 28.9185 | 28.9185 | 28.9185 | 28.9185 | 28.9185 | 28.9185 | 28.9185 | 28.9185 | 28.9185 | 28.9185 | 28.9185 | 28.9185 | 28.9185 | 28.9185 | 28.9185 | 28.9185 | 28.9185 | 28.9185 | 28.9185 | 28.9185 | 28.9185 | 28.9185 | 28.9185 | 28.9185 | 28.9185 | 28.9185 | 28.9185 | 28.9185 | 28.9185 | 28.9185 | 28.9185 | 28.9185 | 28.9185 | 28.9185 | 28.9185 | 28.9185 | 28.9185 | 28.9185 | 28.9185 | 28.9185 | 28.9185 | 28.9185 | 28.9185 | 28.9185 | 28.9185 | 28.9185 | 28.9185 | 28.9185 | 28.9185 | 28.9185 | 28.9185
3169 | 28.9193 | 28.9193 | 28.9193 | 28.9193 | 28.9193 | 28.9193 | 28.9193 | 28.9193 | 28.9193 | 28.9193 | 28.9193 | 28.9193 | 28.9193 | 28.9193 | 28.9193 | 28.9193 | 28.9193 | 28.9193 | 28.9193 | 28.9193 | 28.9193 | 28.9193 | 28.9193 | 28.9193 | 28.9193 | 28.9193 | 28.9193 | 28.9193 | 28.9193 | 28.9193 | 28.9193 | 28.9193 | 28.9193 | 28.9193 | 28.9193 | 28.9193 | 28.9193 | 28.9193 | 28.9193 | 28.9193 | 28.9193 | 28.9193 | 28.9193 | 28.9193 | 28.9193 | 28.9193 | 28.9193 | 28.9193 | 28.9193 | 28.9193 | 28.9193 | 28.9193 | 28.9193 | 28.9193 | 28.9193 | 28.9193 | 28.9193 | 28.9193 | 28.9193 | 28.9193
3170 | 28.9201 | 28.9201 | 28.9201 | 28.9201 | 28.9201 | 28.9201 | 28.9201 | 28.9201 | 28.9201 | 28.9201 | 28.9201 | 28.9201 | 28.9201 | 28.9201 | 28.9201 | 28.9201 | 28.9201 | 28.9201 | 28.9201 | 28.9201 | 28.9201 | 28.9201 | 28.9201 | 28.9201 | 28.9201 | 28.9201 | 28.9201 | 28.9201 | 28.9201 | 28.9201 | 28.9201 | 28.9201 | 28.9201 | 28.9201 | 28.9201 | 28.9201 | 28.9201 | 28.9201 | 28.9201 | 28.9201 | 28.9201 | 28.9201 | 28.9201 | 28.9201 | 28.9201 | 28.9201 | 28.9201 | 28.9201 | 28.9201 | 28.9201 | 28.9201 | 28.9201 | 28.9201 | 28.9201 | 28.9201 | 28.9201 | 28.9201 | 28.9201 | 28.9201 | 28.9201
3171 | 28.9209 | 28.9209 | 28.9209 | 28.9209 | 28.9209 | 28.9209 | 28.9209 | 28.9209 | 28.9209 | 28.9209 | 28.9209 | 28.9209 | 28.9209 | 28.9209 | 28.9209 | 28.9209 | 28.9209 | 28.9209 | 28.9209 | 28.9209 | 28.9209 | 28.9209 | 28.9209 | 28.9209 | 28.9209 | 28.9209 | 28.9209 | 28.9209 | 28.9209 | 28.9209 | 28.9209 | 28.9209 | 28.9209 | 28.9209 | 28.9209 | 28.9209 | 28.9209 | 28.9209 | 28.9209 | 28.9209 | 28.9209 | 28.9209 | 28.9209 | 28.9209 | 28.9209 | 28.9209 | 28.9209 | 28.9209 | 28.9209 | 28.9209 | 28.9209 | 28.9209 | 28.9209 | 28.9209 | 28.9209 | 28.9209 | 28.9209 | 28.9209 | 28.9209 | 28.9209
3172 | 28.9217 | 28.9217 | 28.9217 | 28.9217 | 28.9217 | 28.9217 | 28.9217 | 28.9217 | 28.9217 | 28.9217 | 28.9217 | 28.9217 | 28.9217 | 28.9217 | 28.9217 | 28.9217 | 28.9217 | 28.9217 | 28.9217 | 28.9217 | 28.9217 | 28.9217 | 28.9217 | 28.9217 | 28.9217 | 28.9217 | 28.9217 | 28.9217 | 28.9217 | 28.9217 | 28.9217 | 28.9217 | 28.9217 | 28.9217 | 28.9217 | 28.9217 | 28.9217 | 28.9217 | 28.9217 | 28.9217 | 28.9217 | 28.9217 | 28.9217 | 28.9217 | 28.9217 | 28.9217 | 28.9217 | 28.9217 | 28.9217 | 28.9217 | 28.9217 | 28.9217 | 28.9217 | 28.9217 | 28.9217 | 28.9217 | 28.9217 | 28.9217 | 28.9217 | 28.9217
3173 | 28.9225 | 28.9225 | 28.9225 | 28.9225 | 28.9225 | 28.9225 | 28.9225 | 28.9225 | 28.9225 | 28.9225 | 28.9225 | 28.9225 | 28.9225 | 28.9225 | 28.9225 | 28.9225 | 28.9225 | 28.9225 | 28.9225 | 28.9225 | 28.9225 | 28.9225 | 28.9225 | 28.9225 | 28.9225 | 28.9225 | 28.9225 | 28.9225 | 28.9225 | 28.9225 | 28.9225 | 28.9225 | 28.9225 | 28.9225 | 28.9225 | 28.9225 | 28.9225 | 28.9225 | 28.9225 | 28.9225 | 28.9225 | 28.9225 | 28.9225 | 28.9225 | 28.9225 | 28.9225 | 28.9225 | 28.9225 | 28.9225 | 28.9225 | 28.9225 | 28.9225 | 28.9225 | 28.9225 | 28.9225 | 28.9225 | 28.9225 | 28.9225 | 28.9225 | 28.9225
3174 | 28.9233 | 28.9233 | 28.9233 | 28.9233 | 28.9233 | 28.9233 | 28.9233 | 28.9233 | 28.9233 | 28.9233 | 28.9233 | 28.9233 | 28.9233 | 28.9233 | 28.9233 | 28.9233 | 28.9233 | 28.9233 | 28.9233 | 28.9233 | 28.9233 | 28.9233 | 28.9233 | 28.9233 | 28.9233 | 28.9233 | 28.9233 | 28.9233 | 28.9233 | 28.9233 | 28.9233 | 28.9233 | 28.9233 | 28.9233 | 28.9233 | 28.9233 | 28.9233 | 28.9233 | 28.9233 | 28.9233 | 28.9233 | 28.9233 | 28.9233 | 28.9233 | 28.9233 | 28.9233 | 28.9233 | 28.9233 | 28.9233 | 28.9233 | 28.9233 | 28.9233 | 28.9233 | 28.9233 | 28.9233 | 28.9233 | 28.9233 | 28.9233 | 28.9233 | 28.9233
3175 | 28.9241 | 28.9241 | 28.9241 | 28.9241 | 28.9241 | 28.9241 | 28.9241 | 28.9241 | 28.9241 | 28.9241 | 28.9241 | 28.9241 | 28.9241 | 28.9241 | 28.9241 | 28.9241 | 28.9241 | 28.9241 | 28.9241 | 28.9241 | 28.9241 | 28.9241 | 28.9241 | 28.9241 | 28.9241 | 28.9241 | 28.9241 | 28.9241 | 28.9241 | 28.9241 | 28.9241 | 28.9241 | 28.9241 | 28.9241 | 28.9241 | 28.9241 | 28.9241 | 28.9241 | 28.9241 | 28.9241 | 28.9241 | 28.9241 | 28.9241 | 28.9241 | 28.9241 | 28.9241 | 28.9241 | 28.9241 | 28.9241 | 28.9241 | 28.9241 | 28.9241 | 28.9241 | 28.9241 | 28.9241 | 28.9241 | 28.9241 | 28.9241 | 28.9241 | 28.9241
3176 | 28.9248 | 28.9248 | 28.9248 | 28.9248 | 28.9248 | 28.9248 | 28.9248 | 28.9248 | 28.9248 | 28.9248 | 28.9248 | 28.9248 | 28.9248 | 28.9248 | 28.9248 | 28.9248 | 28.9248 | 28.9248 | 28.9248 | 28.9248 | 28.9248 | 28.9248 | 28.9248 | 28.9248 | 28.9248 | 28.9248 | 28.9248 | 28.9248 | 28.9248 | 28.9248 | 28.9248 | 28.9248 | 28.9248 | 28.9248 | 28.9248 | 28.9248 | 28.9248 | 28.9248 | 28.9248 | 28.9248 | 28.9248 | 28.9248 | 28.9248 | 28.9248 | 28.9248 | 28.9248 | 28.9248 | 28.9248 | 28.9248 | 28.9248 | 28.9248 | 28.9248 | 28.9248 | 28.9248 | 28.9248 | 28.9248 | 28.9248 | 28.9248 | 28.9248 | 28.9248
3177 | 28.9256 | 28.9256 | 28.9256 | 28.9256 | 28.9256 | 28.9256 | 28.9256 | 28.9256 | 28.9256 | 28.9256 | 28.9256 | 28.9256 | 28.9256 | 28.9256 | 28.9256 | 28.9256 | 28.9256 | 28.9256 | 28.9256 | 28.9256 | 28.9256 | 28.9256 | 28.9256 | 28.9256 | 28.9256 | 28.9256 | 28.9256 | 28.9256 | 28.9256 | 28.9256 | 28.9256 | 28.9256 | 28.9256 | 28.9256 | 28.9256 | 28.9256 | 28.9256 | 28.9256 | 28.9256 | 28.9256 | 28.9256 | 28.9256 | 28.9256 | 28.9256 | 28.9256 | 28.9256 | 28.9256 | 28.9256 | 28.9256 | 28.9256 | 28.9256 | 28.9256 | 28.9256 | 28.9256 | 28.9256 | 28.9256 | 28.9256 | 28.9256 | 28.9256 | 28.9256
3178 | 28.9264 | 28.9264 | 28.9264 | 28.9264 | 28.9264 | 28.9264 | 28.9264 | 28.9264 | 28.9264 | 28.9264 | 28.9264 | 28.9264 | 28.9264 | 28.9264 | 28.9264 | 28.9264 | 28.9264 | 28.9264 | 28.9264 | 28.9264 | 28.9264 | 28.9264 | 28.9264 | 28.9264 | 28.9264 | 28.9264 | 28.9264 | 28.9264 | 28.9264 | 28.9264 | 28.9264 | 28.9264 | 28.9264 | 28.9264 | 28.9264 | 28.9264 | 28.9264 | 28.9264 | 28.9264 | 28.9264 | 28.9264 | 28.9264 | 28.9264 | 28.9264 | 28.9264 | 28.9264 | 28.9264 | 28.9264 | 28.9264 | 28.9264 | 28.9264 | 28.9264 | 28.9264 | 28.9264 | 28.9264 | 28.9264 | 28.9264 | 28.9264 | 28.9264 | 28.9264
3179 | 28.9272 | 28.9272 | 28.9272 | 28.9272 | 28.9272 | 28.9272 | 28.9272 | 28.9272 | 28.9272 | 28.9272 | 28.9272 | 28.9272 | 28.9272 | 28.9272 | 28.9272 | 28.9272 | 28.9272 | 28.9272 | 28.9272 | 28.9272 | 28.9272 | 28.9272 | 28.9272 | 28.9272 | 28.9272 | 28.9272 | 28.9272 | 28.9272 | 28.9272 | 28.9272 | 28.9272 | 28.9272 | 28.9272 | 28.9272 | 28.9272 | 28.9272 | 28.9272 | 28.9272 | 28.9272 | 28.9272 | 28.9272 | 28.9272 | 28.9272 | 28.9272 | 28.9272 | 28.9272 | 28.9272 | 28.9272 | 28.9272 | 28.9272 | 28.9272 | 28.9272 | 28.9272 | 28.9272 | 28.9272 | 28.9272 | 28.9272 | 28.9272 | 28.9272 | 28.9272
3180 | 28.928 | 28.928 | 28.928 | 28.928 | 28.928 | 28.928 | 28.928 | 28.928 | 28.928 | 28.928 | 28.928 | 28.928 | 28.928 | 28.928 | 28.928 | 28.928 | 28.928 | 28.928 | 28.928 | 28.928 | 28.928 | 28.928 | 28.928 | 28.928 | 28.928 | 28.928 | 28.928 | 28.928 | 28.928 | 28.928 | 28.928 | 28.928 | 28.928 | 28.928 | 28.928 | 28.928 | 28.928 | 28.928 | 28.928 | 28.928 | 28.928 | 28.928 | 28.928 | 28.928 | 28.928 | 28.928 | 28.928 | 28.928 | 28.928 | 28.928 | 28.928 | 28.928 | 28.928 | 28.928 | 28.928 | 28.928 | 28.928 | 28.928 | 28.928 | 28.928
3181 | 28.9288 | 28.9288 | 28.9288 | 28.9288 | 28.9288 | 28.9288 | 28.9288 | 28.9288 | 28.9288 | 28.9288 | 28.9288 | 28.9288 | 28.9288 | 28.9288 | 28.9288 | 28.9288 | 28.9288 | 28.9288 | 28.9288 | 28.9288 | 28.9288 | 28.9288 | 28.9288 | 28.9288 | 28.9288 | 28.9288 | 28.9288 | 28.9288 | 28.9288 | 28.9288 | 28.9288 | 28.9288 | 28.9288 | 28.9288 | 28.9288 | 28.9288 | 28.9288 | 28.9288 | 28.9288 | 28.9288 | 28.9288 | 28.9288 | 28.9288 | 28.9288 | 28.9288 | 28.9288 | 28.9288 | 28.9288 | 28.9288 | 28.9288 | 28.9288 | 28.9288 | 28.9288 | 28.9288 | 28.9288 | 28.9288 | 28.9288 | 28.9288 | 28.9288 | 28.9288
3182 | 28.9296 | 28.9296 | 28.9296 | 28.9296 | 28.9296 | 28.9296 | 28.9296 | 28.9296 | 28.9296 | 28.9296 | 28.9296 | 28.9296 | 28.9296 | 28.9296 | 28.9296 | 28.9296 | 28.9296 | 28.9296 | 28.9296 | 28.9296 | 28.9296 | 28.9296 | 28.9296 | 28.9296 | 28.9296 | 28.9296 | 28.9296 | 28.9296 | 28.9296 | 28.9296 | 28.9296 | 28.9296 | 28.9296 | 28.9296 | 28.9296 | 28.9296 | 28.9296 | 28.9296 | 28.9296 | 28.9296 | 28.9296 | 28.9296 | 28.9296 | 28.9296 | 28.9296 | 28.9296 | 28.9296 | 28.9296 | 28.9296 | 28.9296 | 28.9296 | 28.9296 | 28.9296 | 28.9296 | 28.9296 | 28.9296 | 28.9296 | 28.9296 | 28.9296 | 28.9296
3183 | 28.9303 | 28.9303 | 28.9303 | 28.9303 | 28.9303 | 28.9303 | 28.9303 | 28.9303 | 28.9303 | 28.9303 | 28.9303 | 28.9303 | 28.9303 | 28.9303 | 28.9303 | 28.9303 | 28.9303 | 28.9303 | 28.9303 | 28.9303 | 28.9303 | 28.9303 | 28.9303 | 28.9303 | 28.9303 | 28.9303 | 28.9303 | 28.9303 | 28.9303 | 28.9303 | 28.9303 | 28.9303 | 28.9303 | 28.9303 | 28.9303 | 28.9303 | 28.9303 | 28.9303 | 28.9303 | 28.9303 | 28.9303 | 28.9303 | 28.9303 | 28.9303 | 28.9303 | 28.9303 | 28.9303 | 28.9303 | 28.9303 | 28.9303 | 28.9303 | 28.9303 | 28.9303 | 28.9303 | 28.9303 | 28.9303 | 28.9303 | 28.9303 | 28.9303 | 28.9303
3184 | 28.9311 | 28.9311 | 28.9311 | 28.9311 | 28.9311 | 28.9311 | 28.9311 | 28.9311 | 28.9311 | 28.9311 | 28.9311 | 28.9311 | 28.9311 | 28.9311 | 28.9311 | 28.9311 | 28.9311 | 28.9311 | 28.9311 | 28.9311 | 28.9311 | 28.9311 | 28.9311 | 28.9311 | 28.9311 | 28.9311 | 28.9311 | 28.9311 | 28.9311 | 28.9311 | 28.9311 | 28.9311 | 28.9311 | 28.9311 | 28.9311 | 28.9311 | 28.9311 | 28.9311 | 28.9311 | 28.9311 | 28.9311 | 28.9311 | 28.9311 | 28.9311 | 28.9311 | 28.9311 | 28.9311 | 28.9311 | 28.9311 | 28.9311 | 28.9311 | 28.9311 | 28.9311 | 28.9311 | 28.9311 | 28.9311 | 28.9311 | 28.9311 | 28.9311 | 28.9311
3185 | 28.9319 | 28.9319 | 28.9319 | 28.9319 | 28.9319 | 28.9319 | 28.9319 | 28.9319 | 28.9319 | 28.9319 | 28.9319 | 28.9319 | 28.9319 | 28.9319 | 28.9319 | 28.9319 | 28.9319 | 28.9319 | 28.9319 | 28.9319 | 28.9319 | 28.9319 | 28.9319 | 28.9319 | 28.9319 | 28.9319 | 28.9319 | 28.9319 | 28.9319 | 28.9319 | 28.9319 | 28.9319 | 28.9319 | 28.9319 | 28.9319 | 28.9319 | 28.9319 | 28.9319 | 28.9319 | 28.9319 | 28.9319 | 28.9319 | 28.9319 | 28.9319 | 28.9319 | 28.9319 | 28.9319 | 28.9319 | 28.9319 | 28.9319 | 28.9319 | 28.9319 | 28.9319 | 28.9319 | 28.9319 | 28.9319 | 28.9319 | 28.9319 | 28.9319 | 28.9319
3186 | 28.9327 | 28.9327 | 28.9327 | 28.9327 | 28.9327 | 28.9327 | 28.9327 | 28.9327 | 28.9327 | 28.9327 | 28.9327 | 28.9327 | 28.9327 | 28.9327 | 28.9327 | 28.9327 | 28.9327 | 28.9327 | 28.9327 | 28.9327 | 28.9327 | 28.9327 | 28.9327 | 28.9327 | 28.9327 | 28.9327 | 28.9327 | 28.9327 | 28.9327 | 28.9327 | 28.9327 | 28.9327 | 28.9327 | 28.9327 | 28.9327 | 28.9327 | 28.9327 | 28.9327 | 28.9327 | 28.9327 | 28.9327 | 28.9327 | 28.9327 | 28.9327 | 28.9327 | 28.9327 | 28.9327 | 28.9327 | 28.9327 | 28.9327 | 28.9327 | 28.9327 | 28.9327 | 28.9327 | 28.9327 | 28.9327 | 28.9327 | 28.9327 | 28.9327 | 28.9327
3187 | 28.9335 | 28.9335 | 28.9335 | 28.9335 | 28.9335 | 28.9335 | 28.9335 | 28.9335 | 28.9335 | 28.9335 | 28.9335 | 28.9335 | 28.9335 | 28.9335 | 28.9335 | 28.9335 | 28.9335 | 28.9335 | 28.9335 | 28.9335 | 28.9335 | 28.9335 | 28.9335 | 28.9335 | 28.9335 | 28.9335 | 28.9335 | 28.9335 | 28.9335 | 28.9335 | 28.9335 | 28.9335 | 28.9335 | 28.9335 | 28.9335 | 28.9335 | 28.9335 | 28.9335 | 28.9335 | 28.9335 | 28.9335 | 28.9335 | 28.9335 | 28.9335 | 28.9335 | 28.9335 | 28.9335 | 28.9335 | 28.9335 | 28.9335 | 28.9335 | 28.9335 | 28.9335 | 28.9335 | 28.9335 | 28.9335 | 28.9335 | 28.9335 | 28.9335 | 28.9335
3188 | 28.9343 | 28.9343 | 28.9343 | 28.9343 | 28.9343 | 28.9343 | 28.9343 | 28.9343 | 28.9343 | 28.9343 | 28.9343 | 28.9343 | 28.9343 | 28.9343 | 28.9343 | 28.9343 | 28.9343 | 28.9343 | 28.9343 | 28.9343 | 28.9343 | 28.9343 | 28.9343 | 28.9343 | 28.9343 | 28.9343 | 28.9343 | 28.9343 | 28.9343 | 28.9343 | 28.9343 | 28.9343 | 28.9343 | 28.9343 | 28.9343 | 28.9343 | 28.9343 | 28.9343 | 28.9343 | 28.9343 | 28.9343 | 28.9343 | 28.9343 | 28.9343 | 28.9343 | 28.9343 | 28.9343 | 28.9343 | 28.9343 | 28.9343 | 28.9343 | 28.9343 | 28.9343 | 28.9343 | 28.9343 | 28.9343 | 28.9343 | 28.9343 | 28.9343 | 28.9343
3189 | 28.9351 | 28.9351 | 28.9351 | 28.9351 | 28.9351 | 28.9351 | 28.9351 | 28.9351 | 28.9351 | 28.9351 | 28.9351 | 28.9351 | 28.9351 | 28.9351 | 28.9351 | 28.9351 | 28.9351 | 28.9351 | 28.9351 | 28.9351 | 28.9351 | 28.9351 | 28.9351 | 28.9351 | 28.9351 | 28.9351 | 28.9351 | 28.9351 | 28.9351 | 28.9351 | 28.9351 | 28.9351 | 28.9351 | 28.9351 | 28.9351 | 28.9351 | 28.9351 | 28.9351 | 28.9351 | 28.9351 | 28.9351 | 28.9351 | 28.9351 | 28.9351 | 28.9351 | 28.9351 | 28.9351 | 28.9351 | 28.9351 | 28.9351 | 28.9351 | 28.9351 | 28.9351 | 28.9351 | 28.9351 | 28.9351 | 28.9351 | 28.9351 | 28.9351 | 28.9351
3190 | 28.9358 | 28.9358 | 28.9358 | 28.9358 | 28.9358 | 28.9358 | 28.9358 | 28.9358 | 28.9358 | 28.9358 | 28.9358 | 28.9358 | 28.9358 | 28.9358 | 28.9358 | 28.9358 | 28.9358 | 28.9358 | 28.9358 | 28.9358 | 28.9358 | 28.9358 | 28.9358 | 28.9358 | 28.9358 | 28.9358 | 28.9358 | 28.9358 | 28.9358 | 28.9358 | 28.9358 | 28.9358 | 28.9358 | 28.9358 | 28.9358 | 28.9358 | 28.9358 | 28.9358 | 28.9358 | 28.9358 | 28.9358 | 28.9358 | 28.9358 | 28.9358 | 28.9358 | 28.9358 | 28.9358 | 28.9358 | 28.9358 | 28.9358 | 28.9358 | 28.9358 | 28.9358 | 28.9358 | 28.9358 | 28.9358 | 28.9358 | 28.9358 | 28.9358 | 28.9358
3191 | 28.9366 | 28.9366 | 28.9366 | 28.9366 | 28.9366 | 28.9366 | 28.9366 | 28.9366 | 28.9366 | 28.9366 | 28.9366 | 28.9366 | 28.9366 | 28.9366 | 28.9366 | 28.9366 | 28.9366 | 28.9366 | 28.9366 | 28.9366 | 28.9366 | 28.9366 | 28.9366 | 28.9366 | 28.9366 | 28.9366 | 28.9366 | 28.9366 | 28.9366 | 28.9366 | 28.9366 | 28.9366 | 28.9366 | 28.9366 | 28.9366 | 28.9366 | 28.9366 | 28.9366 | 28.9366 | 28.9366 | 28.9366 | 28.9366 | 28.9366 | 28.9366 | 28.9366 | 28.9366 | 28.9366 | 28.9366 | 28.9366 | 28.9366 | 28.9366 | 28.9366 | 28.9366 | 28.9366 | 28.9366 | 28.9366 | 28.9366 | 28.9366 | 28.9366 | 28.9366
3192 | 28.9374 | 28.9374 | 28.9374 | 28.9374 | 28.9374 | 28.9374 | 28.9374 | 28.9374 | 28.9374 | 28.9374 | 28.9374 | 28.9374 | 28.9374 | 28.9374 | 28.9374 | 28.9374 | 28.9374 | 28.9374 | 28.9374 | 28.9374 | 28.9374 | 28.9374 | 28.9374 | 28.9374 | 28.9374 | 28.9374 | 28.9374 | 28.9374 | 28.9374 | 28.9374 | 28.9374 | 28.9374 | 28.9374 | 28.9374 | 28.9374 | 28.9374 | 28.9374 | 28.9374 | 28.9374 | 28.9374 | 28.9374 | 28.9374 | 28.9374 | 28.9374 | 28.9374 | 28.9374 | 28.9374 | 28.9374 | 28.9374 | 28.9374 | 28.9374 | 28.9374 | 28.9374 | 28.9374 | 28.9374 | 28.9374 | 28.9374 | 28.9374 | 28.9374 | 28.9374
3193 | 28.9382 | 28.9382 | 28.9382 | 28.9382 | 28.9382 | 28.9382 | 28.9382 | 28.9382 | 28.9382 | 28.9382 | 28.9382 | 28.9382 | 28.9382 | 28.9382 | 28.9382 | 28.9382 | 28.9382 | 28.9382 | 28.9382 | 28.9382 | 28.9382 | 28.9382 | 28.9382 | 28.9382 | 28.9382 | 28.9382 | 28.9382 | 28.9382 | 28.9382 | 28.9382 | 28.9382 | 28.9382 | 28.9382 | 28.9382 | 28.9382 | 28.9382 | 28.9382 | 28.9382 | 28.9382 | 28.9382 | 28.9382 | 28.9382 | 28.9382 | 28.9382 | 28.9382 | 28.9382 | 28.9382 | 28.9382 | 28.9382 | 28.9382 | 28.9382 | 28.9382 | 28.9382 | 28.9382 | 28.9382 | 28.9382 | 28.9382 | 28.9382 | 28.9382 | 28.9382
3194 | 28.939 | 28.939 | 28.939 | 28.939 | 28.939 | 28.939 | 28.939 | 28.939 | 28.939 | 28.939 | 28.939 | 28.939 | 28.939 | 28.939 | 28.939 | 28.939 | 28.939 | 28.939 | 28.939 | 28.939 | 28.939 | 28.939 | 28.939 | 28.939 | 28.939 | 28.939 | 28.939 | 28.939 | 28.939 | 28.939 | 28.939 | 28.939 | 28.939 | 28.939 | 28.939 | 28.939 | 28.939 | 28.939 | 28.939 | 28.939 | 28.939 | 28.939 | 28.939 | 28.939 | 28.939 | 28.939 | 28.939 | 28.939 | 28.939 | 28.939 | 28.939 | 28.939 | 28.939 | 28.939 | 28.939 | 28.939 | 28.939 | 28.939 | 28.939 | 28.939
3195 | 28.9398 | 28.9398 | 28.9398 | 28.9398 | 28.9398 | 28.9398 | 28.9398 | 28.9398 | 28.9398 | 28.9398 | 28.9398 | 28.9398 | 28.9398 | 28.9398 | 28.9398 | 28.9398 | 28.9398 | 28.9398 | 28.9398 | 28.9398 | 28.9398 | 28.9398 | 28.9398 | 28.9398 | 28.9398 | 28.9398 | 28.9398 | 28.9398 | 28.9398 | 28.9398 | 28.9398 | 28.9398 | 28.9398 | 28.9398 | 28.9398 | 28.9398 | 28.9398 | 28.9398 | 28.9398 | 28.9398 | 28.9398 | 28.9398 | 28.9398 | 28.9398 | 28.9398 | 28.9398 | 28.9398 | 28.9398 | 28.9398 | 28.9398 | 28.9398 | 28.9398 | 28.9398 | 28.9398 | 28.9398 | 28.9398 | 28.9398 | 28.9398 | 28.9398 | 28.9398
3196 | 28.9405 | 28.9405 | 28.9405 | 28.9405 | 28.9405 | 28.9405 | 28.9405 | 28.9405 | 28.9405 | 28.9405 | 28.9405 | 28.9405 | 28.9405 | 28.9405 | 28.9405 | 28.9405 | 28.9405 | 28.9405 | 28.9405 | 28.9405 | 28.9405 | 28.9405 | 28.9405 | 28.9405 | 28.9405 | 28.9405 | 28.9405 | 28.9405 | 28.9405 | 28.9405 | 28.9405 | 28.9405 | 28.9405 | 28.9405 | 28.9405 | 28.9405 | 28.9405 | 28.9405 | 28.9405 | 28.9405 | 28.9405 | 28.9405 | 28.9405 | 28.9405 | 28.9405 | 28.9405 | 28.9405 | 28.9405 | 28.9405 | 28.9405 | 28.9405 | 28.9405 | 28.9405 | 28.9405 | 28.9405 | 28.9405 | 28.9405 | 28.9405 | 28.9405 | 28.9405
3197 | 28.9413 | 28.9413 | 28.9413 | 28.9413 | 28.9413 | 28.9413 | 28.9413 | 28.9413 | 28.9413 | 28.9413 | 28.9413 | 28.9413 | 28.9413 | 28.9413 | 28.9413 | 28.9413 | 28.9413 | 28.9413 | 28.9413 | 28.9413 | 28.9413 | 28.9413 | 28.9413 | 28.9413 | 28.9413 | 28.9413 | 28.9413 | 28.9413 | 28.9413 | 28.9413 | 28.9413 | 28.9413 | 28.9413 | 28.9413 | 28.9413 | 28.9413 | 28.9413 | 28.9413 | 28.9413 | 28.9413 | 28.9413 | 28.9413 | 28.9413 | 28.9413 | 28.9413 | 28.9413 | 28.9413 | 28.9413 | 28.9413 | 28.9413 | 28.9413 | 28.9413 | 28.9413 | 28.9413 | 28.9413 | 28.9413 | 28.9413 | 28.9413 | 28.9413 | 28.9413
3198 | 28.9421 | 28.9421 | 28.9421 | 28.9421 | 28.9421 | 28.9421 | 28.9421 | 28.9421 | 28.9421 | 28.9421 | 28.9421 | 28.9421 | 28.9421 | 28.9421 | 28.9421 | 28.9421 | 28.9421 | 28.9421 | 28.9421 | 28.9421 | 28.9421 | 28.9421 | 28.9421 | 28.9421 | 28.9421 | 28.9421 | 28.9421 | 28.9421 | 28.9421 | 28.9421 | 28.9421 | 28.9421 | 28.9421 | 28.9421 | 28.9421 | 28.9421 | 28.9421 | 28.9421 | 28.9421 | 28.9421 | 28.9421 | 28.9421 | 28.9421 | 28.9421 | 28.9421 | 28.9421 | 28.9421 | 28.9421 | 28.9421 | 28.9421 | 28.9421 | 28.9421 | 28.9421 | 28.9421 | 28.9421 | 28.9421 | 28.9421 | 28.9421 | 28.9421 | 28.9421
3199 | 28.9429 | 28.9429 | 28.9429 | 28.9429 | 28.9429 | 28.9429 | 28.9429 | 28.9429 | 28.9429 | 28.9429 | 28.9429 | 28.9429 | 28.9429 | 28.9429 | 28.9429 | 28.9429 | 28.9429 | 28.9429 | 28.9429 | 28.9429 | 28.9429 | 28.9429 | 28.9429 | 28.9429 | 28.9429 | 28.9429 | 28.9429 | 28.9429 | 28.9429 | 28.9429 | 28.9429 | 28.9429 | 28.9429 | 28.9429 | 28.9429 | 28.9429 | 28.9429 | 28.9429 | 28.9429 | 28.9429 | 28.9429 | 28.9429 | 28.9429 | 28.9429 | 28.9429 | 28.9429 | 28.9429 | 28.9429 | 28.9429 | 28.9429 | 28.9429 | 28.9429 | 28.9429 | 28.9429 | 28.9429 | 28.9429 | 28.9429 | 28.9429 | 28.9429 | 28.9429
3200 | 28.9437 | 28.9437 | 28.9437 | 28.9437 | 28.9437 | 28.9437 | 28.9437 | 28.9437 | 28.9437 | 28.9437 | 28.9437 | 28.9437 | 28.9437 | 28.9437 | 28.9437 | 28.9437 | 28.9437 | 28.9437 | 28.9437 | 28.9437 | 28.9437 | 28.9437 | 28.9437 | 28.9437 | 28.9437 | 28.9437 | 28.9437 | 28.9437 | 28.9437 | 28.9437 | 28.9437 | 28.9437 | 28.9437 | 28.9437 | 28.9437 | 28.9437 | 28.9437 | 28.9437 | 28.9437 | 28.9437 | 28.9437 | 28.9437 | 28.9437 | 28.9437 | 28.9437 | 28.9437 | 28.9437 | 28.9437 | 28.9437 | 28.9437 | 28.9437 | 28.9437 | 28.9437 | 28.9437 | 28.9437 | 28.9437 | 28.9437 | 28.9437 | 28.9437 | 28.9437
3201 | 28.9444 | 28.9444 | 28.9444 | 28.9444 | 28.9444 | 28.9444 | 28.9444 | 28.9444 | 28.9444 | 28.9444 | 28.9444 | 28.9444 | 28.9444 | 28.9444 | 28.9444 | 28.9444 | 28.9444 | 28.9444 | 28.9444 | 28.9444 | 28.9444 | 28.9444 | 28.9444 | 28.9444 | 28.9444 | 28.9444 | 28.9444 | 28.9444 | 28.9444 | 28.9444 | 28.9444 | 28.9444 | 28.9444 | 28.9444 | 28.9444 | 28.9444 | 28.9444 | 28.9444 | 28.9444 | 28.9444 | 28.9444 | 28.9444 | 28.9444 | 28.9444 | 28.9444 | 28.9444 | 28.9444 | 28.9444 | 28.9444 | 28.9444 | 28.9444 | 28.9444 | 28.9444 | 28.9444 | 28.9444 | 28.9444 | 28.9444 | 28.9444 | 28.9444 | 28.9444
3202 | 28.9452 | 28.9452 | 28.9452 | 28.9452 | 28.9452 | 28.9452 | 28.9452 | 28.9452 | 28.9452 | 28.9452 | 28.9452 | 28.9452 | 28.9452 | 28.9452 | 28.9452 | 28.9452 | 28.9452 | 28.9452 | 28.9452 | 28.9452 | 28.9452 | 28.9452 | 28.9452 | 28.9452 | 28.9452 | 28.9452 | 28.9452 | 28.9452 | 28.9452 | 28.9452 | 28.9452 | 28.9452 | 28.9452 | 28.9452 | 28.9452 | 28.9452 | 28.9452 | 28.9452 | 28.9452 | 28.9452 | 28.9452 | 28.9452 | 28.9452 | 28.9452 | 28.9452 | 28.9452 | 28.9452 | 28.9452 | 28.9452 | 28.9452 | 28.9452 | 28.9452 | 28.9452 | 28.9452 | 28.9452 | 28.9452 | 28.9452 | 28.9452 | 28.9452 | 28.9452
3203 | 28.946 | 28.946 | 28.946 | 28.946 | 28.946 | 28.946 | 28.946 | 28.946 | 28.946 | 28.946 | 28.946 | 28.946 | 28.946 | 28.946 | 28.946 | 28.946 | 28.946 | 28.946 | 28.946 | 28.946 | 28.946 | 28.946 | 28.946 | 28.946 | 28.946 | 28.946 | 28.946 | 28.946 | 28.946 | 28.946 | 28.946 | 28.946 | 28.946 | 28.946 | 28.946 | 28.946 | 28.946 | 28.946 | 28.946 | 28.946 | 28.946 | 28.946 | 28.946 | 28.946 | 28.946 | 28.946 | 28.946 | 28.946 | 28.946 | 28.946 | 28.946 | 28.946 | 28.946 | 28.946 | 28.946 | 28.946 | 28.946 | 28.946 | 28.946 | 28.946
3204 | 28.9468 | 28.9468 | 28.9468 | 28.9468 | 28.9468 | 28.9468 | 28.9468 | 28.9468 | 28.9468 | 28.9468 | 28.9468 | 28.9468 | 28.9468 | 28.9468 | 28.9468 | 28.9468 | 28.9468 | 28.9468 | 28.9468 | 28.9468 | 28.9468 | 28.9468 | 28.9468 | 28.9468 | 28.9468 | 28.9468 | 28.9468 | 28.9468 | 28.9468 | 28.9468 | 28.9468 | 28.9468 | 28.9468 | 28.9468 | 28.9468 | 28.9468 | 28.9468 | 28.9468 | 28.9468 | 28.9468 | 28.9468 | 28.9468 | 28.9468 | 28.9468 | 28.9468 | 28.9468 | 28.9468 | 28.9468 | 28.9468 | 28.9468 | 28.9468 | 28.9468 | 28.9468 | 28.9468 | 28.9468 | 28.9468 | 28.9468 | 28.9468 | 28.9468 | 28.9468
3205 | 28.9476 | 28.9476 | 28.9476 | 28.9476 | 28.9476 | 28.9476 | 28.9476 | 28.9476 | 28.9476 | 28.9476 | 28.9476 | 28.9476 | 28.9476 | 28.9476 | 28.9476 | 28.9476 | 28.9476 | 28.9476 | 28.9476 | 28.9476 | 28.9476 | 28.9476 | 28.9476 | 28.9476 | 28.9476 | 28.9476 | 28.9476 | 28.9476 | 28.9476 | 28.9476 | 28.9476 | 28.9476 | 28.9476 | 28.9476 | 28.9476 | 28.9476 | 28.9476 | 28.9476 | 28.9476 | 28.9476 | 28.9476 | 28.9476 | 28.9476 | 28.9476 | 28.9476 | 28.9476 | 28.9476 | 28.9476 | 28.9476 | 28.9476 | 28.9476 | 28.9476 | 28.9476 | 28.9476 | 28.9476 | 28.9476 | 28.9476 | 28.9476 | 28.9476 | 28.9476
3206 | 28.9483 | 28.9483 | 28.9483 | 28.9483 | 28.9483 | 28.9483 | 28.9483 | 28.9483 | 28.9483 | 28.9483 | 28.9483 | 28.9483 | 28.9483 | 28.9483 | 28.9483 | 28.9483 | 28.9483 | 28.9483 | 28.9483 | 28.9483 | 28.9483 | 28.9483 | 28.9483 | 28.9483 | 28.9483 | 28.9483 | 28.9483 | 28.9483 | 28.9483 | 28.9483 | 28.9483 | 28.9483 | 28.9483 | 28.9483 | 28.9483 | 28.9483 | 28.9483 | 28.9483 | 28.9483 | 28.9483 | 28.9483 | 28.9483 | 28.9483 | 28.9483 | 28.9483 | 28.9483 | 28.9483 | 28.9483 | 28.9483 | 28.9483 | 28.9483 | 28.9483 | 28.9483 | 28.9483 | 28.9483 | 28.9483 | 28.9483 | 28.9483 | 28.9483 | 28.9483
3207 | 28.9491 | 28.9491 | 28.9491 | 28.9491 | 28.9491 | 28.9491 | 28.9491 | 28.9491 | 28.9491 | 28.9491 | 28.9491 | 28.9491 | 28.9491 | 28.9491 | 28.9491 | 28.9491 | 28.9491 | 28.9491 | 28.9491 | 28.9491 | 28.9491 | 28.9491 | 28.9491 | 28.9491 | 28.9491 | 28.9491 | 28.9491 | 28.9491 | 28.9491 | 28.9491 | 28.9491 | 28.9491 | 28.9491 | 28.9491 | 28.9491 | 28.9491 | 28.9491 | 28.9491 | 28.9491 | 28.9491 | 28.9491 | 28.9491 | 28.9491 | 28.9491 | 28.9491 | 28.9491 | 28.9491 | 28.9491 | 28.9491 | 28.9491 | 28.9491 | 28.9491 | 28.9491 | 28.9491 | 28.9491 | 28.9491 | 28.9491 | 28.9491 | 28.9491 | 28.9491
3208 | 28.9499 | 28.9499 | 28.9499 | 28.9499 | 28.9499 | 28.9499 | 28.9499 | 28.9499 | 28.9499 | 28.9499 | 28.9499 | 28.9499 | 28.9499 | 28.9499 | 28.9499 | 28.9499 | 28.9499 | 28.9499 | 28.9499 | 28.9499 | 28.9499 | 28.9499 | 28.9499 | 28.9499 | 28.9499 | 28.9499 | 28.9499 | 28.9499 | 28.9499 | 28.9499 | 28.9499 | 28.9499 | 28.9499 | 28.9499 | 28.9499 | 28.9499 | 28.9499 | 28.9499 | 28.9499 | 28.9499 | 28.9499 | 28.9499 | 28.9499 | 28.9499 | 28.9499 | 28.9499 | 28.9499 | 28.9499 | 28.9499 | 28.9499 | 28.9499 | 28.9499 | 28.9499 | 28.9499 | 28.9499 | 28.9499 | 28.9499 | 28.9499 | 28.9499 | 28.9499
3209 | 28.9507 | 28.9507 | 28.9507 | 28.9507 | 28.9507 | 28.9507 | 28.9507 | 28.9507 | 28.9507 | 28.9507 | 28.9507 | 28.9507 | 28.9507 | 28.9507 | 28.9507 | 28.9507 | 28.9507 | 28.9507 | 28.9507 | 28.9507 | 28.9507 | 28.9507 | 28.9507 | 28.9507 | 28.9507 | 28.9507 | 28.9507 | 28.9507 | 28.9507 | 28.9507 | 28.9507 | 28.9507 | 28.9507 | 28.9507 | 28.9507 | 28.9507 | 28.9507 | 28.9507 | 28.9507 | 28.9507 | 28.9507 | 28.9507 | 28.9507 | 28.9507 | 28.9507 | 28.9507 | 28.9507 | 28.9507 | 28.9507 | 28.9507 | 28.9507 | 28.9507 | 28.9507 | 28.9507 | 28.9507 | 28.9507 | 28.9507 | 28.9507 | 28.9507 | 28.9507
3210 | 28.9515 | 28.9515 | 28.9515 | 28.9515 | 28.9515 | 28.9515 | 28.9515 | 28.9515 | 28.9515 | 28.9515 | 28.9515 | 28.9515 | 28.9515 | 28.9515 | 28.9515 | 28.9515 | 28.9515 | 28.9515 | 28.9515 | 28.9515 | 28.9515 | 28.9515 | 28.9515 | 28.9515 | 28.9515 | 28.9515 | 28.9515 | 28.9515 | 28.9515 | 28.9515 | 28.9515 | 28.9515 | 28.9515 | 28.9515 | 28.9515 | 28.9515 | 28.9515 | 28.9515 | 28.9515 | 28.9515 | 28.9515 | 28.9515 | 28.9515 | 28.9515 | 28.9515 | 28.9515 | 28.9515 | 28.9515 | 28.9515 | 28.9515 | 28.9515 | 28.9515 | 28.9515 | 28.9515 | 28.9515 | 28.9515 | 28.9515 | 28.9515 | 28.9515 | 28.9515
3211 | 28.9522 | 28.9522 | 28.9522 | 28.9522 | 28.9522 | 28.9522 | 28.9522 | 28.9522 | 28.9522 | 28.9522 | 28.9522 | 28.9522 | 28.9522 | 28.9522 | 28.9522 | 28.9522 | 28.9522 | 28.9522 | 28.9522 | 28.9522 | 28.9522 | 28.9522 | 28.9522 | 28.9522 | 28.9522 | 28.9522 | 28.9522 | 28.9522 | 28.9522 | 28.9522 | 28.9522 | 28.9522 | 28.9522 | 28.9522 | 28.9522 | 28.9522 | 28.9522 | 28.9522 | 28.9522 | 28.9522 | 28.9522 | 28.9522 | 28.9522 | 28.9522 | 28.9522 | 28.9522 | 28.9522 | 28.9522 | 28.9522 | 28.9522 | 28.9522 | 28.9522 | 28.9522 | 28.9522 | 28.9522 | 28.9522 | 28.9522 | 28.9522 | 28.9522 | 28.9522
3212 | 28.953 | 28.953 | 28.953 | 28.953 | 28.953 | 28.953 | 28.953 | 28.953 | 28.953 | 28.953 | 28.953 | 28.953 | 28.953 | 28.953 | 28.953 | 28.953 | 28.953 | 28.953 | 28.953 | 28.953 | 28.953 | 28.953 | 28.953 | 28.953 | 28.953 | 28.953 | 28.953 | 28.953 | 28.953 | 28.953 | 28.953 | 28.953 | 28.953 | 28.953 | 28.953 | 28.953 | 28.953 | 28.953 | 28.953 | 28.953 | 28.953 | 28.953 | 28.953 | 28.953 | 28.953 | 28.953 | 28.953 | 28.953 | 28.953 | 28.953 | 28.953 | 28.953 | 28.953 | 28.953 | 28.953 | 28.953 | 28.953 | 28.953 | 28.953 | 28.953
3213 | 28.9538 | 28.9538 | 28.9538 | 28.9538 | 28.9538 | 28.9538 | 28.9538 | 28.9538 | 28.9538 | 28.9538 | 28.9538 | 28.9538 | 28.9538 | 28.9538 | 28.9538 | 28.9538 | 28.9538 | 28.9538 | 28.9538 | 28.9538 | 28.9538 | 28.9538 | 28.9538 | 28.9538 | 28.9538 | 28.9538 | 28.9538 | 28.9538 | 28.9538 | 28.9538 | 28.9538 | 28.9538 | 28.9538 | 28.9538 | 28.9538 | 28.9538 | 28.9538 | 28.9538 | 28.9538 | 28.9538 | 28.9538 | 28.9538 | 28.9538 | 28.9538 | 28.9538 | 28.9538 | 28.9538 | 28.9538 | 28.9538 | 28.9538 | 28.9538 | 28.9538 | 28.9538 | 28.9538 | 28.9538 | 28.9538 | 28.9538 | 28.9538 | 28.9538 | 28.9538
3214 | 28.9546 | 28.9546 | 28.9546 | 28.9546 | 28.9546 | 28.9546 | 28.9546 | 28.9546 | 28.9546 | 28.9546 | 28.9546 | 28.9546 | 28.9546 | 28.9546 | 28.9546 | 28.9546 | 28.9546 | 28.9546 | 28.9546 | 28.9546 | 28.9546 | 28.9546 | 28.9546 | 28.9546 | 28.9546 | 28.9546 | 28.9546 | 28.9546 | 28.9546 | 28.9546 | 28.9546 | 28.9546 | 28.9546 | 28.9546 | 28.9546 | 28.9546 | 28.9546 | 28.9546 | 28.9546 | 28.9546 | 28.9546 | 28.9546 | 28.9546 | 28.9546 | 28.9546 | 28.9546 | 28.9546 | 28.9546 | 28.9546 | 28.9546 | 28.9546 | 28.9546 | 28.9546 | 28.9546 | 28.9546 | 28.9546 | 28.9546 | 28.9546 | 28.9546 | 28.9546
3215 | 28.9554 | 28.9554 | 28.9554 | 28.9554 | 28.9554 | 28.9554 | 28.9554 | 28.9554 | 28.9554 | 28.9554 | 28.9554 | 28.9554 | 28.9554 | 28.9554 | 28.9554 | 28.9554 | 28.9554 | 28.9554 | 28.9554 | 28.9554 | 28.9554 | 28.9554 | 28.9554 | 28.9554 | 28.9554 | 28.9554 | 28.9554 | 28.9554 | 28.9554 | 28.9554 | 28.9554 | 28.9554 | 28.9554 | 28.9554 | 28.9554 | 28.9554 | 28.9554 | 28.9554 | 28.9554 | 28.9554 | 28.9554 | 28.9554 | 28.9554 | 28.9554 | 28.9554 | 28.9554 | 28.9554 | 28.9554 | 28.9554 | 28.9554 | 28.9554 | 28.9554 | 28.9554 | 28.9554 | 28.9554 | 28.9554 | 28.9554 | 28.9554 | 28.9554 | 28.9554
3216 | 28.9561 | 28.9561 | 28.9561 | 28.9561 | 28.9561 | 28.9561 | 28.9561 | 28.9561 | 28.9561 | 28.9561 | 28.9561 | 28.9561 | 28.9561 | 28.9561 | 28.9561 | 28.9561 | 28.9561 | 28.9561 | 28.9561 | 28.9561 | 28.9561 | 28.9561 | 28.9561 | 28.9561 | 28.9561 | 28.9561 | 28.9561 | 28.9561 | 28.9561 | 28.9561 | 28.9561 | 28.9561 | 28.9561 | 28.9561 | 28.9561 | 28.9561 | 28.9561 | 28.9561 | 28.9561 | 28.9561 | 28.9561 | 28.9561 | 28.9561 | 28.9561 | 28.9561 | 28.9561 | 28.9561 | 28.9561 | 28.9561 | 28.9561 | 28.9561 | 28.9561 | 28.9561 | 28.9561 | 28.9561 | 28.9561 | 28.9561 | 28.9561 | 28.9561 | 28.9561
3217 | 28.9569 | 28.9569 | 28.9569 | 28.9569 | 28.9569 | 28.9569 | 28.9569 | 28.9569 | 28.9569 | 28.9569 | 28.9569 | 28.9569 | 28.9569 | 28.9569 | 28.9569 | 28.9569 | 28.9569 | 28.9569 | 28.9569 | 28.9569 | 28.9569 | 28.9569 | 28.9569 | 28.9569 | 28.9569 | 28.9569 | 28.9569 | 28.9569 | 28.9569 | 28.9569 | 28.9569 | 28.9569 | 28.9569 | 28.9569 | 28.9569 | 28.9569 | 28.9569 | 28.9569 | 28.9569 | 28.9569 | 28.9569 | 28.9569 | 28.9569 | 28.9569 | 28.9569 | 28.9569 | 28.9569 | 28.9569 | 28.9569 | 28.9569 | 28.9569 | 28.9569 | 28.9569 | 28.9569 | 28.9569 | 28.9569 | 28.9569 | 28.9569 | 28.9569 | 28.9569
3218 | 28.9577 | 28.9577 | 28.9577 | 28.9577 | 28.9577 | 28.9577 | 28.9577 | 28.9577 | 28.9577 | 28.9577 | 28.9577 | 28.9577 | 28.9577 | 28.9577 | 28.9577 | 28.9577 | 28.9577 | 28.9577 | 28.9577 | 28.9577 | 28.9577 | 28.9577 | 28.9577 | 28.9577 | 28.9577 | 28.9577 | 28.9577 | 28.9577 | 28.9577 | 28.9577 | 28.9577 | 28.9577 | 28.9577 | 28.9577 | 28.9577 | 28.9577 | 28.9577 | 28.9577 | 28.9577 | 28.9577 | 28.9577 | 28.9577 | 28.9577 | 28.9577 | 28.9577 | 28.9577 | 28.9577 | 28.9577 | 28.9577 | 28.9577 | 28.9577 | 28.9577 | 28.9577 | 28.9577 | 28.9577 | 28.9577 | 28.9577 | 28.9577 | 28.9577 | 28.9577
3219 | 28.9585 | 28.9585 | 28.9585 | 28.9585 | 28.9585 | 28.9585 | 28.9585 | 28.9585 | 28.9585 | 28.9585 | 28.9585 | 28.9585 | 28.9585 | 28.9585 | 28.9585 | 28.9585 | 28.9585 | 28.9585 | 28.9585 | 28.9585 | 28.9585 | 28.9585 | 28.9585 | 28.9585 | 28.9585 | 28.9585 | 28.9585 | 28.9585 | 28.9585 | 28.9585 | 28.9585 | 28.9585 | 28.9585 | 28.9585 | 28.9585 | 28.9585 | 28.9585 | 28.9585 | 28.9585 | 28.9585 | 28.9585 | 28.9585 | 28.9585 | 28.9585 | 28.9585 | 28.9585 | 28.9585 | 28.9585 | 28.9585 | 28.9585 | 28.9585 | 28.9585 | 28.9585 | 28.9585 | 28.9585 | 28.9585 | 28.9585 | 28.9585 | 28.9585 | 28.9585
3220 | 28.9592 | 28.9592 | 28.9592 | 28.9592 | 28.9592 | 28.9592 | 28.9592 | 28.9592 | 28.9592 | 28.9592 | 28.9592 | 28.9592 | 28.9592 | 28.9592 | 28.9592 | 28.9592 | 28.9592 | 28.9592 | 28.9592 | 28.9592 | 28.9592 | 28.9592 | 28.9592 | 28.9592 | 28.9592 | 28.9592 | 28.9592 | 28.9592 | 28.9592 | 28.9592 | 28.9592 | 28.9592 | 28.9592 | 28.9592 | 28.9592 | 28.9592 | 28.9592 | 28.9592 | 28.9592 | 28.9592 | 28.9592 | 28.9592 | 28.9592 | 28.9592 | 28.9592 | 28.9592 | 28.9592 | 28.9592 | 28.9592 | 28.9592 | 28.9592 | 28.9592 | 28.9592 | 28.9592 | 28.9592 | 28.9592 | 28.9592 | 28.9592 | 28.9592 | 28.9592
3221 | 28.96 | 28.96 | 28.96 | 28.96 | 28.96 | 28.96 | 28.96 | 28.96 | 28.96 | 28.96 | 28.96 | 28.96 | 28.96 | 28.96 | 28.96 | 28.96 | 28.96 | 28.96 | 28.96 | 28.96 | 28.96 | 28.96 | 28.96 | 28.96 | 28.96 | 28.96 | 28.96 | 28.96 | 28.96 | 28.96 | 28.96 | 28.96 | 28.96 | 28.96 | 28.96 | 28.96 | 28.96 | 28.96 | 28.96 | 28.96 | 28.96 | 28.96 | 28.96 | 28.96 | 28.96 | 28.96 | 28.96 | 28.96 | 28.96 | 28.96 | 28.96 | 28.96 | 28.96 | 28.96 | 28.96 | 28.96 | 28.96 | 28.96 | 28.96 | 28.96
3222 | 28.9608 | 28.9608 | 28.9608 | 28.9608 | 28.9608 | 28.9608 | 28.9608 | 28.9608 | 28.9608 | 28.9608 | 28.9608 | 28.9608 | 28.9608 | 28.9608 | 28.9608 | 28.9608 | 28.9608 | 28.9608 | 28.9608 | 28.9608 | 28.9608 | 28.9608 | 28.9608 | 28.9608 | 28.9608 | 28.9608 | 28.9608 | 28.9608 | 28.9608 | 28.9608 | 28.9608 | 28.9608 | 28.9608 | 28.9608 | 28.9608 | 28.9608 | 28.9608 | 28.9608 | 28.9608 | 28.9608 | 28.9608 | 28.9608 | 28.9608 | 28.9608 | 28.9608 | 28.9608 | 28.9608 | 28.9608 | 28.9608 | 28.9608 | 28.9608 | 28.9608 | 28.9608 | 28.9608 | 28.9608 | 28.9608 | 28.9608 | 28.9608 | 28.9608 | 28.9608
3223 | 28.9616 | 28.9616 | 28.9616 | 28.9616 | 28.9616 | 28.9616 | 28.9616 | 28.9616 | 28.9616 | 28.9616 | 28.9616 | 28.9616 | 28.9616 | 28.9616 | 28.9616 | 28.9616 | 28.9616 | 28.9616 | 28.9616 | 28.9616 | 28.9616 | 28.9616 | 28.9616 | 28.9616 | 28.9616 | 28.9616 | 28.9616 | 28.9616 | 28.9616 | 28.9616 | 28.9616 | 28.9616 | 28.9616 | 28.9616 | 28.9616 | 28.9616 | 28.9616 | 28.9616 | 28.9616 | 28.9616 | 28.9616 | 28.9616 | 28.9616 | 28.9616 | 28.9616 | 28.9616 | 28.9616 | 28.9616 | 28.9616 | 28.9616 | 28.9616 | 28.9616 | 28.9616 | 28.9616 | 28.9616 | 28.9616 | 28.9616 | 28.9616 | 28.9616 | 28.9616
3224 | 28.9623 | 28.9623 | 28.9623 | 28.9623 | 28.9623 | 28.9623 | 28.9623 | 28.9623 | 28.9623 | 28.9623 | 28.9623 | 28.9623 | 28.9623 | 28.9623 | 28.9623 | 28.9623 | 28.9623 | 28.9623 | 28.9623 | 28.9623 | 28.9623 | 28.9623 | 28.9623 | 28.9623 | 28.9623 | 28.9623 | 28.9623 | 28.9623 | 28.9623 | 28.9623 | 28.9623 | 28.9623 | 28.9623 | 28.9623 | 28.9623 | 28.9623 | 28.9623 | 28.9623 | 28.9623 | 28.9623 | 28.9623 | 28.9623 | 28.9623 | 28.9623 | 28.9623 | 28.9623 | 28.9623 | 28.9623 | 28.9623 | 28.9623 | 28.9623 | 28.9623 | 28.9623 | 28.9623 | 28.9623 | 28.9623 | 28.9623 | 28.9623 | 28.9623 | 28.9623
3225 | 28.9631 | 28.9631 | 28.9631 | 28.9631 | 28.9631 | 28.9631 | 28.9631 | 28.9631 | 28.9631 | 28.9631 | 28.9631 | 28.9631 | 28.9631 | 28.9631 | 28.9631 | 28.9631 | 28.9631 | 28.9631 | 28.9631 | 28.9631 | 28.9631 | 28.9631 | 28.9631 | 28.9631 | 28.9631 | 28.9631 | 28.9631 | 28.9631 | 28.9631 | 28.9631 | 28.9631 | 28.9631 | 28.9631 | 28.9631 | 28.9631 | 28.9631 | 28.9631 | 28.9631 | 28.9631 | 28.9631 | 28.9631 | 28.9631 | 28.9631 | 28.9631 | 28.9631 | 28.9631 | 28.9631 | 28.9631 | 28.9631 | 28.9631 | 28.9631 | 28.9631 | 28.9631 | 28.9631 | 28.9631 | 28.9631 | 28.9631 | 28.9631 | 28.9631 | 28.9631
3226 | 28.9639 | 28.9639 | 28.9639 | 28.9639 | 28.9639 | 28.9639 | 28.9639 | 28.9639 | 28.9639 | 28.9639 | 28.9639 | 28.9639 | 28.9639 | 28.9639 | 28.9639 | 28.9639 | 28.9639 | 28.9639 | 28.9639 | 28.9639 | 28.9639 | 28.9639 | 28.9639 | 28.9639 | 28.9639 | 28.9639 | 28.9639 | 28.9639 | 28.9639 | 28.9639 | 28.9639 | 28.9639 | 28.9639 | 28.9639 | 28.9639 | 28.9639 | 28.9639 | 28.9639 | 28.9639 | 28.9639 | 28.9639 | 28.9639 | 28.9639 | 28.9639 | 28.9639 | 28.9639 | 28.9639 | 28.9639 | 28.9639 | 28.9639 | 28.9639 | 28.9639 | 28.9639 | 28.9639 | 28.9639 | 28.9639 | 28.9639 | 28.9639 | 28.9639 | 28.9639
3227 | 28.9647 | 28.9647 | 28.9647 | 28.9647 | 28.9647 | 28.9647 | 28.9647 | 28.9647 | 28.9647 | 28.9647 | 28.9647 | 28.9647 | 28.9647 | 28.9647 | 28.9647 | 28.9647 | 28.9647 | 28.9647 | 28.9647 | 28.9647 | 28.9647 | 28.9647 | 28.9647 | 28.9647 | 28.9647 | 28.9647 | 28.9647 | 28.9647 | 28.9647 | 28.9647 | 28.9647 | 28.9647 | 28.9647 | 28.9647 | 28.9647 | 28.9647 | 28.9647 | 28.9647 | 28.9647 | 28.9647 | 28.9647 | 28.9647 | 28.9647 | 28.9647 | 28.9647 | 28.9647 | 28.9647 | 28.9647 | 28.9647 | 28.9647 | 28.9647 | 28.9647 | 28.9647 | 28.9647 | 28.9647 | 28.9647 | 28.9647 | 28.9647 | 28.9647 | 28.9647
3228 | 28.9654 | 28.9654 | 28.9654 | 28.9654 | 28.9654 | 28.9654 | 28.9654 | 28.9654 | 28.9654 | 28.9654 | 28.9654 | 28.9654 | 28.9654 | 28.9654 | 28.9654 | 28.9654 | 28.9654 | 28.9654 | 28.9654 | 28.9654 | 28.9654 | 28.9654 | 28.9654 | 28.9654 | 28.9654 | 28.9654 | 28.9654 | 28.9654 | 28.9654 | 28.9654 | 28.9654 | 28.9654 | 28.9654 | 28.9654 | 28.9654 | 28.9654 | 28.9654 | 28.9654 | 28.9654 | 28.9654 | 28.9654 | 28.9654 | 28.9654 | 28.9654 | 28.9654 | 28.9654 | 28.9654 | 28.9654 | 28.9654 | 28.9654 | 28.9654 | 28.9654 | 28.9654 | 28.9654 | 28.9654 | 28.9654 | 28.9654 | 28.9654 | 28.9654 | 28.9654
3229 | 28.9662 | 28.9662 | 28.9662 | 28.9662 | 28.9662 | 28.9662 | 28.9662 | 28.9662 | 28.9662 | 28.9662 | 28.9662 | 28.9662 | 28.9662 | 28.9662 | 28.9662 | 28.9662 | 28.9662 | 28.9662 | 28.9662 | 28.9662 | 28.9662 | 28.9662 | 28.9662 | 28.9662 | 28.9662 | 28.9662 | 28.9662 | 28.9662 | 28.9662 | 28.9662 | 28.9662 | 28.9662 | 28.9662 | 28.9662 | 28.9662 | 28.9662 | 28.9662 | 28.9662 | 28.9662 | 28.9662 | 28.9662 | 28.9662 | 28.9662 | 28.9662 | 28.9662 | 28.9662 | 28.9662 | 28.9662 | 28.9662 | 28.9662 | 28.9662 | 28.9662 | 28.9662 | 28.9662 | 28.9662 | 28.9662 | 28.9662 | 28.9662 | 28.9662 | 28.9662
3230 | 28.967 | 28.967 | 28.967 | 28.967 | 28.967 | 28.967 | 28.967 | 28.967 | 28.967 | 28.967 | 28.967 | 28.967 | 28.967 | 28.967 | 28.967 | 28.967 | 28.967 | 28.967 | 28.967 | 28.967 | 28.967 | 28.967 | 28.967 | 28.967 | 28.967 | 28.967 | 28.967 | 28.967 | 28.967 | 28.967 | 28.967 | 28.967 | 28.967 | 28.967 | 28.967 | 28.967 | 28.967 | 28.967 | 28.967 | 28.967 | 28.967 | 28.967 | 28.967 | 28.967 | 28.967 | 28.967 | 28.967 | 28.967 | 28.967 | 28.967 | 28.967 | 28.967 | 28.967 | 28.967 | 28.967 | 28.967 | 28.967 | 28.967 | 28.967 | 28.967
3231 | 28.9678 | 28.9678 | 28.9678 | 28.9678 | 28.9678 | 28.9678 | 28.9678 | 28.9678 | 28.9678 | 28.9678 | 28.9678 | 28.9678 | 28.9678 | 28.9678 | 28.9678 | 28.9678 | 28.9678 | 28.9678 | 28.9678 | 28.9678 | 28.9678 | 28.9678 | 28.9678 | 28.9678 | 28.9678 | 28.9678 | 28.9678 | 28.9678 | 28.9678 | 28.9678 | 28.9678 | 28.9678 | 28.9678 | 28.9678 | 28.9678 | 28.9678 | 28.9678 | 28.9678 | 28.9678 | 28.9678 | 28.9678 | 28.9678 | 28.9678 | 28.9678 | 28.9678 | 28.9678 | 28.9678 | 28.9678 | 28.9678 | 28.9678 | 28.9678 | 28.9678 | 28.9678 | 28.9678 | 28.9678 | 28.9678 | 28.9678 | 28.9678 | 28.9678 | 28.9678
3232 | 28.9685 | 28.9685 | 28.9685 | 28.9685 | 28.9685 | 28.9685 | 28.9685 | 28.9685 | 28.9685 | 28.9685 | 28.9685 | 28.9685 | 28.9685 | 28.9685 | 28.9685 | 28.9685 | 28.9685 | 28.9685 | 28.9685 | 28.9685 | 28.9685 | 28.9685 | 28.9685 | 28.9685 | 28.9685 | 28.9685 | 28.9685 | 28.9685 | 28.9685 | 28.9685 | 28.9685 | 28.9685 | 28.9685 | 28.9685 | 28.9685 | 28.9685 | 28.9685 | 28.9685 | 28.9685 | 28.9685 | 28.9685 | 28.9685 | 28.9685 | 28.9685 | 28.9685 | 28.9685 | 28.9685 | 28.9685 | 28.9685 | 28.9685 | 28.9685 | 28.9685 | 28.9685 | 28.9685 | 28.9685 | 28.9685 | 28.9685 | 28.9685 | 28.9685 | 28.9685
3233 | 28.9693 | 28.9693 | 28.9693 | 28.9693 | 28.9693 | 28.9693 | 28.9693 | 28.9693 | 28.9693 | 28.9693 | 28.9693 | 28.9693 | 28.9693 | 28.9693 | 28.9693 | 28.9693 | 28.9693 | 28.9693 | 28.9693 | 28.9693 | 28.9693 | 28.9693 | 28.9693 | 28.9693 | 28.9693 | 28.9693 | 28.9693 | 28.9693 | 28.9693 | 28.9693 | 28.9693 | 28.9693 | 28.9693 | 28.9693 | 28.9693 | 28.9693 | 28.9693 | 28.9693 | 28.9693 | 28.9693 | 28.9693 | 28.9693 | 28.9693 | 28.9693 | 28.9693 | 28.9693 | 28.9693 | 28.9693 | 28.9693 | 28.9693 | 28.9693 | 28.9693 | 28.9693 | 28.9693 | 28.9693 | 28.9693 | 28.9693 | 28.9693 | 28.9693 | 28.9693
3234 | 28.9701 | 28.9701 | 28.9701 | 28.9701 | 28.9701 | 28.9701 | 28.9701 | 28.9701 | 28.9701 | 28.9701 | 28.9701 | 28.9701 | 28.9701 | 28.9701 | 28.9701 | 28.9701 | 28.9701 | 28.9701 | 28.9701 | 28.9701 | 28.9701 | 28.9701 | 28.9701 | 28.9701 | 28.9701 | 28.9701 | 28.9701 | 28.9701 | 28.9701 | 28.9701 | 28.9701 | 28.9701 | 28.9701 | 28.9701 | 28.9701 | 28.9701 | 28.9701 | 28.9701 | 28.9701 | 28.9701 | 28.9701 | 28.9701 | 28.9701 | 28.9701 | 28.9701 | 28.9701 | 28.9701 | 28.9701 | 28.9701 | 28.9701 | 28.9701 | 28.9701 | 28.9701 | 28.9701 | 28.9701 | 28.9701 | 28.9701 | 28.9701 | 28.9701 | 28.9701
3235 | 28.9709 | 28.9709 | 28.9709 | 28.9709 | 28.9709 | 28.9709 | 28.9709 | 28.9709 | 28.9709 | 28.9709 | 28.9709 | 28.9709 | 28.9709 | 28.9709 | 28.9709 | 28.9709 | 28.9709 | 28.9709 | 28.9709 | 28.9709 | 28.9709 | 28.9709 | 28.9709 | 28.9709 | 28.9709 | 28.9709 | 28.9709 | 28.9709 | 28.9709 | 28.9709 | 28.9709 | 28.9709 | 28.9709 | 28.9709 | 28.9709 | 28.9709 | 28.9709 | 28.9709 | 28.9709 | 28.9709 | 28.9709 | 28.9709 | 28.9709 | 28.9709 | 28.9709 | 28.9709 | 28.9709 | 28.9709 | 28.9709 | 28.9709 | 28.9709 | 28.9709 | 28.9709 | 28.9709 | 28.9709 | 28.9709 | 28.9709 | 28.9709 | 28.9709 | 28.9709
3236 | 28.9716 | 28.9716 | 28.9716 | 28.9716 | 28.9716 | 28.9716 | 28.9716 | 28.9716 | 28.9716 | 28.9716 | 28.9716 | 28.9716 | 28.9716 | 28.9716 | 28.9716 | 28.9716 | 28.9716 | 28.9716 | 28.9716 | 28.9716 | 28.9716 | 28.9716 | 28.9716 | 28.9716 | 28.9716 | 28.9716 | 28.9716 | 28.9716 | 28.9716 | 28.9716 | 28.9716 | 28.9716 | 28.9716 | 28.9716 | 28.9716 | 28.9716 | 28.9716 | 28.9716 | 28.9716 | 28.9716 | 28.9716 | 28.9716 | 28.9716 | 28.9716 | 28.9716 | 28.9716 | 28.9716 | 28.9716 | 28.9716 | 28.9716 | 28.9716 | 28.9716 | 28.9716 | 28.9716 | 28.9716 | 28.9716 | 28.9716 | 28.9716 | 28.9716 | 28.9716
3237 | 28.9724 | 28.9724 | 28.9724 | 28.9724 | 28.9724 | 28.9724 | 28.9724 | 28.9724 | 28.9724 | 28.9724 | 28.9724 | 28.9724 | 28.9724 | 28.9724 | 28.9724 | 28.9724 | 28.9724 | 28.9724 | 28.9724 | 28.9724 | 28.9724 | 28.9724 | 28.9724 | 28.9724 | 28.9724 | 28.9724 | 28.9724 | 28.9724 | 28.9724 | 28.9724 | 28.9724 | 28.9724 | 28.9724 | 28.9724 | 28.9724 | 28.9724 | 28.9724 | 28.9724 | 28.9724 | 28.9724 | 28.9724 | 28.9724 | 28.9724 | 28.9724 | 28.9724 | 28.9724 | 28.9724 | 28.9724 | 28.9724 | 28.9724 | 28.9724 | 28.9724 | 28.9724 | 28.9724 | 28.9724 | 28.9724 | 28.9724 | 28.9724 | 28.9724 | 28.9724
3238 | 28.9732 | 28.9732 | 28.9732 | 28.9732 | 28.9732 | 28.9732 | 28.9732 | 28.9732 | 28.9732 | 28.9732 | 28.9732 | 28.9732 | 28.9732 | 28.9732 | 28.9732 | 28.9732 | 28.9732 | 28.9732 | 28.9732 | 28.9732 | 28.9732 | 28.9732 | 28.9732 | 28.9732 | 28.9732 | 28.9732 | 28.9732 | 28.9732 | 28.9732 | 28.9732 | 28.9732 | 28.9732 | 28.9732 | 28.9732 | 28.9732 | 28.9732 | 28.9732 | 28.9732 | 28.9732 | 28.9732 | 28.9732 | 28.9732 | 28.9732 | 28.9732 | 28.9732 | 28.9732 | 28.9732 | 28.9732 | 28.9732 | 28.9732 | 28.9732 | 28.9732 | 28.9732 | 28.9732 | 28.9732 | 28.9732 | 28.9732 | 28.9732 | 28.9732 | 28.9732
3239 | 28.9739 | 28.9739 | 28.9739 | 28.9739 | 28.9739 | 28.9739 | 28.9739 | 28.9739 | 28.9739 | 28.9739 | 28.9739 | 28.9739 | 28.9739 | 28.9739 | 28.9739 | 28.9739 | 28.9739 | 28.9739 | 28.9739 | 28.9739 | 28.9739 | 28.9739 | 28.9739 | 28.9739 | 28.9739 | 28.9739 | 28.9739 | 28.9739 | 28.9739 | 28.9739 | 28.9739 | 28.9739 | 28.9739 | 28.9739 | 28.9739 | 28.9739 | 28.9739 | 28.9739 | 28.9739 | 28.9739 | 28.9739 | 28.9739 | 28.9739 | 28.9739 | 28.9739 | 28.9739 | 28.9739 | 28.9739 | 28.9739 | 28.9739 | 28.9739 | 28.9739 | 28.9739 | 28.9739 | 28.9739 | 28.9739 | 28.9739 | 28.9739 | 28.9739 | 28.9739
3240 | 28.9747 | 28.9747 | 28.9747 | 28.9747 | 28.9747 | 28.9747 | 28.9747 | 28.9747 | 28.9747 | 28.9747 | 28.9747 | 28.9747 | 28.9747 | 28.9747 | 28.9747 | 28.9747 | 28.9747 | 28.9747 | 28.9747 | 28.9747 | 28.9747 | 28.9747 | 28.9747 | 28.9747 | 28.9747 | 28.9747 | 28.9747 | 28.9747 | 28.9747 | 28.9747 | 28.9747 | 28.9747 | 28.9747 | 28.9747 | 28.9747 | 28.9747 | 28.9747 | 28.9747 | 28.9747 | 28.9747 | 28.9747 | 28.9747 | 28.9747 | 28.9747 | 28.9747 | 28.9747 | 28.9747 | 28.9747 | 28.9747 | 28.9747 | 28.9747 | 28.9747 | 28.9747 | 28.9747 | 28.9747 | 28.9747 | 28.9747 | 28.9747 | 28.9747 | 28.9747
3241 | 28.9755 | 28.9755 | 28.9755 | 28.9755 | 28.9755 | 28.9755 | 28.9755 | 28.9755 | 28.9755 | 28.9755 | 28.9755 | 28.9755 | 28.9755 | 28.9755 | 28.9755 | 28.9755 | 28.9755 | 28.9755 | 28.9755 | 28.9755 | 28.9755 | 28.9755 | 28.9755 | 28.9755 | 28.9755 | 28.9755 | 28.9755 | 28.9755 | 28.9755 | 28.9755 | 28.9755 | 28.9755 | 28.9755 | 28.9755 | 28.9755 | 28.9755 | 28.9755 | 28.9755 | 28.9755 | 28.9755 | 28.9755 | 28.9755 | 28.9755 | 28.9755 | 28.9755 | 28.9755 | 28.9755 | 28.9755 | 28.9755 | 28.9755 | 28.9755 | 28.9755 | 28.9755 | 28.9755 | 28.9755 | 28.9755 | 28.9755 | 28.9755 | 28.9755 | 28.9755
3242 | 28.9763 | 28.9763 | 28.9763 | 28.9763 | 28.9763 | 28.9763 | 28.9763 | 28.9763 | 28.9763 | 28.9763 | 28.9763 | 28.9763 | 28.9763 | 28.9763 | 28.9763 | 28.9763 | 28.9763 | 28.9763 | 28.9763 | 28.9763 | 28.9763 | 28.9763 | 28.9763 | 28.9763 | 28.9763 | 28.9763 | 28.9763 | 28.9763 | 28.9763 | 28.9763 | 28.9763 | 28.9763 | 28.9763 | 28.9763 | 28.9763 | 28.9763 | 28.9763 | 28.9763 | 28.9763 | 28.9763 | 28.9763 | 28.9763 | 28.9763 | 28.9763 | 28.9763 | 28.9763 | 28.9763 | 28.9763 | 28.9763 | 28.9763 | 28.9763 | 28.9763 | 28.9763 | 28.9763 | 28.9763 | 28.9763 | 28.9763 | 28.9763 | 28.9763 | 28.9763
3243 | 28.977 | 28.977 | 28.977 | 28.977 | 28.977 | 28.977 | 28.977 | 28.977 | 28.977 | 28.977 | 28.977 | 28.977 | 28.977 | 28.977 | 28.977 | 28.977 | 28.977 | 28.977 | 28.977 | 28.977 | 28.977 | 28.977 | 28.977 | 28.977 | 28.977 | 28.977 | 28.977 | 28.977 | 28.977 | 28.977 | 28.977 | 28.977 | 28.977 | 28.977 | 28.977 | 28.977 | 28.977 | 28.977 | 28.977 | 28.977 | 28.977 | 28.977 | 28.977 | 28.977 | 28.977 | 28.977 | 28.977 | 28.977 | 28.977 | 28.977 | 28.977 | 28.977 | 28.977 | 28.977 | 28.977 | 28.977 | 28.977 | 28.977 | 28.977 | 28.977
3244 | 28.9778 | 28.9778 | 28.9778 | 28.9778 | 28.9778 | 28.9778 | 28.9778 | 28.9778 | 28.9778 | 28.9778 | 28.9778 | 28.9778 | 28.9778 | 28.9778 | 28.9778 | 28.9778 | 28.9778 | 28.9778 | 28.9778 | 28.9778 | 28.9778 | 28.9778 | 28.9778 | 28.9778 | 28.9778 | 28.9778 | 28.9778 | 28.9778 | 28.9778 | 28.9778 | 28.9778 | 28.9778 | 28.9778 | 28.9778 | 28.9778 | 28.9778 | 28.9778 | 28.9778 | 28.9778 | 28.9778 | 28.9778 | 28.9778 | 28.9778 | 28.9778 | 28.9778 | 28.9778 | 28.9778 | 28.9778 | 28.9778 | 28.9778 | 28.9778 | 28.9778 | 28.9778 | 28.9778 | 28.9778 | 28.9778 | 28.9778 | 28.9778 | 28.9778 | 28.9778
3245 | 28.9786 | 28.9786 | 28.9786 | 28.9786 | 28.9786 | 28.9786 | 28.9786 | 28.9786 | 28.9786 | 28.9786 | 28.9786 | 28.9786 | 28.9786 | 28.9786 | 28.9786 | 28.9786 | 28.9786 | 28.9786 | 28.9786 | 28.9786 | 28.9786 | 28.9786 | 28.9786 | 28.9786 | 28.9786 | 28.9786 | 28.9786 | 28.9786 | 28.9786 | 28.9786 | 28.9786 | 28.9786 | 28.9786 | 28.9786 | 28.9786 | 28.9786 | 28.9786 | 28.9786 | 28.9786 | 28.9786 | 28.9786 | 28.9786 | 28.9786 | 28.9786 | 28.9786 | 28.9786 | 28.9786 | 28.9786 | 28.9786 | 28.9786 | 28.9786 | 28.9786 | 28.9786 | 28.9786 | 28.9786 | 28.9786 | 28.9786 | 28.9786 | 28.9786 | 28.9786
3246 | 28.9793 | 28.9793 | 28.9793 | 28.9793 | 28.9793 | 28.9793 | 28.9793 | 28.9793 | 28.9793 | 28.9793 | 28.9793 | 28.9793 | 28.9793 | 28.9793 | 28.9793 | 28.9793 | 28.9793 | 28.9793 | 28.9793 | 28.9793 | 28.9793 | 28.9793 | 28.9793 | 28.9793 | 28.9793 | 28.9793 | 28.9793 | 28.9793 | 28.9793 | 28.9793 | 28.9793 | 28.9793 | 28.9793 | 28.9793 | 28.9793 | 28.9793 | 28.9793 | 28.9793 | 28.9793 | 28.9793 | 28.9793 | 28.9793 | 28.9793 | 28.9793 | 28.9793 | 28.9793 | 28.9793 | 28.9793 | 28.9793 | 28.9793 | 28.9793 | 28.9793 | 28.9793 | 28.9793 | 28.9793 | 28.9793 | 28.9793 | 28.9793 | 28.9793 | 28.9793
3247 | 28.9801 | 28.9801 | 28.9801 | 28.9801 | 28.9801 | 28.9801 | 28.9801 | 28.9801 | 28.9801 | 28.9801 | 28.9801 | 28.9801 | 28.9801 | 28.9801 | 28.9801 | 28.9801 | 28.9801 | 28.9801 | 28.9801 | 28.9801 | 28.9801 | 28.9801 | 28.9801 | 28.9801 | 28.9801 | 28.9801 | 28.9801 | 28.9801 | 28.9801 | 28.9801 | 28.9801 | 28.9801 | 28.9801 | 28.9801 | 28.9801 | 28.9801 | 28.9801 | 28.9801 | 28.9801 | 28.9801 | 28.9801 | 28.9801 | 28.9801 | 28.9801 | 28.9801 | 28.9801 | 28.9801 | 28.9801 | 28.9801 | 28.9801 | 28.9801 | 28.9801 | 28.9801 | 28.9801 | 28.9801 | 28.9801 | 28.9801 | 28.9801 | 28.9801 | 28.9801
3248 | 28.9809 | 28.9809 | 28.9809 | 28.9809 | 28.9809 | 28.9809 | 28.9809 | 28.9809 | 28.9809 | 28.9809 | 28.9809 | 28.9809 | 28.9809 | 28.9809 | 28.9809 | 28.9809 | 28.9809 | 28.9809 | 28.9809 | 28.9809 | 28.9809 | 28.9809 | 28.9809 | 28.9809 | 28.9809 | 28.9809 | 28.9809 | 28.9809 | 28.9809 | 28.9809 | 28.9809 | 28.9809 | 28.9809 | 28.9809 | 28.9809 | 28.9809 | 28.9809 | 28.9809 | 28.9809 | 28.9809 | 28.9809 | 28.9809 | 28.9809 | 28.9809 | 28.9809 | 28.9809 | 28.9809 | 28.9809 | 28.9809 | 28.9809 | 28.9809 | 28.9809 | 28.9809 | 28.9809 | 28.9809 | 28.9809 | 28.9809 | 28.9809 | 28.9809 | 28.9809
3249 | 28.9817 | 28.9817 | 28.9817 | 28.9817 | 28.9817 | 28.9817 | 28.9817 | 28.9817 | 28.9817 | 28.9817 | 28.9817 | 28.9817 | 28.9817 | 28.9817 | 28.9817 | 28.9817 | 28.9817 | 28.9817 | 28.9817 | 28.9817 | 28.9817 | 28.9817 | 28.9817 | 28.9817 | 28.9817 | 28.9817 | 28.9817 | 28.9817 | 28.9817 | 28.9817 | 28.9817 | 28.9817 | 28.9817 | 28.9817 | 28.9817 | 28.9817 | 28.9817 | 28.9817 | 28.9817 | 28.9817 | 28.9817 | 28.9817 | 28.9817 | 28.9817 | 28.9817 | 28.9817 | 28.9817 | 28.9817 | 28.9817 | 28.9817 | 28.9817 | 28.9817 | 28.9817 | 28.9817 | 28.9817 | 28.9817 | 28.9817 | 28.9817 | 28.9817 | 28.9817
3250 | 28.9824 | 28.9824 | 28.9824 | 28.9824 | 28.9824 | 28.9824 | 28.9824 | 28.9824 | 28.9824 | 28.9824 | 28.9824 | 28.9824 | 28.9824 | 28.9824 | 28.9824 | 28.9824 | 28.9824 | 28.9824 | 28.9824 | 28.9824 | 28.9824 | 28.9824 | 28.9824 | 28.9824 | 28.9824 | 28.9824 | 28.9824 | 28.9824 | 28.9824 | 28.9824 | 28.9824 | 28.9824 | 28.9824 | 28.9824 | 28.9824 | 28.9824 | 28.9824 | 28.9824 | 28.9824 | 28.9824 | 28.9824 | 28.9824 | 28.9824 | 28.9824 | 28.9824 | 28.9824 | 28.9824 | 28.9824 | 28.9824 | 28.9824 | 28.9824 | 28.9824 | 28.9824 | 28.9824 | 28.9824 | 28.9824 | 28.9824 | 28.9824 | 28.9824 | 28.9824
3251 | 28.9832 | 28.9832 | 28.9832 | 28.9832 | 28.9832 | 28.9832 | 28.9832 | 28.9832 | 28.9832 | 28.9832 | 28.9832 | 28.9832 | 28.9832 | 28.9832 | 28.9832 | 28.9832 | 28.9832 | 28.9832 | 28.9832 | 28.9832 | 28.9832 | 28.9832 | 28.9832 | 28.9832 | 28.9832 | 28.9832 | 28.9832 | 28.9832 | 28.9832 | 28.9832 | 28.9832 | 28.9832 | 28.9832 | 28.9832 | 28.9832 | 28.9832 | 28.9832 | 28.9832 | 28.9832 | 28.9832 | 28.9832 | 28.9832 | 28.9832 | 28.9832 | 28.9832 | 28.9832 | 28.9832 | 28.9832 | 28.9832 | 28.9832 | 28.9832 | 28.9832 | 28.9832 | 28.9832 | 28.9832 | 28.9832 | 28.9832 | 28.9832 | 28.9832 | 28.9832
3252 | 28.984 | 28.984 | 28.984 | 28.984 | 28.984 | 28.984 | 28.984 | 28.984 | 28.984 | 28.984 | 28.984 | 28.984 | 28.984 | 28.984 | 28.984 | 28.984 | 28.984 | 28.984 | 28.984 | 28.984 | 28.984 | 28.984 | 28.984 | 28.984 | 28.984 | 28.984 | 28.984 | 28.984 | 28.984 | 28.984 | 28.984 | 28.984 | 28.984 | 28.984 | 28.984 | 28.984 | 28.984 | 28.984 | 28.984 | 28.984 | 28.984 | 28.984 | 28.984 | 28.984 | 28.984 | 28.984 | 28.984 | 28.984 | 28.984 | 28.984 | 28.984 | 28.984 | 28.984 | 28.984 | 28.984 | 28.984 | 28.984 | 28.984 | 28.984 | 28.984
3253 | 28.9847 | 28.9847 | 28.9847 | 28.9847 | 28.9847 | 28.9847 | 28.9847 | 28.9847 | 28.9847 | 28.9847 | 28.9847 | 28.9847 | 28.9847 | 28.9847 | 28.9847 | 28.9847 | 28.9847 | 28.9847 | 28.9847 | 28.9847 | 28.9847 | 28.9847 | 28.9847 | 28.9847 | 28.9847 | 28.9847 | 28.9847 | 28.9847 | 28.9847 | 28.9847 | 28.9847 | 28.9847 | 28.9847 | 28.9847 | 28.9847 | 28.9847 | 28.9847 | 28.9847 | 28.9847 | 28.9847 | 28.9847 | 28.9847 | 28.9847 | 28.9847 | 28.9847 | 28.9847 | 28.9847 | 28.9847 | 28.9847 | 28.9847 | 28.9847 | 28.9847 | 28.9847 | 28.9847 | 28.9847 | 28.9847 | 28.9847 | 28.9847 | 28.9847 | 28.9847
3254 | 28.9855 | 28.9855 | 28.9855 | 28.9855 | 28.9855 | 28.9855 | 28.9855 | 28.9855 | 28.9855 | 28.9855 | 28.9855 | 28.9855 | 28.9855 | 28.9855 | 28.9855 | 28.9855 | 28.9855 | 28.9855 | 28.9855 | 28.9855 | 28.9855 | 28.9855 | 28.9855 | 28.9855 | 28.9855 | 28.9855 | 28.9855 | 28.9855 | 28.9855 | 28.9855 | 28.9855 | 28.9855 | 28.9855 | 28.9855 | 28.9855 | 28.9855 | 28.9855 | 28.9855 | 28.9855 | 28.9855 | 28.9855 | 28.9855 | 28.9855 | 28.9855 | 28.9855 | 28.9855 | 28.9855 | 28.9855 | 28.9855 | 28.9855 | 28.9855 | 28.9855 | 28.9855 | 28.9855 | 28.9855 | 28.9855 | 28.9855 | 28.9855 | 28.9855 | 28.9855
3255 | 28.9863 | 28.9863 | 28.9863 | 28.9863 | 28.9863 | 28.9863 | 28.9863 | 28.9863 | 28.9863 | 28.9863 | 28.9863 | 28.9863 | 28.9863 | 28.9863 | 28.9863 | 28.9863 | 28.9863 | 28.9863 | 28.9863 | 28.9863 | 28.9863 | 28.9863 | 28.9863 | 28.9863 | 28.9863 | 28.9863 | 28.9863 | 28.9863 | 28.9863 | 28.9863 | 28.9863 | 28.9863 | 28.9863 | 28.9863 | 28.9863 | 28.9863 | 28.9863 | 28.9863 | 28.9863 | 28.9863 | 28.9863 | 28.9863 | 28.9863 | 28.9863 | 28.9863 | 28.9863 | 28.9863 | 28.9863 | 28.9863 | 28.9863 | 28.9863 | 28.9863 | 28.9863 | 28.9863 | 28.9863 | 28.9863 | 28.9863 | 28.9863 | 28.9863 | 28.9863
3256 | 28.987 | 28.987 | 28.987 | 28.987 | 28.987 | 28.987 | 28.987 | 28.987 | 28.987 | 28.987 | 28.987 | 28.987 | 28.987 | 28.987 | 28.987 | 28.987 | 28.987 | 28.987 | 28.987 | 28.987 | 28.987 | 28.987 | 28.987 | 28.987 | 28.987 | 28.987 | 28.987 | 28.987 | 28.987 | 28.987 | 28.987 | 28.987 | 28.987 | 28.987 | 28.987 | 28.987 | 28.987 | 28.987 | 28.987 | 28.987 | 28.987 | 28.987 | 28.987 | 28.987 | 28.987 | 28.987 | 28.987 | 28.987 | 28.987 | 28.987 | 28.987 | 28.987 | 28.987 | 28.987 | 28.987 | 28.987 | 28.987 | 28.987 | 28.987 | 28.987
3257 | 28.9878 | 28.9878 | 28.9878 | 28.9878 | 28.9878 | 28.9878 | 28.9878 | 28.9878 | 28.9878 | 28.9878 | 28.9878 | 28.9878 | 28.9878 | 28.9878 | 28.9878 | 28.9878 | 28.9878 | 28.9878 | 28.9878 | 28.9878 | 28.9878 | 28.9878 | 28.9878 | 28.9878 | 28.9878 | 28.9878 | 28.9878 | 28.9878 | 28.9878 | 28.9878 | 28.9878 | 28.9878 | 28.9878 | 28.9878 | 28.9878 | 28.9878 | 28.9878 | 28.9878 | 28.9878 | 28.9878 | 28.9878 | 28.9878 | 28.9878 | 28.9878 | 28.9878 | 28.9878 | 28.9878 | 28.9878 | 28.9878 | 28.9878 | 28.9878 | 28.9878 | 28.9878 | 28.9878 | 28.9878 | 28.9878 | 28.9878 | 28.9878 | 28.9878 | 28.9878
3258 | 28.9886 | 28.9886 | 28.9886 | 28.9886 | 28.9886 | 28.9886 | 28.9886 | 28.9886 | 28.9886 | 28.9886 | 28.9886 | 28.9886 | 28.9886 | 28.9886 | 28.9886 | 28.9886 | 28.9886 | 28.9886 | 28.9886 | 28.9886 | 28.9886 | 28.9886 | 28.9886 | 28.9886 | 28.9886 | 28.9886 | 28.9886 | 28.9886 | 28.9886 | 28.9886 | 28.9886 | 28.9886 | 28.9886 | 28.9886 | 28.9886 | 28.9886 | 28.9886 | 28.9886 | 28.9886 | 28.9886 | 28.9886 | 28.9886 | 28.9886 | 28.9886 | 28.9886 | 28.9886 | 28.9886 | 28.9886 | 28.9886 | 28.9886 | 28.9886 | 28.9886 | 28.9886 | 28.9886 | 28.9886 | 28.9886 | 28.9886 | 28.9886 | 28.9886 | 28.9886
3259 | 28.9893 | 28.9893 | 28.9893 | 28.9893 | 28.9893 | 28.9893 | 28.9893 | 28.9893 | 28.9893 | 28.9893 | 28.9893 | 28.9893 | 28.9893 | 28.9893 | 28.9893 | 28.9893 | 28.9893 | 28.9893 | 28.9893 | 28.9893 | 28.9893 | 28.9893 | 28.9893 | 28.9893 | 28.9893 | 28.9893 | 28.9893 | 28.9893 | 28.9893 | 28.9893 | 28.9893 | 28.9893 | 28.9893 | 28.9893 | 28.9893 | 28.9893 | 28.9893 | 28.9893 | 28.9893 | 28.9893 | 28.9893 | 28.9893 | 28.9893 | 28.9893 | 28.9893 | 28.9893 | 28.9893 | 28.9893 | 28.9893 | 28.9893 | 28.9893 | 28.9893 | 28.9893 | 28.9893 | 28.9893 | 28.9893 | 28.9893 | 28.9893 | 28.9893 | 28.9893
3260 | 28.9901 | 28.9901 | 28.9901 | 28.9901 | 28.9901 | 28.9901 | 28.9901 | 28.9901 | 28.9901 | 28.9901 | 28.9901 | 28.9901 | 28.9901 | 28.9901 | 28.9901 | 28.9901 | 28.9901 | 28.9901 | 28.9901 | 28.9901 | 28.9901 | 28.9901 | 28.9901 | 28.9901 | 28.9901 | 28.9901 | 28.9901 | 28.9901 | 28.9901 | 28.9901 | 28.9901 | 28.9901 | 28.9901 | 28.9901 | 28.9901 | 28.9901 | 28.9901 | 28.9901 | 28.9901 | 28.9901 | 28.9901 | 28.9901 | 28.9901 | 28.9901 | 28.9901 | 28.9901 | 28.9901 | 28.9901 | 28.9901 | 28.9901 | 28.9901 | 28.9901 | 28.9901 | 28.9901 | 28.9901 | 28.9901 | 28.9901 | 28.9901 | 28.9901 | 28.9901
3261 | 28.9909 | 28.9909 | 28.9909 | 28.9909 | 28.9909 | 28.9909 | 28.9909 | 28.9909 | 28.9909 | 28.9909 | 28.9909 | 28.9909 | 28.9909 | 28.9909 | 28.9909 | 28.9909 | 28.9909 | 28.9909 | 28.9909 | 28.9909 | 28.9909 | 28.9909 | 28.9909 | 28.9909 | 28.9909 | 28.9909 | 28.9909 | 28.9909 | 28.9909 | 28.9909 | 28.9909 | 28.9909 | 28.9909 | 28.9909 | 28.9909 | 28.9909 | 28.9909 | 28.9909 | 28.9909 | 28.9909 | 28.9909 | 28.9909 | 28.9909 | 28.9909 | 28.9909 | 28.9909 | 28.9909 | 28.9909 | 28.9909 | 28.9909 | 28.9909 | 28.9909 | 28.9909 | 28.9909 | 28.9909 | 28.9909 | 28.9909 | 28.9909 | 28.9909 | 28.9909
3262 | 28.9916 | 28.9916 | 28.9916 | 28.9916 | 28.9916 | 28.9916 | 28.9916 | 28.9916 | 28.9916 | 28.9916 | 28.9916 | 28.9916 | 28.9916 | 28.9916 | 28.9916 | 28.9916 | 28.9916 | 28.9916 | 28.9916 | 28.9916 | 28.9916 | 28.9916 | 28.9916 | 28.9916 | 28.9916 | 28.9916 | 28.9916 | 28.9916 | 28.9916 | 28.9916 | 28.9916 | 28.9916 | 28.9916 | 28.9916 | 28.9916 | 28.9916 | 28.9916 | 28.9916 | 28.9916 | 28.9916 | 28.9916 | 28.9916 | 28.9916 | 28.9916 | 28.9916 | 28.9916 | 28.9916 | 28.9916 | 28.9916 | 28.9916 | 28.9916 | 28.9916 | 28.9916 | 28.9916 | 28.9916 | 28.9916 | 28.9916 | 28.9916 | 28.9916 | 28.9916
3263 | 28.9924 | 28.9924 | 28.9924 | 28.9924 | 28.9924 | 28.9924 | 28.9924 | 28.9924 | 28.9924 | 28.9924 | 28.9924 | 28.9924 | 28.9924 | 28.9924 | 28.9924 | 28.9924 | 28.9924 | 28.9924 | 28.9924 | 28.9924 | 28.9924 | 28.9924 | 28.9924 | 28.9924 | 28.9924 | 28.9924 | 28.9924 | 28.9924 | 28.9924 | 28.9924 | 28.9924 | 28.9924 | 28.9924 | 28.9924 | 28.9924 | 28.9924 | 28.9924 | 28.9924 | 28.9924 | 28.9924 | 28.9924 | 28.9924 | 28.9924 | 28.9924 | 28.9924 | 28.9924 | 28.9924 | 28.9924 | 28.9924 | 28.9924 | 28.9924 | 28.9924 | 28.9924 | 28.9924 | 28.9924 | 28.9924 | 28.9924 | 28.9924 | 28.9924 | 28.9924
3264 | 28.9932 | 28.9932 | 28.9932 | 28.9932 | 28.9932 | 28.9932 | 28.9932 | 28.9932 | 28.9932 | 28.9932 | 28.9932 | 28.9932 | 28.9932 | 28.9932 | 28.9932 | 28.9932 | 28.9932 | 28.9932 | 28.9932 | 28.9932 | 28.9932 | 28.9932 | 28.9932 | 28.9932 | 28.9932 | 28.9932 | 28.9932 | 28.9932 | 28.9932 | 28.9932 | 28.9932 | 28.9932 | 28.9932 | 28.9932 | 28.9932 | 28.9932 | 28.9932 | 28.9932 | 28.9932 | 28.9932 | 28.9932 | 28.9932 | 28.9932 | 28.9932 | 28.9932 | 28.9932 | 28.9932 | 28.9932 | 28.9932 | 28.9932 | 28.9932 | 28.9932 | 28.9932 | 28.9932 | 28.9932 | 28.9932 | 28.9932 | 28.9932 | 28.9932 | 28.9932
3265 | 28.9939 | 28.9939 | 28.9939 | 28.9939 | 28.9939 | 28.9939 | 28.9939 | 28.9939 | 28.9939 | 28.9939 | 28.9939 | 28.9939 | 28.9939 | 28.9939 | 28.9939 | 28.9939 | 28.9939 | 28.9939 | 28.9939 | 28.9939 | 28.9939 | 28.9939 | 28.9939 | 28.9939 | 28.9939 | 28.9939 | 28.9939 | 28.9939 | 28.9939 | 28.9939 | 28.9939 | 28.9939 | 28.9939 | 28.9939 | 28.9939 | 28.9939 | 28.9939 | 28.9939 | 28.9939 | 28.9939 | 28.9939 | 28.9939 | 28.9939 | 28.9939 | 28.9939 | 28.9939 | 28.9939 | 28.9939 | 28.9939 | 28.9939 | 28.9939 | 28.9939 | 28.9939 | 28.9939 | 28.9939 | 28.9939 | 28.9939 | 28.9939 | 28.9939 | 28.9939
3266 | 28.9947 | 28.9947 | 28.9947 | 28.9947 | 28.9947 | 28.9947 | 28.9947 | 28.9947 | 28.9947 | 28.9947 | 28.9947 | 28.9947 | 28.9947 | 28.9947 | 28.9947 | 28.9947 | 28.9947 | 28.9947 | 28.9947 | 28.9947 | 28.9947 | 28.9947 | 28.9947 | 28.9947 | 28.9947 | 28.9947 | 28.9947 | 28.9947 | 28.9947 | 28.9947 | 28.9947 | 28.9947 | 28.9947 | 28.9947 | 28.9947 | 28.9947 | 28.9947 | 28.9947 | 28.9947 | 28.9947 | 28.9947 | 28.9947 | 28.9947 | 28.9947 | 28.9947 | 28.9947 | 28.9947 | 28.9947 | 28.9947 | 28.9947 | 28.9947 | 28.9947 | 28.9947 | 28.9947 | 28.9947 | 28.9947 | 28.9947 | 28.9947 | 28.9947 | 28.9947
3267 | 28.9955 | 28.9955 | 28.9955 | 28.9955 | 28.9955 | 28.9955 | 28.9955 | 28.9955 | 28.9955 | 28.9955 | 28.9955 | 28.9955 | 28.9955 | 28.9955 | 28.9955 | 28.9955 | 28.9955 | 28.9955 | 28.9955 | 28.9955 | 28.9955 | 28.9955 | 28.9955 | 28.9955 | 28.9955 | 28.9955 | 28.9955 | 28.9955 | 28.9955 | 28.9955 | 28.9955 | 28.9955 | 28.9955 | 28.9955 | 28.9955 | 28.9955 | 28.9955 | 28.9955 | 28.9955 | 28.9955 | 28.9955 | 28.9955 | 28.9955 | 28.9955 | 28.9955 | 28.9955 | 28.9955 | 28.9955 | 28.9955 | 28.9955 | 28.9955 | 28.9955 | 28.9955 | 28.9955 | 28.9955 | 28.9955 | 28.9955 | 28.9955 | 28.9955 | 28.9955
3268 | 28.9962 | 28.9962 | 28.9962 | 28.9962 | 28.9962 | 28.9962 | 28.9962 | 28.9962 | 28.9962 | 28.9962 | 28.9962 | 28.9962 | 28.9962 | 28.9962 | 28.9962 | 28.9962 | 28.9962 | 28.9962 | 28.9962 | 28.9962 | 28.9962 | 28.9962 | 28.9962 | 28.9962 | 28.9962 | 28.9962 | 28.9962 | 28.9962 | 28.9962 | 28.9962 | 28.9962 | 28.9962 | 28.9962 | 28.9962 | 28.9962 | 28.9962 | 28.9962 | 28.9962 | 28.9962 | 28.9962 | 28.9962 | 28.9962 | 28.9962 | 28.9962 | 28.9962 | 28.9962 | 28.9962 | 28.9962 | 28.9962 | 28.9962 | 28.9962 | 28.9962 | 28.9962 | 28.9962 | 28.9962 | 28.9962 | 28.9962 | 28.9962 | 28.9962 | 28.9962
3269 | 28.997 | 28.997 | 28.997 | 28.997 | 28.997 | 28.997 | 28.997 | 28.997 | 28.997 | 28.997 | 28.997 | 28.997 | 28.997 | 28.997 | 28.997 | 28.997 | 28.997 | 28.997 | 28.997 | 28.997 | 28.997 | 28.997 | 28.997 | 28.997 | 28.997 | 28.997 | 28.997 | 28.997 | 28.997 | 28.997 | 28.997 | 28.997 | 28.997 | 28.997 | 28.997 | 28.997 | 28.997 | 28.997 | 28.997 | 28.997 | 28.997 | 28.997 | 28.997 | 28.997 | 28.997 | 28.997 | 28.997 | 28.997 | 28.997 | 28.997 | 28.997 | 28.997 | 28.997 | 28.997 | 28.997 | 28.997 | 28.997 | 28.997 | 28.997 | 28.997
3270 | 28.9978 | 28.9978 | 28.9978 | 28.9978 | 28.9978 | 28.9978 | 28.9978 | 28.9978 | 28.9978 | 28.9978 | 28.9978 | 28.9978 | 28.9978 | 28.9978 | 28.9978 | 28.9978 | 28.9978 | 28.9978 | 28.9978 | 28.9978 | 28.9978 | 28.9978 | 28.9978 | 28.9978 | 28.9978 | 28.9978 | 28.9978 | 28.9978 | 28.9978 | 28.9978 | 28.9978 | 28.9978 | 28.9978 | 28.9978 | 28.9978 | 28.9978 | 28.9978 | 28.9978 | 28.9978 | 28.9978 | 28.9978 | 28.9978 | 28.9978 | 28.9978 | 28.9978 | 28.9978 | 28.9978 | 28.9978 | 28.9978 | 28.9978 | 28.9978 | 28.9978 | 28.9978 | 28.9978 | 28.9978 | 28.9978 | 28.9978 | 28.9978 | 28.9978 | 28.9978
3271 | 28.9985 | 28.9985 | 28.9985 | 28.9985 | 28.9985 | 28.9985 | 28.9985 | 28.9985 | 28.9985 | 28.9985 | 28.9985 | 28.9985 | 28.9985 | 28.9985 | 28.9985 | 28.9985 | 28.9985 | 28.9985 | 28.9985 | 28.9985 | 28.9985 | 28.9985 | 28.9985 | 28.9985 | 28.9985 | 28.9985 | 28.9985 | 28.9985 | 28.9985 | 28.9985 | 28.9985 | 28.9985 | 28.9985 | 28.9985 | 28.9985 | 28.9985 | 28.9985 | 28.9985 | 28.9985 | 28.9985 | 28.9985 | 28.9985 | 28.9985 | 28.9985 | 28.9985 | 28.9985 | 28.9985 | 28.9985 | 28.9985 | 28.9985 | 28.9985 | 28.9985 | 28.9985 | 28.9985 | 28.9985 | 28.9985 | 28.9985 | 28.9985 | 28.9985 | 28.9985
3272 | 28.9993 | 28.9993 | 28.9993 | 28.9993 | 28.9993 | 28.9993 | 28.9993 | 28.9993 | 28.9993 | 28.9993 | 28.9993 | 28.9993 | 28.9993 | 28.9993 | 28.9993 | 28.9993 | 28.9993 | 28.9993 | 28.9993 | 28.9993 | 28.9993 | 28.9993 | 28.9993 | 28.9993 | 28.9993 | 28.9993 | 28.9993 | 28.9993 | 28.9993 | 28.9993 | 28.9993 | 28.9993 | 28.9993 | 28.9993 | 28.9993 | 28.9993 | 28.9993 | 28.9993 | 28.9993 | 28.9993 | 28.9993 | 28.9993 | 28.9993 | 28.9993 | 28.9993 | 28.9993 | 28.9993 | 28.9993 | 28.9993 | 28.9993 | 28.9993 | 28.9993 | 28.9993 | 28.9993 | 28.9993 | 28.9993 | 28.9993 | 28.9993 | 28.9993 | 28.9993
3273 | 29.0001 | 29.0001 | 29.0001 | 29.0001 | 29.0001 | 29.0001 | 29.0001 | 29.0001 | 29.0001 | 29.0001 | 29.0001 | 29.0001 | 29.0001 | 29.0001 | 29.0001 | 29.0001 | 29.0001 | 29.0001 | 29.0001 | 29.0001 | 29.0001 | 29.0001 | 29.0001 | 29.0001 | 29.0001 | 29.0001 | 29.0001 | 29.0001 | 29.0001 | 29.0001 | 29.0001 | 29.0001 | 29.0001 | 29.0001 | 29.0001 | 29.0001 | 29.0001 | 29.0001 | 29.0001 | 29.0001 | 29.0001 | 29.0001 | 29.0001 | 29.0001 | 29.0001 | 29.0001 | 29.0001 | 29.0001 | 29.0001 | 29.0001 | 29.0001 | 29.0001 | 29.0001 | 29.0001 | 29.0001 | 29.0001 | 29.0001 | 29.0001 | 29.0001 | 29.0001
3274 | 29.0008 | 29.0008 | 29.0008 | 29.0008 | 29.0008 | 29.0008 | 29.0008 | 29.0008 | 29.0008 | 29.0008 | 29.0008 | 29.0008 | 29.0008 | 29.0008 | 29.0008 | 29.0008 | 29.0008 | 29.0008 | 29.0008 | 29.0008 | 29.0008 | 29.0008 | 29.0008 | 29.0008 | 29.0008 | 29.0008 | 29.0008 | 29.0008 | 29.0008 | 29.0008 | 29.0008 | 29.0008 | 29.0008 | 29.0008 | 29.0008 | 29.0008 | 29.0008 | 29.0008 | 29.0008 | 29.0008 | 29.0008 | 29.0008 | 29.0008 | 29.0008 | 29.0008 | 29.0008 | 29.0008 | 29.0008 | 29.0008 | 29.0008 | 29.0008 | 29.0008 | 29.0008 | 29.0008 | 29.0008 | 29.0008 | 29.0008 | 29.0008 | 29.0008 | 29.0008
3275 | 29.0016 | 29.0016 | 29.0016 | 29.0016 | 29.0016 | 29.0016 | 29.0016 | 29.0016 | 29.0016 | 29.0016 | 29.0016 | 29.0016 | 29.0016 | 29.0016 | 29.0016 | 29.0016 | 29.0016 | 29.0016 | 29.0016 | 29.0016 | 29.0016 | 29.0016 | 29.0016 | 29.0016 | 29.0016 | 29.0016 | 29.0016 | 29.0016 | 29.0016 | 29.0016 | 29.0016 | 29.0016 | 29.0016 | 29.0016 | 29.0016 | 29.0016 | 29.0016 | 29.0016 | 29.0016 | 29.0016 | 29.0016 | 29.0016 | 29.0016 | 29.0016 | 29.0016 | 29.0016 | 29.0016 | 29.0016 | 29.0016 | 29.0016 | 29.0016 | 29.0016 | 29.0016 | 29.0016 | 29.0016 | 29.0016 | 29.0016 | 29.0016 | 29.0016 | 29.0016
3276 | 29.0023 | 29.0023 | 29.0023 | 29.0023 | 29.0023 | 29.0023 | 29.0023 | 29.0023 | 29.0023 | 29.0023 | 29.0023 | 29.0023 | 29.0023 | 29.0023 | 29.0023 | 29.0023 | 29.0023 | 29.0023 | 29.0023 | 29.0023 | 29.0023 | 29.0023 | 29.0023 | 29.0023 | 29.0023 | 29.0023 | 29.0023 | 29.0023 | 29.0023 | 29.0023 | 29.0023 | 29.0023 | 29.0023 | 29.0023 | 29.0023 | 29.0023 | 29.0023 | 29.0023 | 29.0023 | 29.0023 | 29.0023 | 29.0023 | 29.0023 | 29.0023 | 29.0023 | 29.0023 | 29.0023 | 29.0023 | 29.0023 | 29.0023 | 29.0023 | 29.0023 | 29.0023 | 29.0023 | 29.0023 | 29.0023 | 29.0023 | 29.0023 | 29.0023 | 29.0023
3277 | 29.0031 | 29.0031 | 29.0031 | 29.0031 | 29.0031 | 29.0031 | 29.0031 | 29.0031 | 29.0031 | 29.0031 | 29.0031 | 29.0031 | 29.0031 | 29.0031 | 29.0031 | 29.0031 | 29.0031 | 29.0031 | 29.0031 | 29.0031 | 29.0031 | 29.0031 | 29.0031 | 29.0031 | 29.0031 | 29.0031 | 29.0031 | 29.0031 | 29.0031 | 29.0031 | 29.0031 | 29.0031 | 29.0031 | 29.0031 | 29.0031 | 29.0031 | 29.0031 | 29.0031 | 29.0031 | 29.0031 | 29.0031 | 29.0031 | 29.0031 | 29.0031 | 29.0031 | 29.0031 | 29.0031 | 29.0031 | 29.0031 | 29.0031 | 29.0031 | 29.0031 | 29.0031 | 29.0031 | 29.0031 | 29.0031 | 29.0031 | 29.0031 | 29.0031 | 29.0031
3278 | 29.0039 | 29.0039 | 29.0039 | 29.0039 | 29.0039 | 29.0039 | 29.0039 | 29.0039 | 29.0039 | 29.0039 | 29.0039 | 29.0039 | 29.0039 | 29.0039 | 29.0039 | 29.0039 | 29.0039 | 29.0039 | 29.0039 | 29.0039 | 29.0039 | 29.0039 | 29.0039 | 29.0039 | 29.0039 | 29.0039 | 29.0039 | 29.0039 | 29.0039 | 29.0039 | 29.0039 | 29.0039 | 29.0039 | 29.0039 | 29.0039 | 29.0039 | 29.0039 | 29.0039 | 29.0039 | 29.0039 | 29.0039 | 29.0039 | 29.0039 | 29.0039 | 29.0039 | 29.0039 | 29.0039 | 29.0039 | 29.0039 | 29.0039 | 29.0039 | 29.0039 | 29.0039 | 29.0039 | 29.0039 | 29.0039 | 29.0039 | 29.0039 | 29.0039 | 29.0039
3279 | 29.0046 | 29.0046 | 29.0046 | 29.0046 | 29.0046 | 29.0046 | 29.0046 | 29.0046 | 29.0046 | 29.0046 | 29.0046 | 29.0046 | 29.0046 | 29.0046 | 29.0046 | 29.0046 | 29.0046 | 29.0046 | 29.0046 | 29.0046 | 29.0046 | 29.0046 | 29.0046 | 29.0046 | 29.0046 | 29.0046 | 29.0046 | 29.0046 | 29.0046 | 29.0046 | 29.0046 | 29.0046 | 29.0046 | 29.0046 | 29.0046 | 29.0046 | 29.0046 | 29.0046 | 29.0046 | 29.0046 | 29.0046 | 29.0046 | 29.0046 | 29.0046 | 29.0046 | 29.0046 | 29.0046 | 29.0046 | 29.0046 | 29.0046 | 29.0046 | 29.0046 | 29.0046 | 29.0046 | 29.0046 | 29.0046 | 29.0046 | 29.0046 | 29.0046 | 29.0046
3280 | 29.0054 | 29.0054 | 29.0054 | 29.0054 | 29.0054 | 29.0054 | 29.0054 | 29.0054 | 29.0054 | 29.0054 | 29.0054 | 29.0054 | 29.0054 | 29.0054 | 29.0054 | 29.0054 | 29.0054 | 29.0054 | 29.0054 | 29.0054 | 29.0054 | 29.0054 | 29.0054 | 29.0054 | 29.0054 | 29.0054 | 29.0054 | 29.0054 | 29.0054 | 29.0054 | 29.0054 | 29.0054 | 29.0054 | 29.0054 | 29.0054 | 29.0054 | 29.0054 | 29.0054 | 29.0054 | 29.0054 | 29.0054 | 29.0054 | 29.0054 | 29.0054 | 29.0054 | 29.0054 | 29.0054 | 29.0054 | 29.0054 | 29.0054 | 29.0054 | 29.0054 | 29.0054 | 29.0054 | 29.0054 | 29.0054 | 29.0054 | 29.0054 | 29.0054 | 29.0054
3281 | 29.0062 | 29.0062 | 29.0062 | 29.0062 | 29.0062 | 29.0062 | 29.0062 | 29.0062 | 29.0062 | 29.0062 | 29.0062 | 29.0062 | 29.0062 | 29.0062 | 29.0062 | 29.0062 | 29.0062 | 29.0062 | 29.0062 | 29.0062 | 29.0062 | 29.0062 | 29.0062 | 29.0062 | 29.0062 | 29.0062 | 29.0062 | 29.0062 | 29.0062 | 29.0062 | 29.0062 | 29.0062 | 29.0062 | 29.0062 | 29.0062 | 29.0062 | 29.0062 | 29.0062 | 29.0062 | 29.0062 | 29.0062 | 29.0062 | 29.0062 | 29.0062 | 29.0062 | 29.0062 | 29.0062 | 29.0062 | 29.0062 | 29.0062 | 29.0062 | 29.0062 | 29.0062 | 29.0062 | 29.0062 | 29.0062 | 29.0062 | 29.0062 | 29.0062 | 29.0062
3282 | 29.0069 | 29.0069 | 29.0069 | 29.0069 | 29.0069 | 29.0069 | 29.0069 | 29.0069 | 29.0069 | 29.0069 | 29.0069 | 29.0069 | 29.0069 | 29.0069 | 29.0069 | 29.0069 | 29.0069 | 29.0069 | 29.0069 | 29.0069 | 29.0069 | 29.0069 | 29.0069 | 29.0069 | 29.0069 | 29.0069 | 29.0069 | 29.0069 | 29.0069 | 29.0069 | 29.0069 | 29.0069 | 29.0069 | 29.0069 | 29.0069 | 29.0069 | 29.0069 | 29.0069 | 29.0069 | 29.0069 | 29.0069 | 29.0069 | 29.0069 | 29.0069 | 29.0069 | 29.0069 | 29.0069 | 29.0069 | 29.0069 | 29.0069 | 29.0069 | 29.0069 | 29.0069 | 29.0069 | 29.0069 | 29.0069 | 29.0069 | 29.0069 | 29.0069 | 29.0069
3283 | 29.0077 | 29.0077 | 29.0077 | 29.0077 | 29.0077 | 29.0077 | 29.0077 | 29.0077 | 29.0077 | 29.0077 | 29.0077 | 29.0077 | 29.0077 | 29.0077 | 29.0077 | 29.0077 | 29.0077 | 29.0077 | 29.0077 | 29.0077 | 29.0077 | 29.0077 | 29.0077 | 29.0077 | 29.0077 | 29.0077 | 29.0077 | 29.0077 | 29.0077 | 29.0077 | 29.0077 | 29.0077 | 29.0077 | 29.0077 | 29.0077 | 29.0077 | 29.0077 | 29.0077 | 29.0077 | 29.0077 | 29.0077 | 29.0077 | 29.0077 | 29.0077 | 29.0077 | 29.0077 | 29.0077 | 29.0077 | 29.0077 | 29.0077 | 29.0077 | 29.0077 | 29.0077 | 29.0077 | 29.0077 | 29.0077 | 29.0077 | 29.0077 | 29.0077 | 29.0077
3284 | 29.0084 | 29.0084 | 29.0084 | 29.0084 | 29.0084 | 29.0084 | 29.0084 | 29.0084 | 29.0084 | 29.0084 | 29.0084 | 29.0084 | 29.0084 | 29.0084 | 29.0084 | 29.0084 | 29.0084 | 29.0084 | 29.0084 | 29.0084 | 29.0084 | 29.0084 | 29.0084 | 29.0084 | 29.0084 | 29.0084 | 29.0084 | 29.0084 | 29.0084 | 29.0084 | 29.0084 | 29.0084 | 29.0084 | 29.0084 | 29.0084 | 29.0084 | 29.0084 | 29.0084 | 29.0084 | 29.0084 | 29.0084 | 29.0084 | 29.0084 | 29.0084 | 29.0084 | 29.0084 | 29.0084 | 29.0084 | 29.0084 | 29.0084 | 29.0084 | 29.0084 | 29.0084 | 29.0084 | 29.0084 | 29.0084 | 29.0084 | 29.0084 | 29.0084 | 29.0084
3285 | 29.0092 | 29.0092 | 29.0092 | 29.0092 | 29.0092 | 29.0092 | 29.0092 | 29.0092 | 29.0092 | 29.0092 | 29.0092 | 29.0092 | 29.0092 | 29.0092 | 29.0092 | 29.0092 | 29.0092 | 29.0092 | 29.0092 | 29.0092 | 29.0092 | 29.0092 | 29.0092 | 29.0092 | 29.0092 | 29.0092 | 29.0092 | 29.0092 | 29.0092 | 29.0092 | 29.0092 | 29.0092 | 29.0092 | 29.0092 | 29.0092 | 29.0092 | 29.0092 | 29.0092 | 29.0092 | 29.0092 | 29.0092 | 29.0092 | 29.0092 | 29.0092 | 29.0092 | 29.0092 | 29.0092 | 29.0092 | 29.0092 | 29.0092 | 29.0092 | 29.0092 | 29.0092 | 29.0092 | 29.0092 | 29.0092 | 29.0092 | 29.0092 | 29.0092 | 29.0092
3286 | 29.01 | 29.01 | 29.01 | 29.01 | 29.01 | 29.01 | 29.01 | 29.01 | 29.01 | 29.01 | 29.01 | 29.01 | 29.01 | 29.01 | 29.01 | 29.01 | 29.01 | 29.01 | 29.01 | 29.01 | 29.01 | 29.01 | 29.01 | 29.01 | 29.01 | 29.01 | 29.01 | 29.01 | 29.01 | 29.01 | 29.01 | 29.01 | 29.01 | 29.01 | 29.01 | 29.01 | 29.01 | 29.01 | 29.01 | 29.01 | 29.01 | 29.01 | 29.01 | 29.01 | 29.01 | 29.01 | 29.01 | 29.01 | 29.01 | 29.01 | 29.01 | 29.01 | 29.01 | 29.01 | 29.01 | 29.01 | 29.01 | 29.01 | 29.01 | 29.01
3287 | 29.0107 | 29.0107 | 29.0107 | 29.0107 | 29.0107 | 29.0107 | 29.0107 | 29.0107 | 29.0107 | 29.0107 | 29.0107 | 29.0107 | 29.0107 | 29.0107 | 29.0107 | 29.0107 | 29.0107 | 29.0107 | 29.0107 | 29.0107 | 29.0107 | 29.0107 | 29.0107 | 29.0107 | 29.0107 | 29.0107 | 29.0107 | 29.0107 | 29.0107 | 29.0107 | 29.0107 | 29.0107 | 29.0107 | 29.0107 | 29.0107 | 29.0107 | 29.0107 | 29.0107 | 29.0107 | 29.0107 | 29.0107 | 29.0107 | 29.0107 | 29.0107 | 29.0107 | 29.0107 | 29.0107 | 29.0107 | 29.0107 | 29.0107 | 29.0107 | 29.0107 | 29.0107 | 29.0107 | 29.0107 | 29.0107 | 29.0107 | 29.0107 | 29.0107 | 29.0107
3288 | 29.0115 | 29.0115 | 29.0115 | 29.0115 | 29.0115 | 29.0115 | 29.0115 | 29.0115 | 29.0115 | 29.0115 | 29.0115 | 29.0115 | 29.0115 | 29.0115 | 29.0115 | 29.0115 | 29.0115 | 29.0115 | 29.0115 | 29.0115 | 29.0115 | 29.0115 | 29.0115 | 29.0115 | 29.0115 | 29.0115 | 29.0115 | 29.0115 | 29.0115 | 29.0115 | 29.0115 | 29.0115 | 29.0115 | 29.0115 | 29.0115 | 29.0115 | 29.0115 | 29.0115 | 29.0115 | 29.0115 | 29.0115 | 29.0115 | 29.0115 | 29.0115 | 29.0115 | 29.0115 | 29.0115 | 29.0115 | 29.0115 | 29.0115 | 29.0115 | 29.0115 | 29.0115 | 29.0115 | 29.0115 | 29.0115 | 29.0115 | 29.0115 | 29.0115 | 29.0115
3289 | 29.0122 | 29.0122 | 29.0122 | 29.0122 | 29.0122 | 29.0122 | 29.0122 | 29.0122 | 29.0122 | 29.0122 | 29.0122 | 29.0122 | 29.0122 | 29.0122 | 29.0122 | 29.0122 | 29.0122 | 29.0122 | 29.0122 | 29.0122 | 29.0122 | 29.0122 | 29.0122 | 29.0122 | 29.0122 | 29.0122 | 29.0122 | 29.0122 | 29.0122 | 29.0122 | 29.0122 | 29.0122 | 29.0122 | 29.0122 | 29.0122 | 29.0122 | 29.0122 | 29.0122 | 29.0122 | 29.0122 | 29.0122 | 29.0122 | 29.0122 | 29.0122 | 29.0122 | 29.0122 | 29.0122 | 29.0122 | 29.0122 | 29.0122 | 29.0122 | 29.0122 | 29.0122 | 29.0122 | 29.0122 | 29.0122 | 29.0122 | 29.0122 | 29.0122 | 29.0122
3290 | 29.013 | 29.013 | 29.013 | 29.013 | 29.013 | 29.013 | 29.013 | 29.013 | 29.013 | 29.013 | 29.013 | 29.013 | 29.013 | 29.013 | 29.013 | 29.013 | 29.013 | 29.013 | 29.013 | 29.013 | 29.013 | 29.013 | 29.013 | 29.013 | 29.013 | 29.013 | 29.013 | 29.013 | 29.013 | 29.013 | 29.013 | 29.013 | 29.013 | 29.013 | 29.013 | 29.013 | 29.013 | 29.013 | 29.013 | 29.013 | 29.013 | 29.013 | 29.013 | 29.013 | 29.013 | 29.013 | 29.013 | 29.013 | 29.013 | 29.013 | 29.013 | 29.013 | 29.013 | 29.013 | 29.013 | 29.013 | 29.013 | 29.013 | 29.013 | 29.013
3291 | 29.0138 | 29.0138 | 29.0138 | 29.0138 | 29.0138 | 29.0138 | 29.0138 | 29.0138 | 29.0138 | 29.0138 | 29.0138 | 29.0138 | 29.0138 | 29.0138 | 29.0138 | 29.0138 | 29.0138 | 29.0138 | 29.0138 | 29.0138 | 29.0138 | 29.0138 | 29.0138 | 29.0138 | 29.0138 | 29.0138 | 29.0138 | 29.0138 | 29.0138 | 29.0138 | 29.0138 | 29.0138 | 29.0138 | 29.0138 | 29.0138 | 29.0138 | 29.0138 | 29.0138 | 29.0138 | 29.0138 | 29.0138 | 29.0138 | 29.0138 | 29.0138 | 29.0138 | 29.0138 | 29.0138 | 29.0138 | 29.0138 | 29.0138 | 29.0138 | 29.0138 | 29.0138 | 29.0138 | 29.0138 | 29.0138 | 29.0138 | 29.0138 | 29.0138 | 29.0138
3292 | 29.0145 | 29.0145 | 29.0145 | 29.0145 | 29.0145 | 29.0145 | 29.0145 | 29.0145 | 29.0145 | 29.0145 | 29.0145 | 29.0145 | 29.0145 | 29.0145 | 29.0145 | 29.0145 | 29.0145 | 29.0145 | 29.0145 | 29.0145 | 29.0145 | 29.0145 | 29.0145 | 29.0145 | 29.0145 | 29.0145 | 29.0145 | 29.0145 | 29.0145 | 29.0145 | 29.0145 | 29.0145 | 29.0145 | 29.0145 | 29.0145 | 29.0145 | 29.0145 | 29.0145 | 29.0145 | 29.0145 | 29.0145 | 29.0145 | 29.0145 | 29.0145 | 29.0145 | 29.0145 | 29.0145 | 29.0145 | 29.0145 | 29.0145 | 29.0145 | 29.0145 | 29.0145 | 29.0145 | 29.0145 | 29.0145 | 29.0145 | 29.0145 | 29.0145 | 29.0145
3293 | 29.0153 | 29.0153 | 29.0153 | 29.0153 | 29.0153 | 29.0153 | 29.0153 | 29.0153 | 29.0153 | 29.0153 | 29.0153 | 29.0153 | 29.0153 | 29.0153 | 29.0153 | 29.0153 | 29.0153 | 29.0153 | 29.0153 | 29.0153 | 29.0153 | 29.0153 | 29.0153 | 29.0153 | 29.0153 | 29.0153 | 29.0153 | 29.0153 | 29.0153 | 29.0153 | 29.0153 | 29.0153 | 29.0153 | 29.0153 | 29.0153 | 29.0153 | 29.0153 | 29.0153 | 29.0153 | 29.0153 | 29.0153 | 29.0153 | 29.0153 | 29.0153 | 29.0153 | 29.0153 | 29.0153 | 29.0153 | 29.0153 | 29.0153 | 29.0153 | 29.0153 | 29.0153 | 29.0153 | 29.0153 | 29.0153 | 29.0153 | 29.0153 | 29.0153 | 29.0153
3294 | 29.016 | 29.016 | 29.016 | 29.016 | 29.016 | 29.016 | 29.016 | 29.016 | 29.016 | 29.016 | 29.016 | 29.016 | 29.016 | 29.016 | 29.016 | 29.016 | 29.016 | 29.016 | 29.016 | 29.016 | 29.016 | 29.016 | 29.016 | 29.016 | 29.016 | 29.016 | 29.016 | 29.016 | 29.016 | 29.016 | 29.016 | 29.016 | 29.016 | 29.016 | 29.016 | 29.016 | 29.016 | 29.016 | 29.016 | 29.016 | 29.016 | 29.016 | 29.016 | 29.016 | 29.016 | 29.016 | 29.016 | 29.016 | 29.016 | 29.016 | 29.016 | 29.016 | 29.016 | 29.016 | 29.016 | 29.016 | 29.016 | 29.016 | 29.016 | 29.016
3295 | 29.0168 | 29.0168 | 29.0168 | 29.0168 | 29.0168 | 29.0168 | 29.0168 | 29.0168 | 29.0168 | 29.0168 | 29.0168 | 29.0168 | 29.0168 | 29.0168 | 29.0168 | 29.0168 | 29.0168 | 29.0168 | 29.0168 | 29.0168 | 29.0168 | 29.0168 | 29.0168 | 29.0168 | 29.0168 | 29.0168 | 29.0168 | 29.0168 | 29.0168 | 29.0168 | 29.0168 | 29.0168 | 29.0168 | 29.0168 | 29.0168 | 29.0168 | 29.0168 | 29.0168 | 29.0168 | 29.0168 | 29.0168 | 29.0168 | 29.0168 | 29.0168 | 29.0168 | 29.0168 | 29.0168 | 29.0168 | 29.0168 | 29.0168 | 29.0168 | 29.0168 | 29.0168 | 29.0168 | 29.0168 | 29.0168 | 29.0168 | 29.0168 | 29.0168 | 29.0168
3296 | 29.0176 | 29.0176 | 29.0176 | 29.0176 | 29.0176 | 29.0176 | 29.0176 | 29.0176 | 29.0176 | 29.0176 | 29.0176 | 29.0176 | 29.0176 | 29.0176 | 29.0176 | 29.0176 | 29.0176 | 29.0176 | 29.0176 | 29.0176 | 29.0176 | 29.0176 | 29.0176 | 29.0176 | 29.0176 | 29.0176 | 29.0176 | 29.0176 | 29.0176 | 29.0176 | 29.0176 | 29.0176 | 29.0176 | 29.0176 | 29.0176 | 29.0176 | 29.0176 | 29.0176 | 29.0176 | 29.0176 | 29.0176 | 29.0176 | 29.0176 | 29.0176 | 29.0176 | 29.0176 | 29.0176 | 29.0176 | 29.0176 | 29.0176 | 29.0176 | 29.0176 | 29.0176 | 29.0176 | 29.0176 | 29.0176 | 29.0176 | 29.0176 | 29.0176 | 29.0176
3297 | 29.0183 | 29.0183 | 29.0183 | 29.0183 | 29.0183 | 29.0183 | 29.0183 | 29.0183 | 29.0183 | 29.0183 | 29.0183 | 29.0183 | 29.0183 | 29.0183 | 29.0183 | 29.0183 | 29.0183 | 29.0183 | 29.0183 | 29.0183 | 29.0183 | 29.0183 | 29.0183 | 29.0183 | 29.0183 | 29.0183 | 29.0183 | 29.0183 | 29.0183 | 29.0183 | 29.0183 | 29.0183 | 29.0183 | 29.0183 | 29.0183 | 29.0183 | 29.0183 | 29.0183 | 29.0183 | 29.0183 | 29.0183 | 29.0183 | 29.0183 | 29.0183 | 29.0183 | 29.0183 | 29.0183 | 29.0183 | 29.0183 | 29.0183 | 29.0183 | 29.0183 | 29.0183 | 29.0183 | 29.0183 | 29.0183 | 29.0183 | 29.0183 | 29.0183 | 29.0183
3298 | 29.0191 | 29.0191 | 29.0191 | 29.0191 | 29.0191 | 29.0191 | 29.0191 | 29.0191 | 29.0191 | 29.0191 | 29.0191 | 29.0191 | 29.0191 | 29.0191 | 29.0191 | 29.0191 | 29.0191 | 29.0191 | 29.0191 | 29.0191 | 29.0191 | 29.0191 | 29.0191 | 29.0191 | 29.0191 | 29.0191 | 29.0191 | 29.0191 | 29.0191 | 29.0191 | 29.0191 | 29.0191 | 29.0191 | 29.0191 | 29.0191 | 29.0191 | 29.0191 | 29.0191 | 29.0191 | 29.0191 | 29.0191 | 29.0191 | 29.0191 | 29.0191 | 29.0191 | 29.0191 | 29.0191 | 29.0191 | 29.0191 | 29.0191 | 29.0191 | 29.0191 | 29.0191 | 29.0191 | 29.0191 | 29.0191 | 29.0191 | 29.0191 | 29.0191 | 29.0191
3299 | 29.0198 | 29.0198 | 29.0198 | 29.0198 | 29.0198 | 29.0198 | 29.0198 | 29.0198 | 29.0198 | 29.0198 | 29.0198 | 29.0198 | 29.0198 | 29.0198 | 29.0198 | 29.0198 | 29.0198 | 29.0198 | 29.0198 | 29.0198 | 29.0198 | 29.0198 | 29.0198 | 29.0198 | 29.0198 | 29.0198 | 29.0198 | 29.0198 | 29.0198 | 29.0198 | 29.0198 | 29.0198 | 29.0198 | 29.0198 | 29.0198 | 29.0198 | 29.0198 | 29.0198 | 29.0198 | 29.0198 | 29.0198 | 29.0198 | 29.0198 | 29.0198 | 29.0198 | 29.0198 | 29.0198 | 29.0198 | 29.0198 | 29.0198 | 29.0198 | 29.0198 | 29.0198 | 29.0198 | 29.0198 | 29.0198 | 29.0198 | 29.0198 | 29.0198 | 29.0198
3300 | 29.0206 | 29.0206 | 29.0206 | 29.0206 | 29.0206 | 29.0206 | 29.0206 | 29.0206 | 29.0206 | 29.0206 | 29.0206 | 29.0206 | 29.0206 | 29.0206 | 29.0206 | 29.0206 | 29.0206 | 29.0206 | 29.0206 | 29.0206 | 29.0206 | 29.0206 | 29.0206 | 29.0206 | 29.0206 | 29.0206 | 29.0206 | 29.0206 | 29.0206 | 29.0206 | 29.0206 | 29.0206 | 29.0206 | 29.0206 | 29.0206 | 29.0206 | 29.0206 | 29.0206 | 29.0206 | 29.0206 | 29.0206 | 29.0206 | 29.0206 | 29.0206 | 29.0206 | 29.0206 | 29.0206 | 29.0206 | 29.0206 | 29.0206 | 29.0206 | 29.0206 | 29.0206 | 29.0206 | 29.0206 | 29.0206 | 29.0206 | 29.0206 | 29.0206 | 29.0206
3301 | 29.0213 | 29.0213 | 29.0213 | 29.0213 | 29.0213 | 29.0213 | 29.0213 | 29.0213 | 29.0213 | 29.0213 | 29.0213 | 29.0213 | 29.0213 | 29.0213 | 29.0213 | 29.0213 | 29.0213 | 29.0213 | 29.0213 | 29.0213 | 29.0213 | 29.0213 | 29.0213 | 29.0213 | 29.0213 | 29.0213 | 29.0213 | 29.0213 | 29.0213 | 29.0213 | 29.0213 | 29.0213 | 29.0213 | 29.0213 | 29.0213 | 29.0213 | 29.0213 | 29.0213 | 29.0213 | 29.0213 | 29.0213 | 29.0213 | 29.0213 | 29.0213 | 29.0213 | 29.0213 | 29.0213 | 29.0213 | 29.0213 | 29.0213 | 29.0213 | 29.0213 | 29.0213 | 29.0213 | 29.0213 | 29.0213 | 29.0213 | 29.0213 | 29.0213 | 29.0213
3302 | 29.0221 | 29.0221 | 29.0221 | 29.0221 | 29.0221 | 29.0221 | 29.0221 | 29.0221 | 29.0221 | 29.0221 | 29.0221 | 29.0221 | 29.0221 | 29.0221 | 29.0221 | 29.0221 | 29.0221 | 29.0221 | 29.0221 | 29.0221 | 29.0221 | 29.0221 | 29.0221 | 29.0221 | 29.0221 | 29.0221 | 29.0221 | 29.0221 | 29.0221 | 29.0221 | 29.0221 | 29.0221 | 29.0221 | 29.0221 | 29.0221 | 29.0221 | 29.0221 | 29.0221 | 29.0221 | 29.0221 | 29.0221 | 29.0221 | 29.0221 | 29.0221 | 29.0221 | 29.0221 | 29.0221 | 29.0221 | 29.0221 | 29.0221 | 29.0221 | 29.0221 | 29.0221 | 29.0221 | 29.0221 | 29.0221 | 29.0221 | 29.0221 | 29.0221 | 29.0221
3303 | 29.0229 | 29.0229 | 29.0229 | 29.0229 | 29.0229 | 29.0229 | 29.0229 | 29.0229 | 29.0229 | 29.0229 | 29.0229 | 29.0229 | 29.0229 | 29.0229 | 29.0229 | 29.0229 | 29.0229 | 29.0229 | 29.0229 | 29.0229 | 29.0229 | 29.0229 | 29.0229 | 29.0229 | 29.0229 | 29.0229 | 29.0229 | 29.0229 | 29.0229 | 29.0229 | 29.0229 | 29.0229 | 29.0229 | 29.0229 | 29.0229 | 29.0229 | 29.0229 | 29.0229 | 29.0229 | 29.0229 | 29.0229 | 29.0229 | 29.0229 | 29.0229 | 29.0229 | 29.0229 | 29.0229 | 29.0229 | 29.0229 | 29.0229 | 29.0229 | 29.0229 | 29.0229 | 29.0229 | 29.0229 | 29.0229 | 29.0229 | 29.0229 | 29.0229 | 29.0229
3304 | 29.0236 | 29.0236 | 29.0236 | 29.0236 | 29.0236 | 29.0236 | 29.0236 | 29.0236 | 29.0236 | 29.0236 | 29.0236 | 29.0236 | 29.0236 | 29.0236 | 29.0236 | 29.0236 | 29.0236 | 29.0236 | 29.0236 | 29.0236 | 29.0236 | 29.0236 | 29.0236 | 29.0236 | 29.0236 | 29.0236 | 29.0236 | 29.0236 | 29.0236 | 29.0236 | 29.0236 | 29.0236 | 29.0236 | 29.0236 | 29.0236 | 29.0236 | 29.0236 | 29.0236 | 29.0236 | 29.0236 | 29.0236 | 29.0236 | 29.0236 | 29.0236 | 29.0236 | 29.0236 | 29.0236 | 29.0236 | 29.0236 | 29.0236 | 29.0236 | 29.0236 | 29.0236 | 29.0236 | 29.0236 | 29.0236 | 29.0236 | 29.0236 | 29.0236 | 29.0236
3305 | 29.0244 | 29.0244 | 29.0244 | 29.0244 | 29.0244 | 29.0244 | 29.0244 | 29.0244 | 29.0244 | 29.0244 | 29.0244 | 29.0244 | 29.0244 | 29.0244 | 29.0244 | 29.0244 | 29.0244 | 29.0244 | 29.0244 | 29.0244 | 29.0244 | 29.0244 | 29.0244 | 29.0244 | 29.0244 | 29.0244 | 29.0244 | 29.0244 | 29.0244 | 29.0244 | 29.0244 | 29.0244 | 29.0244 | 29.0244 | 29.0244 | 29.0244 | 29.0244 | 29.0244 | 29.0244 | 29.0244 | 29.0244 | 29.0244 | 29.0244 | 29.0244 | 29.0244 | 29.0244 | 29.0244 | 29.0244 | 29.0244 | 29.0244 | 29.0244 | 29.0244 | 29.0244 | 29.0244 | 29.0244 | 29.0244 | 29.0244 | 29.0244 | 29.0244 | 29.0244
3306 | 29.0251 | 29.0251 | 29.0251 | 29.0251 | 29.0251 | 29.0251 | 29.0251 | 29.0251 | 29.0251 | 29.0251 | 29.0251 | 29.0251 | 29.0251 | 29.0251 | 29.0251 | 29.0251 | 29.0251 | 29.0251 | 29.0251 | 29.0251 | 29.0251 | 29.0251 | 29.0251 | 29.0251 | 29.0251 | 29.0251 | 29.0251 | 29.0251 | 29.0251 | 29.0251 | 29.0251 | 29.0251 | 29.0251 | 29.0251 | 29.0251 | 29.0251 | 29.0251 | 29.0251 | 29.0251 | 29.0251 | 29.0251 | 29.0251 | 29.0251 | 29.0251 | 29.0251 | 29.0251 | 29.0251 | 29.0251 | 29.0251 | 29.0251 | 29.0251 | 29.0251 | 29.0251 | 29.0251 | 29.0251 | 29.0251 | 29.0251 | 29.0251 | 29.0251 | 29.0251
3307 | 29.0259 | 29.0259 | 29.0259 | 29.0259 | 29.0259 | 29.0259 | 29.0259 | 29.0259 | 29.0259 | 29.0259 | 29.0259 | 29.0259 | 29.0259 | 29.0259 | 29.0259 | 29.0259 | 29.0259 | 29.0259 | 29.0259 | 29.0259 | 29.0259 | 29.0259 | 29.0259 | 29.0259 | 29.0259 | 29.0259 | 29.0259 | 29.0259 | 29.0259 | 29.0259 | 29.0259 | 29.0259 | 29.0259 | 29.0259 | 29.0259 | 29.0259 | 29.0259 | 29.0259 | 29.0259 | 29.0259 | 29.0259 | 29.0259 | 29.0259 | 29.0259 | 29.0259 | 29.0259 | 29.0259 | 29.0259 | 29.0259 | 29.0259 | 29.0259 | 29.0259 | 29.0259 | 29.0259 | 29.0259 | 29.0259 | 29.0259 | 29.0259 | 29.0259 | 29.0259
3308 | 29.0266 | 29.0266 | 29.0266 | 29.0266 | 29.0266 | 29.0266 | 29.0266 | 29.0266 | 29.0266 | 29.0266 | 29.0266 | 29.0266 | 29.0266 | 29.0266 | 29.0266 | 29.0266 | 29.0266 | 29.0266 | 29.0266 | 29.0266 | 29.0266 | 29.0266 | 29.0266 | 29.0266 | 29.0266 | 29.0266 | 29.0266 | 29.0266 | 29.0266 | 29.0266 | 29.0266 | 29.0266 | 29.0266 | 29.0266 | 29.0266 | 29.0266 | 29.0266 | 29.0266 | 29.0266 | 29.0266 | 29.0266 | 29.0266 | 29.0266 | 29.0266 | 29.0266 | 29.0266 | 29.0266 | 29.0266 | 29.0266 | 29.0266 | 29.0266 | 29.0266 | 29.0266 | 29.0266 | 29.0266 | 29.0266 | 29.0266 | 29.0266 | 29.0266 | 29.0266
3309 | 29.0274 | 29.0274 | 29.0274 | 29.0274 | 29.0274 | 29.0274 | 29.0274 | 29.0274 | 29.0274 | 29.0274 | 29.0274 | 29.0274 | 29.0274 | 29.0274 | 29.0274 | 29.0274 | 29.0274 | 29.0274 | 29.0274 | 29.0274 | 29.0274 | 29.0274 | 29.0274 | 29.0274 | 29.0274 | 29.0274 | 29.0274 | 29.0274 | 29.0274 | 29.0274 | 29.0274 | 29.0274 | 29.0274 | 29.0274 | 29.0274 | 29.0274 | 29.0274 | 29.0274 | 29.0274 | 29.0274 | 29.0274 | 29.0274 | 29.0274 | 29.0274 | 29.0274 | 29.0274 | 29.0274 | 29.0274 | 29.0274 | 29.0274 | 29.0274 | 29.0274 | 29.0274 | 29.0274 | 29.0274 | 29.0274 | 29.0274 | 29.0274 | 29.0274 | 29.0274
3310 | 29.0282 | 29.0282 | 29.0282 | 29.0282 | 29.0282 | 29.0282 | 29.0282 | 29.0282 | 29.0282 | 29.0282 | 29.0282 | 29.0282 | 29.0282 | 29.0282 | 29.0282 | 29.0282 | 29.0282 | 29.0282 | 29.0282 | 29.0282 | 29.0282 | 29.0282 | 29.0282 | 29.0282 | 29.0282 | 29.0282 | 29.0282 | 29.0282 | 29.0282 | 29.0282 | 29.0282 | 29.0282 | 29.0282 | 29.0282 | 29.0282 | 29.0282 | 29.0282 | 29.0282 | 29.0282 | 29.0282 | 29.0282 | 29.0282 | 29.0282 | 29.0282 | 29.0282 | 29.0282 | 29.0282 | 29.0282 | 29.0282 | 29.0282 | 29.0282 | 29.0282 | 29.0282 | 29.0282 | 29.0282 | 29.0282 | 29.0282 | 29.0282 | 29.0282 | 29.0282
3311 | 29.0289 | 29.0289 | 29.0289 | 29.0289 | 29.0289 | 29.0289 | 29.0289 | 29.0289 | 29.0289 | 29.0289 | 29.0289 | 29.0289 | 29.0289 | 29.0289 | 29.0289 | 29.0289 | 29.0289 | 29.0289 | 29.0289 | 29.0289 | 29.0289 | 29.0289 | 29.0289 | 29.0289 | 29.0289 | 29.0289 | 29.0289 | 29.0289 | 29.0289 | 29.0289 | 29.0289 | 29.0289 | 29.0289 | 29.0289 | 29.0289 | 29.0289 | 29.0289 | 29.0289 | 29.0289 | 29.0289 | 29.0289 | 29.0289 | 29.0289 | 29.0289 | 29.0289 | 29.0289 | 29.0289 | 29.0289 | 29.0289 | 29.0289 | 29.0289 | 29.0289 | 29.0289 | 29.0289 | 29.0289 | 29.0289 | 29.0289 | 29.0289 | 29.0289 | 29.0289
3312 | 29.0297 | 29.0297 | 29.0297 | 29.0297 | 29.0297 | 29.0297 | 29.0297 | 29.0297 | 29.0297 | 29.0297 | 29.0297 | 29.0297 | 29.0297 | 29.0297 | 29.0297 | 29.0297 | 29.0297 | 29.0297 | 29.0297 | 29.0297 | 29.0297 | 29.0297 | 29.0297 | 29.0297 | 29.0297 | 29.0297 | 29.0297 | 29.0297 | 29.0297 | 29.0297 | 29.0297 | 29.0297 | 29.0297 | 29.0297 | 29.0297 | 29.0297 | 29.0297 | 29.0297 | 29.0297 | 29.0297 | 29.0297 | 29.0297 | 29.0297 | 29.0297 | 29.0297 | 29.0297 | 29.0297 | 29.0297 | 29.0297 | 29.0297 | 29.0297 | 29.0297 | 29.0297 | 29.0297 | 29.0297 | 29.0297 | 29.0297 | 29.0297 | 29.0297 | 29.0297
3313 | 29.0304 | 29.0304 | 29.0304 | 29.0304 | 29.0304 | 29.0304 | 29.0304 | 29.0304 | 29.0304 | 29.0304 | 29.0304 | 29.0304 | 29.0304 | 29.0304 | 29.0304 | 29.0304 | 29.0304 | 29.0304 | 29.0304 | 29.0304 | 29.0304 | 29.0304 | 29.0304 | 29.0304 | 29.0304 | 29.0304 | 29.0304 | 29.0304 | 29.0304 | 29.0304 | 29.0304 | 29.0304 | 29.0304 | 29.0304 | 29.0304 | 29.0304 | 29.0304 | 29.0304 | 29.0304 | 29.0304 | 29.0304 | 29.0304 | 29.0304 | 29.0304 | 29.0304 | 29.0304 | 29.0304 | 29.0304 | 29.0304 | 29.0304 | 29.0304 | 29.0304 | 29.0304 | 29.0304 | 29.0304 | 29.0304 | 29.0304 | 29.0304 | 29.0304 | 29.0304
3314 | 29.0312 | 29.0312 | 29.0312 | 29.0312 | 29.0312 | 29.0312 | 29.0312 | 29.0312 | 29.0312 | 29.0312 | 29.0312 | 29.0312 | 29.0312 | 29.0312 | 29.0312 | 29.0312 | 29.0312 | 29.0312 | 29.0312 | 29.0312 | 29.0312 | 29.0312 | 29.0312 | 29.0312 | 29.0312 | 29.0312 | 29.0312 | 29.0312 | 29.0312 | 29.0312 | 29.0312 | 29.0312 | 29.0312 | 29.0312 | 29.0312 | 29.0312 | 29.0312 | 29.0312 | 29.0312 | 29.0312 | 29.0312 | 29.0312 | 29.0312 | 29.0312 | 29.0312 | 29.0312 | 29.0312 | 29.0312 | 29.0312 | 29.0312 | 29.0312 | 29.0312 | 29.0312 | 29.0312 | 29.0312 | 29.0312 | 29.0312 | 29.0312 | 29.0312 | 29.0312
3315 | 29.0319 | 29.0319 | 29.0319 | 29.0319 | 29.0319 | 29.0319 | 29.0319 | 29.0319 | 29.0319 | 29.0319 | 29.0319 | 29.0319 | 29.0319 | 29.0319 | 29.0319 | 29.0319 | 29.0319 | 29.0319 | 29.0319 | 29.0319 | 29.0319 | 29.0319 | 29.0319 | 29.0319 | 29.0319 | 29.0319 | 29.0319 | 29.0319 | 29.0319 | 29.0319 | 29.0319 | 29.0319 | 29.0319 | 29.0319 | 29.0319 | 29.0319 | 29.0319 | 29.0319 | 29.0319 | 29.0319 | 29.0319 | 29.0319 | 29.0319 | 29.0319 | 29.0319 | 29.0319 | 29.0319 | 29.0319 | 29.0319 | 29.0319 | 29.0319 | 29.0319 | 29.0319 | 29.0319 | 29.0319 | 29.0319 | 29.0319 | 29.0319 | 29.0319 | 29.0319
3316 | 29.0327 | 29.0327 | 29.0327 | 29.0327 | 29.0327 | 29.0327 | 29.0327 | 29.0327 | 29.0327 | 29.0327 | 29.0327 | 29.0327 | 29.0327 | 29.0327 | 29.0327 | 29.0327 | 29.0327 | 29.0327 | 29.0327 | 29.0327 | 29.0327 | 29.0327 | 29.0327 | 29.0327 | 29.0327 | 29.0327 | 29.0327 | 29.0327 | 29.0327 | 29.0327 | 29.0327 | 29.0327 | 29.0327 | 29.0327 | 29.0327 | 29.0327 | 29.0327 | 29.0327 | 29.0327 | 29.0327 | 29.0327 | 29.0327 | 29.0327 | 29.0327 | 29.0327 | 29.0327 | 29.0327 | 29.0327 | 29.0327 | 29.0327 | 29.0327 | 29.0327 | 29.0327 | 29.0327 | 29.0327 | 29.0327 | 29.0327 | 29.0327 | 29.0327 | 29.0327
3317 | 29.0334 | 29.0334 | 29.0334 | 29.0334 | 29.0334 | 29.0334 | 29.0334 | 29.0334 | 29.0334 | 29.0334 | 29.0334 | 29.0334 | 29.0334 | 29.0334 | 29.0334 | 29.0334 | 29.0334 | 29.0334 | 29.0334 | 29.0334 | 29.0334 | 29.0334 | 29.0334 | 29.0334 | 29.0334 | 29.0334 | 29.0334 | 29.0334 | 29.0334 | 29.0334 | 29.0334 | 29.0334 | 29.0334 | 29.0334 | 29.0334 | 29.0334 | 29.0334 | 29.0334 | 29.0334 | 29.0334 | 29.0334 | 29.0334 | 29.0334 | 29.0334 | 29.0334 | 29.0334 | 29.0334 | 29.0334 | 29.0334 | 29.0334 | 29.0334 | 29.0334 | 29.0334 | 29.0334 | 29.0334 | 29.0334 | 29.0334 | 29.0334 | 29.0334 | 29.0334
3318 | 29.0342 | 29.0342 | 29.0342 | 29.0342 | 29.0342 | 29.0342 | 29.0342 | 29.0342 | 29.0342 | 29.0342 | 29.0342 | 29.0342 | 29.0342 | 29.0342 | 29.0342 | 29.0342 | 29.0342 | 29.0342 | 29.0342 | 29.0342 | 29.0342 | 29.0342 | 29.0342 | 29.0342 | 29.0342 | 29.0342 | 29.0342 | 29.0342 | 29.0342 | 29.0342 | 29.0342 | 29.0342 | 29.0342 | 29.0342 | 29.0342 | 29.0342 | 29.0342 | 29.0342 | 29.0342 | 29.0342 | 29.0342 | 29.0342 | 29.0342 | 29.0342 | 29.0342 | 29.0342 | 29.0342 | 29.0342 | 29.0342 | 29.0342 | 29.0342 | 29.0342 | 29.0342 | 29.0342 | 29.0342 | 29.0342 | 29.0342 | 29.0342 | 29.0342 | 29.0342
3319 | 29.0349 | 29.0349 | 29.0349 | 29.0349 | 29.0349 | 29.0349 | 29.0349 | 29.0349 | 29.0349 | 29.0349 | 29.0349 | 29.0349 | 29.0349 | 29.0349 | 29.0349 | 29.0349 | 29.0349 | 29.0349 | 29.0349 | 29.0349 | 29.0349 | 29.0349 | 29.0349 | 29.0349 | 29.0349 | 29.0349 | 29.0349 | 29.0349 | 29.0349 | 29.0349 | 29.0349 | 29.0349 | 29.0349 | 29.0349 | 29.0349 | 29.0349 | 29.0349 | 29.0349 | 29.0349 | 29.0349 | 29.0349 | 29.0349 | 29.0349 | 29.0349 | 29.0349 | 29.0349 | 29.0349 | 29.0349 | 29.0349 | 29.0349 | 29.0349 | 29.0349 | 29.0349 | 29.0349 | 29.0349 | 29.0349 | 29.0349 | 29.0349 | 29.0349 | 29.0349
3320 | 29.0357 | 29.0357 | 29.0357 | 29.0357 | 29.0357 | 29.0357 | 29.0357 | 29.0357 | 29.0357 | 29.0357 | 29.0357 | 29.0357 | 29.0357 | 29.0357 | 29.0357 | 29.0357 | 29.0357 | 29.0357 | 29.0357 | 29.0357 | 29.0357 | 29.0357 | 29.0357 | 29.0357 | 29.0357 | 29.0357 | 29.0357 | 29.0357 | 29.0357 | 29.0357 | 29.0357 | 29.0357 | 29.0357 | 29.0357 | 29.0357 | 29.0357 | 29.0357 | 29.0357 | 29.0357 | 29.0357 | 29.0357 | 29.0357 | 29.0357 | 29.0357 | 29.0357 | 29.0357 | 29.0357 | 29.0357 | 29.0357 | 29.0357 | 29.0357 | 29.0357 | 29.0357 | 29.0357 | 29.0357 | 29.0357 | 29.0357 | 29.0357 | 29.0357 | 29.0357
3321 | 29.0364 | 29.0364 | 29.0364 | 29.0364 | 29.0364 | 29.0364 | 29.0364 | 29.0364 | 29.0364 | 29.0364 | 29.0364 | 29.0364 | 29.0364 | 29.0364 | 29.0364 | 29.0364 | 29.0364 | 29.0364 | 29.0364 | 29.0364 | 29.0364 | 29.0364 | 29.0364 | 29.0364 | 29.0364 | 29.0364 | 29.0364 | 29.0364 | 29.0364 | 29.0364 | 29.0364 | 29.0364 | 29.0364 | 29.0364 | 29.0364 | 29.0364 | 29.0364 | 29.0364 | 29.0364 | 29.0364 | 29.0364 | 29.0364 | 29.0364 | 29.0364 | 29.0364 | 29.0364 | 29.0364 | 29.0364 | 29.0364 | 29.0364 | 29.0364 | 29.0364 | 29.0364 | 29.0364 | 29.0364 | 29.0364 | 29.0364 | 29.0364 | 29.0364 | 29.0364
3322 | 29.0372 | 29.0372 | 29.0372 | 29.0372 | 29.0372 | 29.0372 | 29.0372 | 29.0372 | 29.0372 | 29.0372 | 29.0372 | 29.0372 | 29.0372 | 29.0372 | 29.0372 | 29.0372 | 29.0372 | 29.0372 | 29.0372 | 29.0372 | 29.0372 | 29.0372 | 29.0372 | 29.0372 | 29.0372 | 29.0372 | 29.0372 | 29.0372 | 29.0372 | 29.0372 | 29.0372 | 29.0372 | 29.0372 | 29.0372 | 29.0372 | 29.0372 | 29.0372 | 29.0372 | 29.0372 | 29.0372 | 29.0372 | 29.0372 | 29.0372 | 29.0372 | 29.0372 | 29.0372 | 29.0372 | 29.0372 | 29.0372 | 29.0372 | 29.0372 | 29.0372 | 29.0372 | 29.0372 | 29.0372 | 29.0372 | 29.0372 | 29.0372 | 29.0372 | 29.0372
3323 | 29.038 | 29.038 | 29.038 | 29.038 | 29.038 | 29.038 | 29.038 | 29.038 | 29.038 | 29.038 | 29.038 | 29.038 | 29.038 | 29.038 | 29.038 | 29.038 | 29.038 | 29.038 | 29.038 | 29.038 | 29.038 | 29.038 | 29.038 | 29.038 | 29.038 | 29.038 | 29.038 | 29.038 | 29.038 | 29.038 | 29.038 | 29.038 | 29.038 | 29.038 | 29.038 | 29.038 | 29.038 | 29.038 | 29.038 | 29.038 | 29.038 | 29.038 | 29.038 | 29.038 | 29.038 | 29.038 | 29.038 | 29.038 | 29.038 | 29.038 | 29.038 | 29.038 | 29.038 | 29.038 | 29.038 | 29.038 | 29.038 | 29.038 | 29.038 | 29.038
3324 | 29.0387 | 29.0387 | 29.0387 | 29.0387 | 29.0387 | 29.0387 | 29.0387 | 29.0387 | 29.0387 | 29.0387 | 29.0387 | 29.0387 | 29.0387 | 29.0387 | 29.0387 | 29.0387 | 29.0387 | 29.0387 | 29.0387 | 29.0387 | 29.0387 | 29.0387 | 29.0387 | 29.0387 | 29.0387 | 29.0387 | 29.0387 | 29.0387 | 29.0387 | 29.0387 | 29.0387 | 29.0387 | 29.0387 | 29.0387 | 29.0387 | 29.0387 | 29.0387 | 29.0387 | 29.0387 | 29.0387 | 29.0387 | 29.0387 | 29.0387 | 29.0387 | 29.0387 | 29.0387 | 29.0387 | 29.0387 | 29.0387 | 29.0387 | 29.0387 | 29.0387 | 29.0387 | 29.0387 | 29.0387 | 29.0387 | 29.0387 | 29.0387 | 29.0387 | 29.0387
3325 | 29.0395 | 29.0395 | 29.0395 | 29.0395 | 29.0395 | 29.0395 | 29.0395 | 29.0395 | 29.0395 | 29.0395 | 29.0395 | 29.0395 | 29.0395 | 29.0395 | 29.0395 | 29.0395 | 29.0395 | 29.0395 | 29.0395 | 29.0395 | 29.0395 | 29.0395 | 29.0395 | 29.0395 | 29.0395 | 29.0395 | 29.0395 | 29.0395 | 29.0395 | 29.0395 | 29.0395 | 29.0395 | 29.0395 | 29.0395 | 29.0395 | 29.0395 | 29.0395 | 29.0395 | 29.0395 | 29.0395 | 29.0395 | 29.0395 | 29.0395 | 29.0395 | 29.0395 | 29.0395 | 29.0395 | 29.0395 | 29.0395 | 29.0395 | 29.0395 | 29.0395 | 29.0395 | 29.0395 | 29.0395 | 29.0395 | 29.0395 | 29.0395 | 29.0395 | 29.0395
3326 | 29.0402 | 29.0402 | 29.0402 | 29.0402 | 29.0402 | 29.0402 | 29.0402 | 29.0402 | 29.0402 | 29.0402 | 29.0402 | 29.0402 | 29.0402 | 29.0402 | 29.0402 | 29.0402 | 29.0402 | 29.0402 | 29.0402 | 29.0402 | 29.0402 | 29.0402 | 29.0402 | 29.0402 | 29.0402 | 29.0402 | 29.0402 | 29.0402 | 29.0402 | 29.0402 | 29.0402 | 29.0402 | 29.0402 | 29.0402 | 29.0402 | 29.0402 | 29.0402 | 29.0402 | 29.0402 | 29.0402 | 29.0402 | 29.0402 | 29.0402 | 29.0402 | 29.0402 | 29.0402 | 29.0402 | 29.0402 | 29.0402 | 29.0402 | 29.0402 | 29.0402 | 29.0402 | 29.0402 | 29.0402 | 29.0402 | 29.0402 | 29.0402 | 29.0402 | 29.0402
3327 | 29.041 | 29.041 | 29.041 | 29.041 | 29.041 | 29.041 | 29.041 | 29.041 | 29.041 | 29.041 | 29.041 | 29.041 | 29.041 | 29.041 | 29.041 | 29.041 | 29.041 | 29.041 | 29.041 | 29.041 | 29.041 | 29.041 | 29.041 | 29.041 | 29.041 | 29.041 | 29.041 | 29.041 | 29.041 | 29.041 | 29.041 | 29.041 | 29.041 | 29.041 | 29.041 | 29.041 | 29.041 | 29.041 | 29.041 | 29.041 | 29.041 | 29.041 | 29.041 | 29.041 | 29.041 | 29.041 | 29.041 | 29.041 | 29.041 | 29.041 | 29.041 | 29.041 | 29.041 | 29.041 | 29.041 | 29.041 | 29.041 | 29.041 | 29.041 | 29.041
3328 | 29.0417 | 29.0417 | 29.0417 | 29.0417 | 29.0417 | 29.0417 | 29.0417 | 29.0417 | 29.0417 | 29.0417 | 29.0417 | 29.0417 | 29.0417 | 29.0417 | 29.0417 | 29.0417 | 29.0417 | 29.0417 | 29.0417 | 29.0417 | 29.0417 | 29.0417 | 29.0417 | 29.0417 | 29.0417 | 29.0417 | 29.0417 | 29.0417 | 29.0417 | 29.0417 | 29.0417 | 29.0417 | 29.0417 | 29.0417 | 29.0417 | 29.0417 | 29.0417 | 29.0417 | 29.0417 | 29.0417 | 29.0417 | 29.0417 | 29.0417 | 29.0417 | 29.0417 | 29.0417 | 29.0417 | 29.0417 | 29.0417 | 29.0417 | 29.0417 | 29.0417 | 29.0417 | 29.0417 | 29.0417 | 29.0417 | 29.0417 | 29.0417 | 29.0417 | 29.0417
3329 | 29.0425 | 29.0425 | 29.0425 | 29.0425 | 29.0425 | 29.0425 | 29.0425 | 29.0425 | 29.0425 | 29.0425 | 29.0425 | 29.0425 | 29.0425 | 29.0425 | 29.0425 | 29.0425 | 29.0425 | 29.0425 | 29.0425 | 29.0425 | 29.0425 | 29.0425 | 29.0425 | 29.0425 | 29.0425 | 29.0425 | 29.0425 | 29.0425 | 29.0425 | 29.0425 | 29.0425 | 29.0425 | 29.0425 | 29.0425 | 29.0425 | 29.0425 | 29.0425 | 29.0425 | 29.0425 | 29.0425 | 29.0425 | 29.0425 | 29.0425 | 29.0425 | 29.0425 | 29.0425 | 29.0425 | 29.0425 | 29.0425 | 29.0425 | 29.0425 | 29.0425 | 29.0425 | 29.0425 | 29.0425 | 29.0425 | 29.0425 | 29.0425 | 29.0425 | 29.0425
3330 | 29.0432 | 29.0432 | 29.0432 | 29.0432 | 29.0432 | 29.0432 | 29.0432 | 29.0432 | 29.0432 | 29.0432 | 29.0432 | 29.0432 | 29.0432 | 29.0432 | 29.0432 | 29.0432 | 29.0432 | 29.0432 | 29.0432 | 29.0432 | 29.0432 | 29.0432 | 29.0432 | 29.0432 | 29.0432 | 29.0432 | 29.0432 | 29.0432 | 29.0432 | 29.0432 | 29.0432 | 29.0432 | 29.0432 | 29.0432 | 29.0432 | 29.0432 | 29.0432 | 29.0432 | 29.0432 | 29.0432 | 29.0432 | 29.0432 | 29.0432 | 29.0432 | 29.0432 | 29.0432 | 29.0432 | 29.0432 | 29.0432 | 29.0432 | 29.0432 | 29.0432 | 29.0432 | 29.0432 | 29.0432 | 29.0432 | 29.0432 | 29.0432 | 29.0432 | 29.0432
3331 | 29.044 | 29.044 | 29.044 | 29.044 | 29.044 | 29.044 | 29.044 | 29.044 | 29.044 | 29.044 | 29.044 | 29.044 | 29.044 | 29.044 | 29.044 | 29.044 | 29.044 | 29.044 | 29.044 | 29.044 | 29.044 | 29.044 | 29.044 | 29.044 | 29.044 | 29.044 | 29.044 | 29.044 | 29.044 | 29.044 | 29.044 | 29.044 | 29.044 | 29.044 | 29.044 | 29.044 | 29.044 | 29.044 | 29.044 | 29.044 | 29.044 | 29.044 | 29.044 | 29.044 | 29.044 | 29.044 | 29.044 | 29.044 | 29.044 | 29.044 | 29.044 | 29.044 | 29.044 | 29.044 | 29.044 | 29.044 | 29.044 | 29.044 | 29.044 | 29.044
3332 | 29.0447 | 29.0447 | 29.0447 | 29.0447 | 29.0447 | 29.0447 | 29.0447 | 29.0447 | 29.0447 | 29.0447 | 29.0447 | 29.0447 | 29.0447 | 29.0447 | 29.0447 | 29.0447 | 29.0447 | 29.0447 | 29.0447 | 29.0447 | 29.0447 | 29.0447 | 29.0447 | 29.0447 | 29.0447 | 29.0447 | 29.0447 | 29.0447 | 29.0447 | 29.0447 | 29.0447 | 29.0447 | 29.0447 | 29.0447 | 29.0447 | 29.0447 | 29.0447 | 29.0447 | 29.0447 | 29.0447 | 29.0447 | 29.0447 | 29.0447 | 29.0447 | 29.0447 | 29.0447 | 29.0447 | 29.0447 | 29.0447 | 29.0447 | 29.0447 | 29.0447 | 29.0447 | 29.0447 | 29.0447 | 29.0447 | 29.0447 | 29.0447 | 29.0447 | 29.0447
3333 | 29.0455 | 29.0455 | 29.0455 | 29.0455 | 29.0455 | 29.0455 | 29.0455 | 29.0455 | 29.0455 | 29.0455 | 29.0455 | 29.0455 | 29.0455 | 29.0455 | 29.0455 | 29.0455 | 29.0455 | 29.0455 | 29.0455 | 29.0455 | 29.0455 | 29.0455 | 29.0455 | 29.0455 | 29.0455 | 29.0455 | 29.0455 | 29.0455 | 29.0455 | 29.0455 | 29.0455 | 29.0455 | 29.0455 | 29.0455 | 29.0455 | 29.0455 | 29.0455 | 29.0455 | 29.0455 | 29.0455 | 29.0455 | 29.0455 | 29.0455 | 29.0455 | 29.0455 | 29.0455 | 29.0455 | 29.0455 | 29.0455 | 29.0455 | 29.0455 | 29.0455 | 29.0455 | 29.0455 | 29.0455 | 29.0455 | 29.0455 | 29.0455 | 29.0455 | 29.0455
3334 | 29.0462 | 29.0462 | 29.0462 | 29.0462 | 29.0462 | 29.0462 | 29.0462 | 29.0462 | 29.0462 | 29.0462 | 29.0462 | 29.0462 | 29.0462 | 29.0462 | 29.0462 | 29.0462 | 29.0462 | 29.0462 | 29.0462 | 29.0462 | 29.0462 | 29.0462 | 29.0462 | 29.0462 | 29.0462 | 29.0462 | 29.0462 | 29.0462 | 29.0462 | 29.0462 | 29.0462 | 29.0462 | 29.0462 | 29.0462 | 29.0462 | 29.0462 | 29.0462 | 29.0462 | 29.0462 | 29.0462 | 29.0462 | 29.0462 | 29.0462 | 29.0462 | 29.0462 | 29.0462 | 29.0462 | 29.0462 | 29.0462 | 29.0462 | 29.0462 | 29.0462 | 29.0462 | 29.0462 | 29.0462 | 29.0462 | 29.0462 | 29.0462 | 29.0462 | 29.0462
3335 | 29.047 | 29.047 | 29.047 | 29.047 | 29.047 | 29.047 | 29.047 | 29.047 | 29.047 | 29.047 | 29.047 | 29.047 | 29.047 | 29.047 | 29.047 | 29.047 | 29.047 | 29.047 | 29.047 | 29.047 | 29.047 | 29.047 | 29.047 | 29.047 | 29.047 | 29.047 | 29.047 | 29.047 | 29.047 | 29.047 | 29.047 | 29.047 | 29.047 | 29.047 | 29.047 | 29.047 | 29.047 | 29.047 | 29.047 | 29.047 | 29.047 | 29.047 | 29.047 | 29.047 | 29.047 | 29.047 | 29.047 | 29.047 | 29.047 | 29.047 | 29.047 | 29.047 | 29.047 | 29.047 | 29.047 | 29.047 | 29.047 | 29.047 | 29.047 | 29.047
3336 | 29.0477 | 29.0477 | 29.0477 | 29.0477 | 29.0477 | 29.0477 | 29.0477 | 29.0477 | 29.0477 | 29.0477 | 29.0477 | 29.0477 | 29.0477 | 29.0477 | 29.0477 | 29.0477 | 29.0477 | 29.0477 | 29.0477 | 29.0477 | 29.0477 | 29.0477 | 29.0477 | 29.0477 | 29.0477 | 29.0477 | 29.0477 | 29.0477 | 29.0477 | 29.0477 | 29.0477 | 29.0477 | 29.0477 | 29.0477 | 29.0477 | 29.0477 | 29.0477 | 29.0477 | 29.0477 | 29.0477 | 29.0477 | 29.0477 | 29.0477 | 29.0477 | 29.0477 | 29.0477 | 29.0477 | 29.0477 | 29.0477 | 29.0477 | 29.0477 | 29.0477 | 29.0477 | 29.0477 | 29.0477 | 29.0477 | 29.0477 | 29.0477 | 29.0477 | 29.0477
3337 | 29.0485 | 29.0485 | 29.0485 | 29.0485 | 29.0485 | 29.0485 | 29.0485 | 29.0485 | 29.0485 | 29.0485 | 29.0485 | 29.0485 | 29.0485 | 29.0485 | 29.0485 | 29.0485 | 29.0485 | 29.0485 | 29.0485 | 29.0485 | 29.0485 | 29.0485 | 29.0485 | 29.0485 | 29.0485 | 29.0485 | 29.0485 | 29.0485 | 29.0485 | 29.0485 | 29.0485 | 29.0485 | 29.0485 | 29.0485 | 29.0485 | 29.0485 | 29.0485 | 29.0485 | 29.0485 | 29.0485 | 29.0485 | 29.0485 | 29.0485 | 29.0485 | 29.0485 | 29.0485 | 29.0485 | 29.0485 | 29.0485 | 29.0485 | 29.0485 | 29.0485 | 29.0485 | 29.0485 | 29.0485 | 29.0485 | 29.0485 | 29.0485 | 29.0485 | 29.0485
3338 | 29.0492 | 29.0492 | 29.0492 | 29.0492 | 29.0492 | 29.0492 | 29.0492 | 29.0492 | 29.0492 | 29.0492 | 29.0492 | 29.0492 | 29.0492 | 29.0492 | 29.0492 | 29.0492 | 29.0492 | 29.0492 | 29.0492 | 29.0492 | 29.0492 | 29.0492 | 29.0492 | 29.0492 | 29.0492 | 29.0492 | 29.0492 | 29.0492 | 29.0492 | 29.0492 | 29.0492 | 29.0492 | 29.0492 | 29.0492 | 29.0492 | 29.0492 | 29.0492 | 29.0492 | 29.0492 | 29.0492 | 29.0492 | 29.0492 | 29.0492 | 29.0492 | 29.0492 | 29.0492 | 29.0492 | 29.0492 | 29.0492 | 29.0492 | 29.0492 | 29.0492 | 29.0492 | 29.0492 | 29.0492 | 29.0492 | 29.0492 | 29.0492 | 29.0492 | 29.0492
3339 | 29.05 | 29.05 | 29.05 | 29.05 | 29.05 | 29.05 | 29.05 | 29.05 | 29.05 | 29.05 | 29.05 | 29.05 | 29.05 | 29.05 | 29.05 | 29.05 | 29.05 | 29.05 | 29.05 | 29.05 | 29.05 | 29.05 | 29.05 | 29.05 | 29.05 | 29.05 | 29.05 | 29.05 | 29.05 | 29.05 | 29.05 | 29.05 | 29.05 | 29.05 | 29.05 | 29.05 | 29.05 | 29.05 | 29.05 | 29.05 | 29.05 | 29.05 | 29.05 | 29.05 | 29.05 | 29.05 | 29.05 | 29.05 | 29.05 | 29.05 | 29.05 | 29.05 | 29.05 | 29.05 | 29.05 | 29.05 | 29.05 | 29.05 | 29.05 | 29.05
3340 | 29.0507 | 29.0507 | 29.0507 | 29.0507 | 29.0507 | 29.0507 | 29.0507 | 29.0507 | 29.0507 | 29.0507 | 29.0507 | 29.0507 | 29.0507 | 29.0507 | 29.0507 | 29.0507 | 29.0507 | 29.0507 | 29.0507 | 29.0507 | 29.0507 | 29.0507 | 29.0507 | 29.0507 | 29.0507 | 29.0507 | 29.0507 | 29.0507 | 29.0507 | 29.0507 | 29.0507 | 29.0507 | 29.0507 | 29.0507 | 29.0507 | 29.0507 | 29.0507 | 29.0507 | 29.0507 | 29.0507 | 29.0507 | 29.0507 | 29.0507 | 29.0507 | 29.0507 | 29.0507 | 29.0507 | 29.0507 | 29.0507 | 29.0507 | 29.0507 | 29.0507 | 29.0507 | 29.0507 | 29.0507 | 29.0507 | 29.0507 | 29.0507 | 29.0507 | 29.0507
3341 | 29.0515 | 29.0515 | 29.0515 | 29.0515 | 29.0515 | 29.0515 | 29.0515 | 29.0515 | 29.0515 | 29.0515 | 29.0515 | 29.0515 | 29.0515 | 29.0515 | 29.0515 | 29.0515 | 29.0515 | 29.0515 | 29.0515 | 29.0515 | 29.0515 | 29.0515 | 29.0515 | 29.0515 | 29.0515 | 29.0515 | 29.0515 | 29.0515 | 29.0515 | 29.0515 | 29.0515 | 29.0515 | 29.0515 | 29.0515 | 29.0515 | 29.0515 | 29.0515 | 29.0515 | 29.0515 | 29.0515 | 29.0515 | 29.0515 | 29.0515 | 29.0515 | 29.0515 | 29.0515 | 29.0515 | 29.0515 | 29.0515 | 29.0515 | 29.0515 | 29.0515 | 29.0515 | 29.0515 | 29.0515 | 29.0515 | 29.0515 | 29.0515 | 29.0515 | 29.0515
3342 | 29.0522 | 29.0522 | 29.0522 | 29.0522 | 29.0522 | 29.0522 | 29.0522 | 29.0522 | 29.0522 | 29.0522 | 29.0522 | 29.0522 | 29.0522 | 29.0522 | 29.0522 | 29.0522 | 29.0522 | 29.0522 | 29.0522 | 29.0522 | 29.0522 | 29.0522 | 29.0522 | 29.0522 | 29.0522 | 29.0522 | 29.0522 | 29.0522 | 29.0522 | 29.0522 | 29.0522 | 29.0522 | 29.0522 | 29.0522 | 29.0522 | 29.0522 | 29.0522 | 29.0522 | 29.0522 | 29.0522 | 29.0522 | 29.0522 | 29.0522 | 29.0522 | 29.0522 | 29.0522 | 29.0522 | 29.0522 | 29.0522 | 29.0522 | 29.0522 | 29.0522 | 29.0522 | 29.0522 | 29.0522 | 29.0522 | 29.0522 | 29.0522 | 29.0522 | 29.0522
3343 | 29.053 | 29.053 | 29.053 | 29.053 | 29.053 | 29.053 | 29.053 | 29.053 | 29.053 | 29.053 | 29.053 | 29.053 | 29.053 | 29.053 | 29.053 | 29.053 | 29.053 | 29.053 | 29.053 | 29.053 | 29.053 | 29.053 | 29.053 | 29.053 | 29.053 | 29.053 | 29.053 | 29.053 | 29.053 | 29.053 | 29.053 | 29.053 | 29.053 | 29.053 | 29.053 | 29.053 | 29.053 | 29.053 | 29.053 | 29.053 | 29.053 | 29.053 | 29.053 | 29.053 | 29.053 | 29.053 | 29.053 | 29.053 | 29.053 | 29.053 | 29.053 | 29.053 | 29.053 | 29.053 | 29.053 | 29.053 | 29.053 | 29.053 | 29.053 | 29.053
3344 | 29.0537 | 29.0537 | 29.0537 | 29.0537 | 29.0537 | 29.0537 | 29.0537 | 29.0537 | 29.0537 | 29.0537 | 29.0537 | 29.0537 | 29.0537 | 29.0537 | 29.0537 | 29.0537 | 29.0537 | 29.0537 | 29.0537 | 29.0537 | 29.0537 | 29.0537 | 29.0537 | 29.0537 | 29.0537 | 29.0537 | 29.0537 | 29.0537 | 29.0537 | 29.0537 | 29.0537 | 29.0537 | 29.0537 | 29.0537 | 29.0537 | 29.0537 | 29.0537 | 29.0537 | 29.0537 | 29.0537 | 29.0537 | 29.0537 | 29.0537 | 29.0537 | 29.0537 | 29.0537 | 29.0537 | 29.0537 | 29.0537 | 29.0537 | 29.0537 | 29.0537 | 29.0537 | 29.0537 | 29.0537 | 29.0537 | 29.0537 | 29.0537 | 29.0537 | 29.0537
3345 | 29.0544 | 29.0544 | 29.0544 | 29.0544 | 29.0544 | 29.0544 | 29.0544 | 29.0544 | 29.0544 | 29.0544 | 29.0544 | 29.0544 | 29.0544 | 29.0544 | 29.0544 | 29.0544 | 29.0544 | 29.0544 | 29.0544 | 29.0544 | 29.0544 | 29.0544 | 29.0544 | 29.0544 | 29.0544 | 29.0544 | 29.0544 | 29.0544 | 29.0544 | 29.0544 | 29.0544 | 29.0544 | 29.0544 | 29.0544 | 29.0544 | 29.0544 | 29.0544 | 29.0544 | 29.0544 | 29.0544 | 29.0544 | 29.0544 | 29.0544 | 29.0544 | 29.0544 | 29.0544 | 29.0544 | 29.0544 | 29.0544 | 29.0544 | 29.0544 | 29.0544 | 29.0544 | 29.0544 | 29.0544 | 29.0544 | 29.0544 | 29.0544 | 29.0544 | 29.0544
3346 | 29.0552 | 29.0552 | 29.0552 | 29.0552 | 29.0552 | 29.0552 | 29.0552 | 29.0552 | 29.0552 | 29.0552 | 29.0552 | 29.0552 | 29.0552 | 29.0552 | 29.0552 | 29.0552 | 29.0552 | 29.0552 | 29.0552 | 29.0552 | 29.0552 | 29.0552 | 29.0552 | 29.0552 | 29.0552 | 29.0552 | 29.0552 | 29.0552 | 29.0552 | 29.0552 | 29.0552 | 29.0552 | 29.0552 | 29.0552 | 29.0552 | 29.0552 | 29.0552 | 29.0552 | 29.0552 | 29.0552 | 29.0552 | 29.0552 | 29.0552 | 29.0552 | 29.0552 | 29.0552 | 29.0552 | 29.0552 | 29.0552 | 29.0552 | 29.0552 | 29.0552 | 29.0552 | 29.0552 | 29.0552 | 29.0552 | 29.0552 | 29.0552 | 29.0552 | 29.0552
3347 | 29.0559 | 29.0559 | 29.0559 | 29.0559 | 29.0559 | 29.0559 | 29.0559 | 29.0559 | 29.0559 | 29.0559 | 29.0559 | 29.0559 | 29.0559 | 29.0559 | 29.0559 | 29.0559 | 29.0559 | 29.0559 | 29.0559 | 29.0559 | 29.0559 | 29.0559 | 29.0559 | 29.0559 | 29.0559 | 29.0559 | 29.0559 | 29.0559 | 29.0559 | 29.0559 | 29.0559 | 29.0559 | 29.0559 | 29.0559 | 29.0559 | 29.0559 | 29.0559 | 29.0559 | 29.0559 | 29.0559 | 29.0559 | 29.0559 | 29.0559 | 29.0559 | 29.0559 | 29.0559 | 29.0559 | 29.0559 | 29.0559 | 29.0559 | 29.0559 | 29.0559 | 29.0559 | 29.0559 | 29.0559 | 29.0559 | 29.0559 | 29.0559 | 29.0559 | 29.0559
3348 | 29.0567 | 29.0567 | 29.0567 | 29.0567 | 29.0567 | 29.0567 | 29.0567 | 29.0567 | 29.0567 | 29.0567 | 29.0567 | 29.0567 | 29.0567 | 29.0567 | 29.0567 | 29.0567 | 29.0567 | 29.0567 | 29.0567 | 29.0567 | 29.0567 | 29.0567 | 29.0567 | 29.0567 | 29.0567 | 29.0567 | 29.0567 | 29.0567 | 29.0567 | 29.0567 | 29.0567 | 29.0567 | 29.0567 | 29.0567 | 29.0567 | 29.0567 | 29.0567 | 29.0567 | 29.0567 | 29.0567 | 29.0567 | 29.0567 | 29.0567 | 29.0567 | 29.0567 | 29.0567 | 29.0567 | 29.0567 | 29.0567 | 29.0567 | 29.0567 | 29.0567 | 29.0567 | 29.0567 | 29.0567 | 29.0567 | 29.0567 | 29.0567 | 29.0567 | 29.0567
3349 | 29.0574 | 29.0574 | 29.0574 | 29.0574 | 29.0574 | 29.0574 | 29.0574 | 29.0574 | 29.0574 | 29.0574 | 29.0574 | 29.0574 | 29.0574 | 29.0574 | 29.0574 | 29.0574 | 29.0574 | 29.0574 | 29.0574 | 29.0574 | 29.0574 | 29.0574 | 29.0574 | 29.0574 | 29.0574 | 29.0574 | 29.0574 | 29.0574 | 29.0574 | 29.0574 | 29.0574 | 29.0574 | 29.0574 | 29.0574 | 29.0574 | 29.0574 | 29.0574 | 29.0574 | 29.0574 | 29.0574 | 29.0574 | 29.0574 | 29.0574 | 29.0574 | 29.0574 | 29.0574 | 29.0574 | 29.0574 | 29.0574 | 29.0574 | 29.0574 | 29.0574 | 29.0574 | 29.0574 | 29.0574 | 29.0574 | 29.0574 | 29.0574 | 29.0574 | 29.0574
3350 | 29.0582 | 29.0582 | 29.0582 | 29.0582 | 29.0582 | 29.0582 | 29.0582 | 29.0582 | 29.0582 | 29.0582 | 29.0582 | 29.0582 | 29.0582 | 29.0582 | 29.0582 | 29.0582 | 29.0582 | 29.0582 | 29.0582 | 29.0582 | 29.0582 | 29.0582 | 29.0582 | 29.0582 | 29.0582 | 29.0582 | 29.0582 | 29.0582 | 29.0582 | 29.0582 | 29.0582 | 29.0582 | 29.0582 | 29.0582 | 29.0582 | 29.0582 | 29.0582 | 29.0582 | 29.0582 | 29.0582 | 29.0582 | 29.0582 | 29.0582 | 29.0582 | 29.0582 | 29.0582 | 29.0582 | 29.0582 | 29.0582 | 29.0582 | 29.0582 | 29.0582 | 29.0582 | 29.0582 | 29.0582 | 29.0582 | 29.0582 | 29.0582 | 29.0582 | 29.0582
3351 | 29.0589 | 29.0589 | 29.0589 | 29.0589 | 29.0589 | 29.0589 | 29.0589 | 29.0589 | 29.0589 | 29.0589 | 29.0589 | 29.0589 | 29.0589 | 29.0589 | 29.0589 | 29.0589 | 29.0589 | 29.0589 | 29.0589 | 29.0589 | 29.0589 | 29.0589 | 29.0589 | 29.0589 | 29.0589 | 29.0589 | 29.0589 | 29.0589 | 29.0589 | 29.0589 | 29.0589 | 29.0589 | 29.0589 | 29.0589 | 29.0589 | 29.0589 | 29.0589 | 29.0589 | 29.0589 | 29.0589 | 29.0589 | 29.0589 | 29.0589 | 29.0589 | 29.0589 | 29.0589 | 29.0589 | 29.0589 | 29.0589 | 29.0589 | 29.0589 | 29.0589 | 29.0589 | 29.0589 | 29.0589 | 29.0589 | 29.0589 | 29.0589 | 29.0589 | 29.0589
3352 | 29.0597 | 29.0597 | 29.0597 | 29.0597 | 29.0597 | 29.0597 | 29.0597 | 29.0597 | 29.0597 | 29.0597 | 29.0597 | 29.0597 | 29.0597 | 29.0597 | 29.0597 | 29.0597 | 29.0597 | 29.0597 | 29.0597 | 29.0597 | 29.0597 | 29.0597 | 29.0597 | 29.0597 | 29.0597 | 29.0597 | 29.0597 | 29.0597 | 29.0597 | 29.0597 | 29.0597 | 29.0597 | 29.0597 | 29.0597 | 29.0597 | 29.0597 | 29.0597 | 29.0597 | 29.0597 | 29.0597 | 29.0597 | 29.0597 | 29.0597 | 29.0597 | 29.0597 | 29.0597 | 29.0597 | 29.0597 | 29.0597 | 29.0597 | 29.0597 | 29.0597 | 29.0597 | 29.0597 | 29.0597 | 29.0597 | 29.0597 | 29.0597 | 29.0597 | 29.0597
3353 | 29.0604 | 29.0604 | 29.0604 | 29.0604 | 29.0604 | 29.0604 | 29.0604 | 29.0604 | 29.0604 | 29.0604 | 29.0604 | 29.0604 | 29.0604 | 29.0604 | 29.0604 | 29.0604 | 29.0604 | 29.0604 | 29.0604 | 29.0604 | 29.0604 | 29.0604 | 29.0604 | 29.0604 | 29.0604 | 29.0604 | 29.0604 | 29.0604 | 29.0604 | 29.0604 | 29.0604 | 29.0604 | 29.0604 | 29.0604 | 29.0604 | 29.0604 | 29.0604 | 29.0604 | 29.0604 | 29.0604 | 29.0604 | 29.0604 | 29.0604 | 29.0604 | 29.0604 | 29.0604 | 29.0604 | 29.0604 | 29.0604 | 29.0604 | 29.0604 | 29.0604 | 29.0604 | 29.0604 | 29.0604 | 29.0604 | 29.0604 | 29.0604 | 29.0604 | 29.0604
3354 | 29.0612 | 29.0612 | 29.0612 | 29.0612 | 29.0612 | 29.0612 | 29.0612 | 29.0612 | 29.0612 | 29.0612 | 29.0612 | 29.0612 | 29.0612 | 29.0612 | 29.0612 | 29.0612 | 29.0612 | 29.0612 | 29.0612 | 29.0612 | 29.0612 | 29.0612 | 29.0612 | 29.0612 | 29.0612 | 29.0612 | 29.0612 | 29.0612 | 29.0612 | 29.0612 | 29.0612 | 29.0612 | 29.0612 | 29.0612 | 29.0612 | 29.0612 | 29.0612 | 29.0612 | 29.0612 | 29.0612 | 29.0612 | 29.0612 | 29.0612 | 29.0612 | 29.0612 | 29.0612 | 29.0612 | 29.0612 | 29.0612 | 29.0612 | 29.0612 | 29.0612 | 29.0612 | 29.0612 | 29.0612 | 29.0612 | 29.0612 | 29.0612 | 29.0612 | 29.0612
3355 | 29.0619 | 29.0619 | 29.0619 | 29.0619 | 29.0619 | 29.0619 | 29.0619 | 29.0619 | 29.0619 | 29.0619 | 29.0619 | 29.0619 | 29.0619 | 29.0619 | 29.0619 | 29.0619 | 29.0619 | 29.0619 | 29.0619 | 29.0619 | 29.0619 | 29.0619 | 29.0619 | 29.0619 | 29.0619 | 29.0619 | 29.0619 | 29.0619 | 29.0619 | 29.0619 | 29.0619 | 29.0619 | 29.0619 | 29.0619 | 29.0619 | 29.0619 | 29.0619 | 29.0619 | 29.0619 | 29.0619 | 29.0619 | 29.0619 | 29.0619 | 29.0619 | 29.0619 | 29.0619 | 29.0619 | 29.0619 | 29.0619 | 29.0619 | 29.0619 | 29.0619 | 29.0619 | 29.0619 | 29.0619 | 29.0619 | 29.0619 | 29.0619 | 29.0619 | 29.0619
3356 | 29.0627 | 29.0627 | 29.0627 | 29.0627 | 29.0627 | 29.0627 | 29.0627 | 29.0627 | 29.0627 | 29.0627 | 29.0627 | 29.0627 | 29.0627 | 29.0627 | 29.0627 | 29.0627 | 29.0627 | 29.0627 | 29.0627 | 29.0627 | 29.0627 | 29.0627 | 29.0627 | 29.0627 | 29.0627 | 29.0627 | 29.0627 | 29.0627 | 29.0627 | 29.0627 | 29.0627 | 29.0627 | 29.0627 | 29.0627 | 29.0627 | 29.0627 | 29.0627 | 29.0627 | 29.0627 | 29.0627 | 29.0627 | 29.0627 | 29.0627 | 29.0627 | 29.0627 | 29.0627 | 29.0627 | 29.0627 | 29.0627 | 29.0627 | 29.0627 | 29.0627 | 29.0627 | 29.0627 | 29.0627 | 29.0627 | 29.0627 | 29.0627 | 29.0627 | 29.0627
3357 | 29.0634 | 29.0634 | 29.0634 | 29.0634 | 29.0634 | 29.0634 | 29.0634 | 29.0634 | 29.0634 | 29.0634 | 29.0634 | 29.0634 | 29.0634 | 29.0634 | 29.0634 | 29.0634 | 29.0634 | 29.0634 | 29.0634 | 29.0634 | 29.0634 | 29.0634 | 29.0634 | 29.0634 | 29.0634 | 29.0634 | 29.0634 | 29.0634 | 29.0634 | 29.0634 | 29.0634 | 29.0634 | 29.0634 | 29.0634 | 29.0634 | 29.0634 | 29.0634 | 29.0634 | 29.0634 | 29.0634 | 29.0634 | 29.0634 | 29.0634 | 29.0634 | 29.0634 | 29.0634 | 29.0634 | 29.0634 | 29.0634 | 29.0634 | 29.0634 | 29.0634 | 29.0634 | 29.0634 | 29.0634 | 29.0634 | 29.0634 | 29.0634 | 29.0634 | 29.0634
3358 | 29.0641 | 29.0641 | 29.0641 | 29.0641 | 29.0641 | 29.0641 | 29.0641 | 29.0641 | 29.0641 | 29.0641 | 29.0641 | 29.0641 | 29.0641 | 29.0641 | 29.0641 | 29.0641 | 29.0641 | 29.0641 | 29.0641 | 29.0641 | 29.0641 | 29.0641 | 29.0641 | 29.0641 | 29.0641 | 29.0641 | 29.0641 | 29.0641 | 29.0641 | 29.0641 | 29.0641 | 29.0641 | 29.0641 | 29.0641 | 29.0641 | 29.0641 | 29.0641 | 29.0641 | 29.0641 | 29.0641 | 29.0641 | 29.0641 | 29.0641 | 29.0641 | 29.0641 | 29.0641 | 29.0641 | 29.0641 | 29.0641 | 29.0641 | 29.0641 | 29.0641 | 29.0641 | 29.0641 | 29.0641 | 29.0641 | 29.0641 | 29.0641 | 29.0641 | 29.0641
3359 | 29.0649 | 29.0649 | 29.0649 | 29.0649 | 29.0649 | 29.0649 | 29.0649 | 29.0649 | 29.0649 | 29.0649 | 29.0649 | 29.0649 | 29.0649 | 29.0649 | 29.0649 | 29.0649 | 29.0649 | 29.0649 | 29.0649 | 29.0649 | 29.0649 | 29.0649 | 29.0649 | 29.0649 | 29.0649 | 29.0649 | 29.0649 | 29.0649 | 29.0649 | 29.0649 | 29.0649 | 29.0649 | 29.0649 | 29.0649 | 29.0649 | 29.0649 | 29.0649 | 29.0649 | 29.0649 | 29.0649 | 29.0649 | 29.0649 | 29.0649 | 29.0649 | 29.0649 | 29.0649 | 29.0649 | 29.0649 | 29.0649 | 29.0649 | 29.0649 | 29.0649 | 29.0649 | 29.0649 | 29.0649 | 29.0649 | 29.0649 | 29.0649 | 29.0649 | 29.0649
3360 | 29.0656 | 29.0656 | 29.0656 | 29.0656 | 29.0656 | 29.0656 | 29.0656 | 29.0656 | 29.0656 | 29.0656 | 29.0656 | 29.0656 | 29.0656 | 29.0656 | 29.0656 | 29.0656 | 29.0656 | 29.0656 | 29.0656 | 29.0656 | 29.0656 | 29.0656 | 29.0656 | 29.0656 | 29.0656 | 29.0656 | 29.0656 | 29.0656 | 29.0656 | 29.0656 | 29.0656 | 29.0656 | 29.0656 | 29.0656 | 29.0656 | 29.0656 | 29.0656 | 29.0656 | 29.0656 | 29.0656 | 29.0656 | 29.0656 | 29.0656 | 29.0656 | 29.0656 | 29.0656 | 29.0656 | 29.0656 | 29.0656 | 29.0656 | 29.0656 | 29.0656 | 29.0656 | 29.0656 | 29.0656 | 29.0656 | 29.0656 | 29.0656 | 29.0656 | 29.0656
3361 | 29.0664 | 29.0664 | 29.0664 | 29.0664 | 29.0664 | 29.0664 | 29.0664 | 29.0664 | 29.0664 | 29.0664 | 29.0664 | 29.0664 | 29.0664 | 29.0664 | 29.0664 | 29.0664 | 29.0664 | 29.0664 | 29.0664 | 29.0664 | 29.0664 | 29.0664 | 29.0664 | 29.0664 | 29.0664 | 29.0664 | 29.0664 | 29.0664 | 29.0664 | 29.0664 | 29.0664 | 29.0664 | 29.0664 | 29.0664 | 29.0664 | 29.0664 | 29.0664 | 29.0664 | 29.0664 | 29.0664 | 29.0664 | 29.0664 | 29.0664 | 29.0664 | 29.0664 | 29.0664 | 29.0664 | 29.0664 | 29.0664 | 29.0664 | 29.0664 | 29.0664 | 29.0664 | 29.0664 | 29.0664 | 29.0664 | 29.0664 | 29.0664 | 29.0664 | 29.0664
3362 | 29.0671 | 29.0671 | 29.0671 | 29.0671 | 29.0671 | 29.0671 | 29.0671 | 29.0671 | 29.0671 | 29.0671 | 29.0671 | 29.0671 | 29.0671 | 29.0671 | 29.0671 | 29.0671 | 29.0671 | 29.0671 | 29.0671 | 29.0671 | 29.0671 | 29.0671 | 29.0671 | 29.0671 | 29.0671 | 29.0671 | 29.0671 | 29.0671 | 29.0671 | 29.0671 | 29.0671 | 29.0671 | 29.0671 | 29.0671 | 29.0671 | 29.0671 | 29.0671 | 29.0671 | 29.0671 | 29.0671 | 29.0671 | 29.0671 | 29.0671 | 29.0671 | 29.0671 | 29.0671 | 29.0671 | 29.0671 | 29.0671 | 29.0671 | 29.0671 | 29.0671 | 29.0671 | 29.0671 | 29.0671 | 29.0671 | 29.0671 | 29.0671 | 29.0671 | 29.0671
3363 | 29.0679 | 29.0679 | 29.0679 | 29.0679 | 29.0679 | 29.0679 | 29.0679 | 29.0679 | 29.0679 | 29.0679 | 29.0679 | 29.0679 | 29.0679 | 29.0679 | 29.0679 | 29.0679 | 29.0679 | 29.0679 | 29.0679 | 29.0679 | 29.0679 | 29.0679 | 29.0679 | 29.0679 | 29.0679 | 29.0679 | 29.0679 | 29.0679 | 29.0679 | 29.0679 | 29.0679 | 29.0679 | 29.0679 | 29.0679 | 29.0679 | 29.0679 | 29.0679 | 29.0679 | 29.0679 | 29.0679 | 29.0679 | 29.0679 | 29.0679 | 29.0679 | 29.0679 | 29.0679 | 29.0679 | 29.0679 | 29.0679 | 29.0679 | 29.0679 | 29.0679 | 29.0679 | 29.0679 | 29.0679 | 29.0679 | 29.0679 | 29.0679 | 29.0679 | 29.0679
3364 | 29.0686 | 29.0686 | 29.0686 | 29.0686 | 29.0686 | 29.0686 | 29.0686 | 29.0686 | 29.0686 | 29.0686 | 29.0686 | 29.0686 | 29.0686 | 29.0686 | 29.0686 | 29.0686 | 29.0686 | 29.0686 | 29.0686 | 29.0686 | 29.0686 | 29.0686 | 29.0686 | 29.0686 | 29.0686 | 29.0686 | 29.0686 | 29.0686 | 29.0686 | 29.0686 | 29.0686 | 29.0686 | 29.0686 | 29.0686 | 29.0686 | 29.0686 | 29.0686 | 29.0686 | 29.0686 | 29.0686 | 29.0686 | 29.0686 | 29.0686 | 29.0686 | 29.0686 | 29.0686 | 29.0686 | 29.0686 | 29.0686 | 29.0686 | 29.0686 | 29.0686 | 29.0686 | 29.0686 | 29.0686 | 29.0686 | 29.0686 | 29.0686 | 29.0686 | 29.0686
3365 | 29.0694 | 29.0694 | 29.0694 | 29.0694 | 29.0694 | 29.0694 | 29.0694 | 29.0694 | 29.0694 | 29.0694 | 29.0694 | 29.0694 | 29.0694 | 29.0694 | 29.0694 | 29.0694 | 29.0694 | 29.0694 | 29.0694 | 29.0694 | 29.0694 | 29.0694 | 29.0694 | 29.0694 | 29.0694 | 29.0694 | 29.0694 | 29.0694 | 29.0694 | 29.0694 | 29.0694 | 29.0694 | 29.0694 | 29.0694 | 29.0694 | 29.0694 | 29.0694 | 29.0694 | 29.0694 | 29.0694 | 29.0694 | 29.0694 | 29.0694 | 29.0694 | 29.0694 | 29.0694 | 29.0694 | 29.0694 | 29.0694 | 29.0694 | 29.0694 | 29.0694 | 29.0694 | 29.0694 | 29.0694 | 29.0694 | 29.0694 | 29.0694 | 29.0694 | 29.0694
3366 | 29.0701 | 29.0701 | 29.0701 | 29.0701 | 29.0701 | 29.0701 | 29.0701 | 29.0701 | 29.0701 | 29.0701 | 29.0701 | 29.0701 | 29.0701 | 29.0701 | 29.0701 | 29.0701 | 29.0701 | 29.0701 | 29.0701 | 29.0701 | 29.0701 | 29.0701 | 29.0701 | 29.0701 | 29.0701 | 29.0701 | 29.0701 | 29.0701 | 29.0701 | 29.0701 | 29.0701 | 29.0701 | 29.0701 | 29.0701 | 29.0701 | 29.0701 | 29.0701 | 29.0701 | 29.0701 | 29.0701 | 29.0701 | 29.0701 | 29.0701 | 29.0701 | 29.0701 | 29.0701 | 29.0701 | 29.0701 | 29.0701 | 29.0701 | 29.0701 | 29.0701 | 29.0701 | 29.0701 | 29.0701 | 29.0701 | 29.0701 | 29.0701 | 29.0701 | 29.0701
3367 | 29.0708 | 29.0708 | 29.0708 | 29.0708 | 29.0708 | 29.0708 | 29.0708 | 29.0708 | 29.0708 | 29.0708 | 29.0708 | 29.0708 | 29.0708 | 29.0708 | 29.0708 | 29.0708 | 29.0708 | 29.0708 | 29.0708 | 29.0708 | 29.0708 | 29.0708 | 29.0708 | 29.0708 | 29.0708 | 29.0708 | 29.0708 | 29.0708 | 29.0708 | 29.0708 | 29.0708 | 29.0708 | 29.0708 | 29.0708 | 29.0708 | 29.0708 | 29.0708 | 29.0708 | 29.0708 | 29.0708 | 29.0708 | 29.0708 | 29.0708 | 29.0708 | 29.0708 | 29.0708 | 29.0708 | 29.0708 | 29.0708 | 29.0708 | 29.0708 | 29.0708 | 29.0708 | 29.0708 | 29.0708 | 29.0708 | 29.0708 | 29.0708 | 29.0708 | 29.0708
3368 | 29.0716 | 29.0716 | 29.0716 | 29.0716 | 29.0716 | 29.0716 | 29.0716 | 29.0716 | 29.0716 | 29.0716 | 29.0716 | 29.0716 | 29.0716 | 29.0716 | 29.0716 | 29.0716 | 29.0716 | 29.0716 | 29.0716 | 29.0716 | 29.0716 | 29.0716 | 29.0716 | 29.0716 | 29.0716 | 29.0716 | 29.0716 | 29.0716 | 29.0716 | 29.0716 | 29.0716 | 29.0716 | 29.0716 | 29.0716 | 29.0716 | 29.0716 | 29.0716 | 29.0716 | 29.0716 | 29.0716 | 29.0716 | 29.0716 | 29.0716 | 29.0716 | 29.0716 | 29.0716 | 29.0716 | 29.0716 | 29.0716 | 29.0716 | 29.0716 | 29.0716 | 29.0716 | 29.0716 | 29.0716 | 29.0716 | 29.0716 | 29.0716 | 29.0716 | 29.0716
3369 | 29.0723 | 29.0723 | 29.0723 | 29.0723 | 29.0723 | 29.0723 | 29.0723 | 29.0723 | 29.0723 | 29.0723 | 29.0723 | 29.0723 | 29.0723 | 29.0723 | 29.0723 | 29.0723 | 29.0723 | 29.0723 | 29.0723 | 29.0723 | 29.0723 | 29.0723 | 29.0723 | 29.0723 | 29.0723 | 29.0723 | 29.0723 | 29.0723 | 29.0723 | 29.0723 | 29.0723 | 29.0723 | 29.0723 | 29.0723 | 29.0723 | 29.0723 | 29.0723 | 29.0723 | 29.0723 | 29.0723 | 29.0723 | 29.0723 | 29.0723 | 29.0723 | 29.0723 | 29.0723 | 29.0723 | 29.0723 | 29.0723 | 29.0723 | 29.0723 | 29.0723 | 29.0723 | 29.0723 | 29.0723 | 29.0723 | 29.0723 | 29.0723 | 29.0723 | 29.0723
3370 | 29.0731 | 29.0731 | 29.0731 | 29.0731 | 29.0731 | 29.0731 | 29.0731 | 29.0731 | 29.0731 | 29.0731 | 29.0731 | 29.0731 | 29.0731 | 29.0731 | 29.0731 | 29.0731 | 29.0731 | 29.0731 | 29.0731 | 29.0731 | 29.0731 | 29.0731 | 29.0731 | 29.0731 | 29.0731 | 29.0731 | 29.0731 | 29.0731 | 29.0731 | 29.0731 | 29.0731 | 29.0731 | 29.0731 | 29.0731 | 29.0731 | 29.0731 | 29.0731 | 29.0731 | 29.0731 | 29.0731 | 29.0731 | 29.0731 | 29.0731 | 29.0731 | 29.0731 | 29.0731 | 29.0731 | 29.0731 | 29.0731 | 29.0731 | 29.0731 | 29.0731 | 29.0731 | 29.0731 | 29.0731 | 29.0731 | 29.0731 | 29.0731 | 29.0731 | 29.0731
3371 | 29.0738 | 29.0738 | 29.0738 | 29.0738 | 29.0738 | 29.0738 | 29.0738 | 29.0738 | 29.0738 | 29.0738 | 29.0738 | 29.0738 | 29.0738 | 29.0738 | 29.0738 | 29.0738 | 29.0738 | 29.0738 | 29.0738 | 29.0738 | 29.0738 | 29.0738 | 29.0738 | 29.0738 | 29.0738 | 29.0738 | 29.0738 | 29.0738 | 29.0738 | 29.0738 | 29.0738 | 29.0738 | 29.0738 | 29.0738 | 29.0738 | 29.0738 | 29.0738 | 29.0738 | 29.0738 | 29.0738 | 29.0738 | 29.0738 | 29.0738 | 29.0738 | 29.0738 | 29.0738 | 29.0738 | 29.0738 | 29.0738 | 29.0738 | 29.0738 | 29.0738 | 29.0738 | 29.0738 | 29.0738 | 29.0738 | 29.0738 | 29.0738 | 29.0738 | 29.0738
3372 | 29.0745 | 29.0745 | 29.0745 | 29.0745 | 29.0745 | 29.0745 | 29.0745 | 29.0745 | 29.0745 | 29.0745 | 29.0745 | 29.0745 | 29.0745 | 29.0745 | 29.0745 | 29.0745 | 29.0745 | 29.0745 | 29.0745 | 29.0745 | 29.0745 | 29.0745 | 29.0745 | 29.0745 | 29.0745 | 29.0745 | 29.0745 | 29.0745 | 29.0745 | 29.0745 | 29.0745 | 29.0745 | 29.0745 | 29.0745 | 29.0745 | 29.0745 | 29.0745 | 29.0745 | 29.0745 | 29.0745 | 29.0745 | 29.0745 | 29.0745 | 29.0745 | 29.0745 | 29.0745 | 29.0745 | 29.0745 | 29.0745 | 29.0745 | 29.0745 | 29.0745 | 29.0745 | 29.0745 | 29.0745 | 29.0745 | 29.0745 | 29.0745 | 29.0745 | 29.0745
3373 | 29.0753 | 29.0753 | 29.0753 | 29.0753 | 29.0753 | 29.0753 | 29.0753 | 29.0753 | 29.0753 | 29.0753 | 29.0753 | 29.0753 | 29.0753 | 29.0753 | 29.0753 | 29.0753 | 29.0753 | 29.0753 | 29.0753 | 29.0753 | 29.0753 | 29.0753 | 29.0753 | 29.0753 | 29.0753 | 29.0753 | 29.0753 | 29.0753 | 29.0753 | 29.0753 | 29.0753 | 29.0753 | 29.0753 | 29.0753 | 29.0753 | 29.0753 | 29.0753 | 29.0753 | 29.0753 | 29.0753 | 29.0753 | 29.0753 | 29.0753 | 29.0753 | 29.0753 | 29.0753 | 29.0753 | 29.0753 | 29.0753 | 29.0753 | 29.0753 | 29.0753 | 29.0753 | 29.0753 | 29.0753 | 29.0753 | 29.0753 | 29.0753 | 29.0753 | 29.0753
3374 | 29.076 | 29.076 | 29.076 | 29.076 | 29.076 | 29.076 | 29.076 | 29.076 | 29.076 | 29.076 | 29.076 | 29.076 | 29.076 | 29.076 | 29.076 | 29.076 | 29.076 | 29.076 | 29.076 | 29.076 | 29.076 | 29.076 | 29.076 | 29.076 | 29.076 | 29.076 | 29.076 | 29.076 | 29.076 | 29.076 | 29.076 | 29.076 | 29.076 | 29.076 | 29.076 | 29.076 | 29.076 | 29.076 | 29.076 | 29.076 | 29.076 | 29.076 | 29.076 | 29.076 | 29.076 | 29.076 | 29.076 | 29.076 | 29.076 | 29.076 | 29.076 | 29.076 | 29.076 | 29.076 | 29.076 | 29.076 | 29.076 | 29.076 | 29.076 | 29.076
3375 | 29.0768 | 29.0768 | 29.0768 | 29.0768 | 29.0768 | 29.0768 | 29.0768 | 29.0768 | 29.0768 | 29.0768 | 29.0768 | 29.0768 | 29.0768 | 29.0768 | 29.0768 | 29.0768 | 29.0768 | 29.0768 | 29.0768 | 29.0768 | 29.0768 | 29.0768 | 29.0768 | 29.0768 | 29.0768 | 29.0768 | 29.0768 | 29.0768 | 29.0768 | 29.0768 | 29.0768 | 29.0768 | 29.0768 | 29.0768 | 29.0768 | 29.0768 | 29.0768 | 29.0768 | 29.0768 | 29.0768 | 29.0768 | 29.0768 | 29.0768 | 29.0768 | 29.0768 | 29.0768 | 29.0768 | 29.0768 | 29.0768 | 29.0768 | 29.0768 | 29.0768 | 29.0768 | 29.0768 | 29.0768 | 29.0768 | 29.0768 | 29.0768 | 29.0768 | 29.0768
3376 | 29.0775 | 29.0775 | 29.0775 | 29.0775 | 29.0775 | 29.0775 | 29.0775 | 29.0775 | 29.0775 | 29.0775 | 29.0775 | 29.0775 | 29.0775 | 29.0775 | 29.0775 | 29.0775 | 29.0775 | 29.0775 | 29.0775 | 29.0775 | 29.0775 | 29.0775 | 29.0775 | 29.0775 | 29.0775 | 29.0775 | 29.0775 | 29.0775 | 29.0775 | 29.0775 | 29.0775 | 29.0775 | 29.0775 | 29.0775 | 29.0775 | 29.0775 | 29.0775 | 29.0775 | 29.0775 | 29.0775 | 29.0775 | 29.0775 | 29.0775 | 29.0775 | 29.0775 | 29.0775 | 29.0775 | 29.0775 | 29.0775 | 29.0775 | 29.0775 | 29.0775 | 29.0775 | 29.0775 | 29.0775 | 29.0775 | 29.0775 | 29.0775 | 29.0775 | 29.0775
3377 | 29.0783 | 29.0783 | 29.0783 | 29.0783 | 29.0783 | 29.0783 | 29.0783 | 29.0783 | 29.0783 | 29.0783 | 29.0783 | 29.0783 | 29.0783 | 29.0783 | 29.0783 | 29.0783 | 29.0783 | 29.0783 | 29.0783 | 29.0783 | 29.0783 | 29.0783 | 29.0783 | 29.0783 | 29.0783 | 29.0783 | 29.0783 | 29.0783 | 29.0783 | 29.0783 | 29.0783 | 29.0783 | 29.0783 | 29.0783 | 29.0783 | 29.0783 | 29.0783 | 29.0783 | 29.0783 | 29.0783 | 29.0783 | 29.0783 | 29.0783 | 29.0783 | 29.0783 | 29.0783 | 29.0783 | 29.0783 | 29.0783 | 29.0783 | 29.0783 | 29.0783 | 29.0783 | 29.0783 | 29.0783 | 29.0783 | 29.0783 | 29.0783 | 29.0783 | 29.0783
3378 | 29.079 | 29.079 | 29.079 | 29.079 | 29.079 | 29.079 | 29.079 | 29.079 | 29.079 | 29.079 | 29.079 | 29.079 | 29.079 | 29.079 | 29.079 | 29.079 | 29.079 | 29.079 | 29.079 | 29.079 | 29.079 | 29.079 | 29.079 | 29.079 | 29.079 | 29.079 | 29.079 | 29.079 | 29.079 | 29.079 | 29.079 | 29.079 | 29.079 | 29.079 | 29.079 | 29.079 | 29.079 | 29.079 | 29.079 | 29.079 | 29.079 | 29.079 | 29.079 | 29.079 | 29.079 | 29.079 | 29.079 | 29.079 | 29.079 | 29.079 | 29.079 | 29.079 | 29.079 | 29.079 | 29.079 | 29.079 | 29.079 | 29.079 | 29.079 | 29.079
3379 | 29.0797 | 29.0797 | 29.0797 | 29.0797 | 29.0797 | 29.0797 | 29.0797 | 29.0797 | 29.0797 | 29.0797 | 29.0797 | 29.0797 | 29.0797 | 29.0797 | 29.0797 | 29.0797 | 29.0797 | 29.0797 | 29.0797 | 29.0797 | 29.0797 | 29.0797 | 29.0797 | 29.0797 | 29.0797 | 29.0797 | 29.0797 | 29.0797 | 29.0797 | 29.0797 | 29.0797 | 29.0797 | 29.0797 | 29.0797 | 29.0797 | 29.0797 | 29.0797 | 29.0797 | 29.0797 | 29.0797 | 29.0797 | 29.0797 | 29.0797 | 29.0797 | 29.0797 | 29.0797 | 29.0797 | 29.0797 | 29.0797 | 29.0797 | 29.0797 | 29.0797 | 29.0797 | 29.0797 | 29.0797 | 29.0797 | 29.0797 | 29.0797 | 29.0797 | 29.0797
3380 | 29.0805 | 29.0805 | 29.0805 | 29.0805 | 29.0805 | 29.0805 | 29.0805 | 29.0805 | 29.0805 | 29.0805 | 29.0805 | 29.0805 | 29.0805 | 29.0805 | 29.0805 | 29.0805 | 29.0805 | 29.0805 | 29.0805 | 29.0805 | 29.0805 | 29.0805 | 29.0805 | 29.0805 | 29.0805 | 29.0805 | 29.0805 | 29.0805 | 29.0805 | 29.0805 | 29.0805 | 29.0805 | 29.0805 | 29.0805 | 29.0805 | 29.0805 | 29.0805 | 29.0805 | 29.0805 | 29.0805 | 29.0805 | 29.0805 | 29.0805 | 29.0805 | 29.0805 | 29.0805 | 29.0805 | 29.0805 | 29.0805 | 29.0805 | 29.0805 | 29.0805 | 29.0805 | 29.0805 | 29.0805 | 29.0805 | 29.0805 | 29.0805 | 29.0805 | 29.0805
3381 | 29.0812 | 29.0812 | 29.0812 | 29.0812 | 29.0812 | 29.0812 | 29.0812 | 29.0812 | 29.0812 | 29.0812 | 29.0812 | 29.0812 | 29.0812 | 29.0812 | 29.0812 | 29.0812 | 29.0812 | 29.0812 | 29.0812 | 29.0812 | 29.0812 | 29.0812 | 29.0812 | 29.0812 | 29.0812 | 29.0812 | 29.0812 | 29.0812 | 29.0812 | 29.0812 | 29.0812 | 29.0812 | 29.0812 | 29.0812 | 29.0812 | 29.0812 | 29.0812 | 29.0812 | 29.0812 | 29.0812 | 29.0812 | 29.0812 | 29.0812 | 29.0812 | 29.0812 | 29.0812 | 29.0812 | 29.0812 | 29.0812 | 29.0812 | 29.0812 | 29.0812 | 29.0812 | 29.0812 | 29.0812 | 29.0812 | 29.0812 | 29.0812 | 29.0812 | 29.0812
3382 | 29.082 | 29.082 | 29.082 | 29.082 | 29.082 | 29.082 | 29.082 | 29.082 | 29.082 | 29.082 | 29.082 | 29.082 | 29.082 | 29.082 | 29.082 | 29.082 | 29.082 | 29.082 | 29.082 | 29.082 | 29.082 | 29.082 | 29.082 | 29.082 | 29.082 | 29.082 | 29.082 | 29.082 | 29.082 | 29.082 | 29.082 | 29.082 | 29.082 | 29.082 | 29.082 | 29.082 | 29.082 | 29.082 | 29.082 | 29.082 | 29.082 | 29.082 | 29.082 | 29.082 | 29.082 | 29.082 | 29.082 | 29.082 | 29.082 | 29.082 | 29.082 | 29.082 | 29.082 | 29.082 | 29.082 | 29.082 | 29.082 | 29.082 | 29.082 | 29.082
3383 | 29.0827 | 29.0827 | 29.0827 | 29.0827 | 29.0827 | 29.0827 | 29.0827 | 29.0827 | 29.0827 | 29.0827 | 29.0827 | 29.0827 | 29.0827 | 29.0827 | 29.0827 | 29.0827 | 29.0827 | 29.0827 | 29.0827 | 29.0827 | 29.0827 | 29.0827 | 29.0827 | 29.0827 | 29.0827 | 29.0827 | 29.0827 | 29.0827 | 29.0827 | 29.0827 | 29.0827 | 29.0827 | 29.0827 | 29.0827 | 29.0827 | 29.0827 | 29.0827 | 29.0827 | 29.0827 | 29.0827 | 29.0827 | 29.0827 | 29.0827 | 29.0827 | 29.0827 | 29.0827 | 29.0827 | 29.0827 | 29.0827 | 29.0827 | 29.0827 | 29.0827 | 29.0827 | 29.0827 | 29.0827 | 29.0827 | 29.0827 | 29.0827 | 29.0827 | 29.0827
3384 | 29.0834 | 29.0834 | 29.0834 | 29.0834 | 29.0834 | 29.0834 | 29.0834 | 29.0834 | 29.0834 | 29.0834 | 29.0834 | 29.0834 | 29.0834 | 29.0834 | 29.0834 | 29.0834 | 29.0834 | 29.0834 | 29.0834 | 29.0834 | 29.0834 | 29.0834 | 29.0834 | 29.0834 | 29.0834 | 29.0834 | 29.0834 | 29.0834 | 29.0834 | 29.0834 | 29.0834 | 29.0834 | 29.0834 | 29.0834 | 29.0834 | 29.0834 | 29.0834 | 29.0834 | 29.0834 | 29.0834 | 29.0834 | 29.0834 | 29.0834 | 29.0834 | 29.0834 | 29.0834 | 29.0834 | 29.0834 | 29.0834 | 29.0834 | 29.0834 | 29.0834 | 29.0834 | 29.0834 | 29.0834 | 29.0834 | 29.0834 | 29.0834 | 29.0834 | 29.0834
3385 | 29.0842 | 29.0842 | 29.0842 | 29.0842 | 29.0842 | 29.0842 | 29.0842 | 29.0842 | 29.0842 | 29.0842 | 29.0842 | 29.0842 | 29.0842 | 29.0842 | 29.0842 | 29.0842 | 29.0842 | 29.0842 | 29.0842 | 29.0842 | 29.0842 | 29.0842 | 29.0842 | 29.0842 | 29.0842 | 29.0842 | 29.0842 | 29.0842 | 29.0842 | 29.0842 | 29.0842 | 29.0842 | 29.0842 | 29.0842 | 29.0842 | 29.0842 | 29.0842 | 29.0842 | 29.0842 | 29.0842 | 29.0842 | 29.0842 | 29.0842 | 29.0842 | 29.0842 | 29.0842 | 29.0842 | 29.0842 | 29.0842 | 29.0842 | 29.0842 | 29.0842 | 29.0842 | 29.0842 | 29.0842 | 29.0842 | 29.0842 | 29.0842 | 29.0842 | 29.0842
3386 | 29.0849 | 29.0849 | 29.0849 | 29.0849 | 29.0849 | 29.0849 | 29.0849 | 29.0849 | 29.0849 | 29.0849 | 29.0849 | 29.0849 | 29.0849 | 29.0849 | 29.0849 | 29.0849 | 29.0849 | 29.0849 | 29.0849 | 29.0849 | 29.0849 | 29.0849 | 29.0849 | 29.0849 | 29.0849 | 29.0849 | 29.0849 | 29.0849 | 29.0849 | 29.0849 | 29.0849 | 29.0849 | 29.0849 | 29.0849 | 29.0849 | 29.0849 | 29.0849 | 29.0849 | 29.0849 | 29.0849 | 29.0849 | 29.0849 | 29.0849 | 29.0849 | 29.0849 | 29.0849 | 29.0849 | 29.0849 | 29.0849 | 29.0849 | 29.0849 | 29.0849 | 29.0849 | 29.0849 | 29.0849 | 29.0849 | 29.0849 | 29.0849 | 29.0849 | 29.0849
3387 | 29.0856 | 29.0856 | 29.0856 | 29.0856 | 29.0856 | 29.0856 | 29.0856 | 29.0856 | 29.0856 | 29.0856 | 29.0856 | 29.0856 | 29.0856 | 29.0856 | 29.0856 | 29.0856 | 29.0856 | 29.0856 | 29.0856 | 29.0856 | 29.0856 | 29.0856 | 29.0856 | 29.0856 | 29.0856 | 29.0856 | 29.0856 | 29.0856 | 29.0856 | 29.0856 | 29.0856 | 29.0856 | 29.0856 | 29.0856 | 29.0856 | 29.0856 | 29.0856 | 29.0856 | 29.0856 | 29.0856 | 29.0856 | 29.0856 | 29.0856 | 29.0856 | 29.0856 | 29.0856 | 29.0856 | 29.0856 | 29.0856 | 29.0856 | 29.0856 | 29.0856 | 29.0856 | 29.0856 | 29.0856 | 29.0856 | 29.0856 | 29.0856 | 29.0856 | 29.0856
3388 | 29.0864 | 29.0864 | 29.0864 | 29.0864 | 29.0864 | 29.0864 | 29.0864 | 29.0864 | 29.0864 | 29.0864 | 29.0864 | 29.0864 | 29.0864 | 29.0864 | 29.0864 | 29.0864 | 29.0864 | 29.0864 | 29.0864 | 29.0864 | 29.0864 | 29.0864 | 29.0864 | 29.0864 | 29.0864 | 29.0864 | 29.0864 | 29.0864 | 29.0864 | 29.0864 | 29.0864 | 29.0864 | 29.0864 | 29.0864 | 29.0864 | 29.0864 | 29.0864 | 29.0864 | 29.0864 | 29.0864 | 29.0864 | 29.0864 | 29.0864 | 29.0864 | 29.0864 | 29.0864 | 29.0864 | 29.0864 | 29.0864 | 29.0864 | 29.0864 | 29.0864 | 29.0864 | 29.0864 | 29.0864 | 29.0864 | 29.0864 | 29.0864 | 29.0864 | 29.0864
3389 | 29.0871 | 29.0871 | 29.0871 | 29.0871 | 29.0871 | 29.0871 | 29.0871 | 29.0871 | 29.0871 | 29.0871 | 29.0871 | 29.0871 | 29.0871 | 29.0871 | 29.0871 | 29.0871 | 29.0871 | 29.0871 | 29.0871 | 29.0871 | 29.0871 | 29.0871 | 29.0871 | 29.0871 | 29.0871 | 29.0871 | 29.0871 | 29.0871 | 29.0871 | 29.0871 | 29.0871 | 29.0871 | 29.0871 | 29.0871 | 29.0871 | 29.0871 | 29.0871 | 29.0871 | 29.0871 | 29.0871 | 29.0871 | 29.0871 | 29.0871 | 29.0871 | 29.0871 | 29.0871 | 29.0871 | 29.0871 | 29.0871 | 29.0871 | 29.0871 | 29.0871 | 29.0871 | 29.0871 | 29.0871 | 29.0871 | 29.0871 | 29.0871 | 29.0871 | 29.0871
3390 | 29.0879 | 29.0879 | 29.0879 | 29.0879 | 29.0879 | 29.0879 | 29.0879 | 29.0879 | 29.0879 | 29.0879 | 29.0879 | 29.0879 | 29.0879 | 29.0879 | 29.0879 | 29.0879 | 29.0879 | 29.0879 | 29.0879 | 29.0879 | 29.0879 | 29.0879 | 29.0879 | 29.0879 | 29.0879 | 29.0879 | 29.0879 | 29.0879 | 29.0879 | 29.0879 | 29.0879 | 29.0879 | 29.0879 | 29.0879 | 29.0879 | 29.0879 | 29.0879 | 29.0879 | 29.0879 | 29.0879 | 29.0879 | 29.0879 | 29.0879 | 29.0879 | 29.0879 | 29.0879 | 29.0879 | 29.0879 | 29.0879 | 29.0879 | 29.0879 | 29.0879 | 29.0879 | 29.0879 | 29.0879 | 29.0879 | 29.0879 | 29.0879 | 29.0879 | 29.0879
3391 | 29.0886 | 29.0886 | 29.0886 | 29.0886 | 29.0886 | 29.0886 | 29.0886 | 29.0886 | 29.0886 | 29.0886 | 29.0886 | 29.0886 | 29.0886 | 29.0886 | 29.0886 | 29.0886 | 29.0886 | 29.0886 | 29.0886 | 29.0886 | 29.0886 | 29.0886 | 29.0886 | 29.0886 | 29.0886 | 29.0886 | 29.0886 | 29.0886 | 29.0886 | 29.0886 | 29.0886 | 29.0886 | 29.0886 | 29.0886 | 29.0886 | 29.0886 | 29.0886 | 29.0886 | 29.0886 | 29.0886 | 29.0886 | 29.0886 | 29.0886 | 29.0886 | 29.0886 | 29.0886 | 29.0886 | 29.0886 | 29.0886 | 29.0886 | 29.0886 | 29.0886 | 29.0886 | 29.0886 | 29.0886 | 29.0886 | 29.0886 | 29.0886 | 29.0886 | 29.0886
3392 | 29.0893 | 29.0893 | 29.0893 | 29.0893 | 29.0893 | 29.0893 | 29.0893 | 29.0893 | 29.0893 | 29.0893 | 29.0893 | 29.0893 | 29.0893 | 29.0893 | 29.0893 | 29.0893 | 29.0893 | 29.0893 | 29.0893 | 29.0893 | 29.0893 | 29.0893 | 29.0893 | 29.0893 | 29.0893 | 29.0893 | 29.0893 | 29.0893 | 29.0893 | 29.0893 | 29.0893 | 29.0893 | 29.0893 | 29.0893 | 29.0893 | 29.0893 | 29.0893 | 29.0893 | 29.0893 | 29.0893 | 29.0893 | 29.0893 | 29.0893 | 29.0893 | 29.0893 | 29.0893 | 29.0893 | 29.0893 | 29.0893 | 29.0893 | 29.0893 | 29.0893 | 29.0893 | 29.0893 | 29.0893 | 29.0893 | 29.0893 | 29.0893 | 29.0893 | 29.0893
3393 | 29.0901 | 29.0901 | 29.0901 | 29.0901 | 29.0901 | 29.0901 | 29.0901 | 29.0901 | 29.0901 | 29.0901 | 29.0901 | 29.0901 | 29.0901 | 29.0901 | 29.0901 | 29.0901 | 29.0901 | 29.0901 | 29.0901 | 29.0901 | 29.0901 | 29.0901 | 29.0901 | 29.0901 | 29.0901 | 29.0901 | 29.0901 | 29.0901 | 29.0901 | 29.0901 | 29.0901 | 29.0901 | 29.0901 | 29.0901 | 29.0901 | 29.0901 | 29.0901 | 29.0901 | 29.0901 | 29.0901 | 29.0901 | 29.0901 | 29.0901 | 29.0901 | 29.0901 | 29.0901 | 29.0901 | 29.0901 | 29.0901 | 29.0901 | 29.0901 | 29.0901 | 29.0901 | 29.0901 | 29.0901 | 29.0901 | 29.0901 | 29.0901 | 29.0901 | 29.0901
3394 | 29.0908 | 29.0908 | 29.0908 | 29.0908 | 29.0908 | 29.0908 | 29.0908 | 29.0908 | 29.0908 | 29.0908 | 29.0908 | 29.0908 | 29.0908 | 29.0908 | 29.0908 | 29.0908 | 29.0908 | 29.0908 | 29.0908 | 29.0908 | 29.0908 | 29.0908 | 29.0908 | 29.0908 | 29.0908 | 29.0908 | 29.0908 | 29.0908 | 29.0908 | 29.0908 | 29.0908 | 29.0908 | 29.0908 | 29.0908 | 29.0908 | 29.0908 | 29.0908 | 29.0908 | 29.0908 | 29.0908 | 29.0908 | 29.0908 | 29.0908 | 29.0908 | 29.0908 | 29.0908 | 29.0908 | 29.0908 | 29.0908 | 29.0908 | 29.0908 | 29.0908 | 29.0908 | 29.0908 | 29.0908 | 29.0908 | 29.0908 | 29.0908 | 29.0908 | 29.0908
3395 | 29.0915 | 29.0915 | 29.0915 | 29.0915 | 29.0915 | 29.0915 | 29.0915 | 29.0915 | 29.0915 | 29.0915 | 29.0915 | 29.0915 | 29.0915 | 29.0915 | 29.0915 | 29.0915 | 29.0915 | 29.0915 | 29.0915 | 29.0915 | 29.0915 | 29.0915 | 29.0915 | 29.0915 | 29.0915 | 29.0915 | 29.0915 | 29.0915 | 29.0915 | 29.0915 | 29.0915 | 29.0915 | 29.0915 | 29.0915 | 29.0915 | 29.0915 | 29.0915 | 29.0915 | 29.0915 | 29.0915 | 29.0915 | 29.0915 | 29.0915 | 29.0915 | 29.0915 | 29.0915 | 29.0915 | 29.0915 | 29.0915 | 29.0915 | 29.0915 | 29.0915 | 29.0915 | 29.0915 | 29.0915 | 29.0915 | 29.0915 | 29.0915 | 29.0915 | 29.0915
3396 | 29.0923 | 29.0923 | 29.0923 | 29.0923 | 29.0923 | 29.0923 | 29.0923 | 29.0923 | 29.0923 | 29.0923 | 29.0923 | 29.0923 | 29.0923 | 29.0923 | 29.0923 | 29.0923 | 29.0923 | 29.0923 | 29.0923 | 29.0923 | 29.0923 | 29.0923 | 29.0923 | 29.0923 | 29.0923 | 29.0923 | 29.0923 | 29.0923 | 29.0923 | 29.0923 | 29.0923 | 29.0923 | 29.0923 | 29.0923 | 29.0923 | 29.0923 | 29.0923 | 29.0923 | 29.0923 | 29.0923 | 29.0923 | 29.0923 | 29.0923 | 29.0923 | 29.0923 | 29.0923 | 29.0923 | 29.0923 | 29.0923 | 29.0923 | 29.0923 | 29.0923 | 29.0923 | 29.0923 | 29.0923 | 29.0923 | 29.0923 | 29.0923 | 29.0923 | 29.0923
3397 | 29.093 | 29.093 | 29.093 | 29.093 | 29.093 | 29.093 | 29.093 | 29.093 | 29.093 | 29.093 | 29.093 | 29.093 | 29.093 | 29.093 | 29.093 | 29.093 | 29.093 | 29.093 | 29.093 | 29.093 | 29.093 | 29.093 | 29.093 | 29.093 | 29.093 | 29.093 | 29.093 | 29.093 | 29.093 | 29.093 | 29.093 | 29.093 | 29.093 | 29.093 | 29.093 | 29.093 | 29.093 | 29.093 | 29.093 | 29.093 | 29.093 | 29.093 | 29.093 | 29.093 | 29.093 | 29.093 | 29.093 | 29.093 | 29.093 | 29.093 | 29.093 | 29.093 | 29.093 | 29.093 | 29.093 | 29.093 | 29.093 | 29.093 | 29.093 | 29.093
3398 | 29.0938 | 29.0938 | 29.0938 | 29.0938 | 29.0938 | 29.0938 | 29.0938 | 29.0938 | 29.0938 | 29.0938 | 29.0938 | 29.0938 | 29.0938 | 29.0938 | 29.0938 | 29.0938 | 29.0938 | 29.0938 | 29.0938 | 29.0938 | 29.0938 | 29.0938 | 29.0938 | 29.0938 | 29.0938 | 29.0938 | 29.0938 | 29.0938 | 29.0938 | 29.0938 | 29.0938 | 29.0938 | 29.0938 | 29.0938 | 29.0938 | 29.0938 | 29.0938 | 29.0938 | 29.0938 | 29.0938 | 29.0938 | 29.0938 | 29.0938 | 29.0938 | 29.0938 | 29.0938 | 29.0938 | 29.0938 | 29.0938 | 29.0938 | 29.0938 | 29.0938 | 29.0938 | 29.0938 | 29.0938 | 29.0938 | 29.0938 | 29.0938 | 29.0938 | 29.0938
3399 | 29.0945 | 29.0945 | 29.0945 | 29.0945 | 29.0945 | 29.0945 | 29.0945 | 29.0945 | 29.0945 | 29.0945 | 29.0945 | 29.0945 | 29.0945 | 29.0945 | 29.0945 | 29.0945 | 29.0945 | 29.0945 | 29.0945 | 29.0945 | 29.0945 | 29.0945 | 29.0945 | 29.0945 | 29.0945 | 29.0945 | 29.0945 | 29.0945 | 29.0945 | 29.0945 | 29.0945 | 29.0945 | 29.0945 | 29.0945 | 29.0945 | 29.0945 | 29.0945 | 29.0945 | 29.0945 | 29.0945 | 29.0945 | 29.0945 | 29.0945 | 29.0945 | 29.0945 | 29.0945 | 29.0945 | 29.0945 | 29.0945 | 29.0945 | 29.0945 | 29.0945 | 29.0945 | 29.0945 | 29.0945 | 29.0945 | 29.0945 | 29.0945 | 29.0945 | 29.0945
3400 | 29.0952 | 29.0952 | 29.0952 | 29.0952 | 29.0952 | 29.0952 | 29.0952 | 29.0952 | 29.0952 | 29.0952 | 29.0952 | 29.0952 | 29.0952 | 29.0952 | 29.0952 | 29.0952 | 29.0952 | 29.0952 | 29.0952 | 29.0952 | 29.0952 | 29.0952 | 29.0952 | 29.0952 | 29.0952 | 29.0952 | 29.0952 | 29.0952 | 29.0952 | 29.0952 | 29.0952 | 29.0952 | 29.0952 | 29.0952 | 29.0952 | 29.0952 | 29.0952 | 29.0952 | 29.0952 | 29.0952 | 29.0952 | 29.0952 | 29.0952 | 29.0952 | 29.0952 | 29.0952 | 29.0952 | 29.0952 | 29.0952 | 29.0952 | 29.0952 | 29.0952 | 29.0952 | 29.0952 | 29.0952 | 29.0952 | 29.0952 | 29.0952 | 29.0952 | 29.0952
3401 | 29.096 | 29.096 | 29.096 | 29.096 | 29.096 | 29.096 | 29.096 | 29.096 | 29.096 | 29.096 | 29.096 | 29.096 | 29.096 | 29.096 | 29.096 | 29.096 | 29.096 | 29.096 | 29.096 | 29.096 | 29.096 | 29.096 | 29.096 | 29.096 | 29.096 | 29.096 | 29.096 | 29.096 | 29.096 | 29.096 | 29.096 | 29.096 | 29.096 | 29.096 | 29.096 | 29.096 | 29.096 | 29.096 | 29.096 | 29.096 | 29.096 | 29.096 | 29.096 | 29.096 | 29.096 | 29.096 | 29.096 | 29.096 | 29.096 | 29.096 | 29.096 | 29.096 | 29.096 | 29.096 | 29.096 | 29.096 | 29.096 | 29.096 | 29.096 | 29.096
3402 | 29.0967 | 29.0967 | 29.0967 | 29.0967 | 29.0967 | 29.0967 | 29.0967 | 29.0967 | 29.0967 | 29.0967 | 29.0967 | 29.0967 | 29.0967 | 29.0967 | 29.0967 | 29.0967 | 29.0967 | 29.0967 | 29.0967 | 29.0967 | 29.0967 | 29.0967 | 29.0967 | 29.0967 | 29.0967 | 29.0967 | 29.0967 | 29.0967 | 29.0967 | 29.0967 | 29.0967 | 29.0967 | 29.0967 | 29.0967 | 29.0967 | 29.0967 | 29.0967 | 29.0967 | 29.0967 | 29.0967 | 29.0967 | 29.0967 | 29.0967 | 29.0967 | 29.0967 | 29.0967 | 29.0967 | 29.0967 | 29.0967 | 29.0967 | 29.0967 | 29.0967 | 29.0967 | 29.0967 | 29.0967 | 29.0967 | 29.0967 | 29.0967 | 29.0967 | 29.0967
3403 | 29.0974 | 29.0974 | 29.0974 | 29.0974 | 29.0974 | 29.0974 | 29.0974 | 29.0974 | 29.0974 | 29.0974 | 29.0974 | 29.0974 | 29.0974 | 29.0974 | 29.0974 | 29.0974 | 29.0974 | 29.0974 | 29.0974 | 29.0974 | 29.0974 | 29.0974 | 29.0974 | 29.0974 | 29.0974 | 29.0974 | 29.0974 | 29.0974 | 29.0974 | 29.0974 | 29.0974 | 29.0974 | 29.0974 | 29.0974 | 29.0974 | 29.0974 | 29.0974 | 29.0974 | 29.0974 | 29.0974 | 29.0974 | 29.0974 | 29.0974 | 29.0974 | 29.0974 | 29.0974 | 29.0974 | 29.0974 | 29.0974 | 29.0974 | 29.0974 | 29.0974 | 29.0974 | 29.0974 | 29.0974 | 29.0974 | 29.0974 | 29.0974 | 29.0974 | 29.0974
3404 | 29.0982 | 29.0982 | 29.0982 | 29.0982 | 29.0982 | 29.0982 | 29.0982 | 29.0982 | 29.0982 | 29.0982 | 29.0982 | 29.0982 | 29.0982 | 29.0982 | 29.0982 | 29.0982 | 29.0982 | 29.0982 | 29.0982 | 29.0982 | 29.0982 | 29.0982 | 29.0982 | 29.0982 | 29.0982 | 29.0982 | 29.0982 | 29.0982 | 29.0982 | 29.0982 | 29.0982 | 29.0982 | 29.0982 | 29.0982 | 29.0982 | 29.0982 | 29.0982 | 29.0982 | 29.0982 | 29.0982 | 29.0982 | 29.0982 | 29.0982 | 29.0982 | 29.0982 | 29.0982 | 29.0982 | 29.0982 | 29.0982 | 29.0982 | 29.0982 | 29.0982 | 29.0982 | 29.0982 | 29.0982 | 29.0982 | 29.0982 | 29.0982 | 29.0982 | 29.0982
3405 | 29.0989 | 29.0989 | 29.0989 | 29.0989 | 29.0989 | 29.0989 | 29.0989 | 29.0989 | 29.0989 | 29.0989 | 29.0989 | 29.0989 | 29.0989 | 29.0989 | 29.0989 | 29.0989 | 29.0989 | 29.0989 | 29.0989 | 29.0989 | 29.0989 | 29.0989 | 29.0989 | 29.0989 | 29.0989 | 29.0989 | 29.0989 | 29.0989 | 29.0989 | 29.0989 | 29.0989 | 29.0989 | 29.0989 | 29.0989 | 29.0989 | 29.0989 | 29.0989 | 29.0989 | 29.0989 | 29.0989 | 29.0989 | 29.0989 | 29.0989 | 29.0989 | 29.0989 | 29.0989 | 29.0989 | 29.0989 | 29.0989 | 29.0989 | 29.0989 | 29.0989 | 29.0989 | 29.0989 | 29.0989 | 29.0989 | 29.0989 | 29.0989 | 29.0989 | 29.0989
3406 | 29.0996 | 29.0996 | 29.0996 | 29.0996 | 29.0996 | 29.0996 | 29.0996 | 29.0996 | 29.0996 | 29.0996 | 29.0996 | 29.0996 | 29.0996 | 29.0996 | 29.0996 | 29.0996 | 29.0996 | 29.0996 | 29.0996 | 29.0996 | 29.0996 | 29.0996 | 29.0996 | 29.0996 | 29.0996 | 29.0996 | 29.0996 | 29.0996 | 29.0996 | 29.0996 | 29.0996 | 29.0996 | 29.0996 | 29.0996 | 29.0996 | 29.0996 | 29.0996 | 29.0996 | 29.0996 | 29.0996 | 29.0996 | 29.0996 | 29.0996 | 29.0996 | 29.0996 | 29.0996 | 29.0996 | 29.0996 | 29.0996 | 29.0996 | 29.0996 | 29.0996 | 29.0996 | 29.0996 | 29.0996 | 29.0996 | 29.0996 | 29.0996 | 29.0996 | 29.0996
3407 | 29.1004 | 29.1004 | 29.1004 | 29.1004 | 29.1004 | 29.1004 | 29.1004 | 29.1004 | 29.1004 | 29.1004 | 29.1004 | 29.1004 | 29.1004 | 29.1004 | 29.1004 | 29.1004 | 29.1004 | 29.1004 | 29.1004 | 29.1004 | 29.1004 | 29.1004 | 29.1004 | 29.1004 | 29.1004 | 29.1004 | 29.1004 | 29.1004 | 29.1004 | 29.1004 | 29.1004 | 29.1004 | 29.1004 | 29.1004 | 29.1004 | 29.1004 | 29.1004 | 29.1004 | 29.1004 | 29.1004 | 29.1004 | 29.1004 | 29.1004 | 29.1004 | 29.1004 | 29.1004 | 29.1004 | 29.1004 | 29.1004 | 29.1004 | 29.1004 | 29.1004 | 29.1004 | 29.1004 | 29.1004 | 29.1004 | 29.1004 | 29.1004 | 29.1004 | 29.1004
3408 | 29.1011 | 29.1011 | 29.1011 | 29.1011 | 29.1011 | 29.1011 | 29.1011 | 29.1011 | 29.1011 | 29.1011 | 29.1011 | 29.1011 | 29.1011 | 29.1011 | 29.1011 | 29.1011 | 29.1011 | 29.1011 | 29.1011 | 29.1011 | 29.1011 | 29.1011 | 29.1011 | 29.1011 | 29.1011 | 29.1011 | 29.1011 | 29.1011 | 29.1011 | 29.1011 | 29.1011 | 29.1011 | 29.1011 | 29.1011 | 29.1011 | 29.1011 | 29.1011 | 29.1011 | 29.1011 | 29.1011 | 29.1011 | 29.1011 | 29.1011 | 29.1011 | 29.1011 | 29.1011 | 29.1011 | 29.1011 | 29.1011 | 29.1011 | 29.1011 | 29.1011 | 29.1011 | 29.1011 | 29.1011 | 29.1011 | 29.1011 | 29.1011 | 29.1011 | 29.1011
3409 | 29.1018 | 29.1018 | 29.1018 | 29.1018 | 29.1018 | 29.1018 | 29.1018 | 29.1018 | 29.1018 | 29.1018 | 29.1018 | 29.1018 | 29.1018 | 29.1018 | 29.1018 | 29.1018 | 29.1018 | 29.1018 | 29.1018 | 29.1018 | 29.1018 | 29.1018 | 29.1018 | 29.1018 | 29.1018 | 29.1018 | 29.1018 | 29.1018 | 29.1018 | 29.1018 | 29.1018 | 29.1018 | 29.1018 | 29.1018 | 29.1018 | 29.1018 | 29.1018 | 29.1018 | 29.1018 | 29.1018 | 29.1018 | 29.1018 | 29.1018 | 29.1018 | 29.1018 | 29.1018 | 29.1018 | 29.1018 | 29.1018 | 29.1018 | 29.1018 | 29.1018 | 29.1018 | 29.1018 | 29.1018 | 29.1018 | 29.1018 | 29.1018 | 29.1018 | 29.1018
3410 | 29.1026 | 29.1026 | 29.1026 | 29.1026 | 29.1026 | 29.1026 | 29.1026 | 29.1026 | 29.1026 | 29.1026 | 29.1026 | 29.1026 | 29.1026 | 29.1026 | 29.1026 | 29.1026 | 29.1026 | 29.1026 | 29.1026 | 29.1026 | 29.1026 | 29.1026 | 29.1026 | 29.1026 | 29.1026 | 29.1026 | 29.1026 | 29.1026 | 29.1026 | 29.1026 | 29.1026 | 29.1026 | 29.1026 | 29.1026 | 29.1026 | 29.1026 | 29.1026 | 29.1026 | 29.1026 | 29.1026 | 29.1026 | 29.1026 | 29.1026 | 29.1026 | 29.1026 | 29.1026 | 29.1026 | 29.1026 | 29.1026 | 29.1026 | 29.1026 | 29.1026 | 29.1026 | 29.1026 | 29.1026 | 29.1026 | 29.1026 | 29.1026 | 29.1026 | 29.1026
3411 | 29.1033 | 29.1033 | 29.1033 | 29.1033 | 29.1033 | 29.1033 | 29.1033 | 29.1033 | 29.1033 | 29.1033 | 29.1033 | 29.1033 | 29.1033 | 29.1033 | 29.1033 | 29.1033 | 29.1033 | 29.1033 | 29.1033 | 29.1033 | 29.1033 | 29.1033 | 29.1033 | 29.1033 | 29.1033 | 29.1033 | 29.1033 | 29.1033 | 29.1033 | 29.1033 | 29.1033 | 29.1033 | 29.1033 | 29.1033 | 29.1033 | 29.1033 | 29.1033 | 29.1033 | 29.1033 | 29.1033 | 29.1033 | 29.1033 | 29.1033 | 29.1033 | 29.1033 | 29.1033 | 29.1033 | 29.1033 | 29.1033 | 29.1033 | 29.1033 | 29.1033 | 29.1033 | 29.1033 | 29.1033 | 29.1033 | 29.1033 | 29.1033 | 29.1033 | 29.1033
3412 | 29.104 | 29.104 | 29.104 | 29.104 | 29.104 | 29.104 | 29.104 | 29.104 | 29.104 | 29.104 | 29.104 | 29.104 | 29.104 | 29.104 | 29.104 | 29.104 | 29.104 | 29.104 | 29.104 | 29.104 | 29.104 | 29.104 | 29.104 | 29.104 | 29.104 | 29.104 | 29.104 | 29.104 | 29.104 | 29.104 | 29.104 | 29.104 | 29.104 | 29.104 | 29.104 | 29.104 | 29.104 | 29.104 | 29.104 | 29.104 | 29.104 | 29.104 | 29.104 | 29.104 | 29.104 | 29.104 | 29.104 | 29.104 | 29.104 | 29.104 | 29.104 | 29.104 | 29.104 | 29.104 | 29.104 | 29.104 | 29.104 | 29.104 | 29.104 | 29.104
3413 | 29.1048 | 29.1048 | 29.1048 | 29.1048 | 29.1048 | 29.1048 | 29.1048 | 29.1048 | 29.1048 | 29.1048 | 29.1048 | 29.1048 | 29.1048 | 29.1048 | 29.1048 | 29.1048 | 29.1048 | 29.1048 | 29.1048 | 29.1048 | 29.1048 | 29.1048 | 29.1048 | 29.1048 | 29.1048 | 29.1048 | 29.1048 | 29.1048 | 29.1048 | 29.1048 | 29.1048 | 29.1048 | 29.1048 | 29.1048 | 29.1048 | 29.1048 | 29.1048 | 29.1048 | 29.1048 | 29.1048 | 29.1048 | 29.1048 | 29.1048 | 29.1048 | 29.1048 | 29.1048 | 29.1048 | 29.1048 | 29.1048 | 29.1048 | 29.1048 | 29.1048 | 29.1048 | 29.1048 | 29.1048 | 29.1048 | 29.1048 | 29.1048 | 29.1048 | 29.1048
3414 | 29.1055 | 29.1055 | 29.1055 | 29.1055 | 29.1055 | 29.1055 | 29.1055 | 29.1055 | 29.1055 | 29.1055 | 29.1055 | 29.1055 | 29.1055 | 29.1055 | 29.1055 | 29.1055 | 29.1055 | 29.1055 | 29.1055 | 29.1055 | 29.1055 | 29.1055 | 29.1055 | 29.1055 | 29.1055 | 29.1055 | 29.1055 | 29.1055 | 29.1055 | 29.1055 | 29.1055 | 29.1055 | 29.1055 | 29.1055 | 29.1055 | 29.1055 | 29.1055 | 29.1055 | 29.1055 | 29.1055 | 29.1055 | 29.1055 | 29.1055 | 29.1055 | 29.1055 | 29.1055 | 29.1055 | 29.1055 | 29.1055 | 29.1055 | 29.1055 | 29.1055 | 29.1055 | 29.1055 | 29.1055 | 29.1055 | 29.1055 | 29.1055 | 29.1055 | 29.1055
3415 | 29.1062 | 29.1062 | 29.1062 | 29.1062 | 29.1062 | 29.1062 | 29.1062 | 29.1062 | 29.1062 | 29.1062 | 29.1062 | 29.1062 | 29.1062 | 29.1062 | 29.1062 | 29.1062 | 29.1062 | 29.1062 | 29.1062 | 29.1062 | 29.1062 | 29.1062 | 29.1062 | 29.1062 | 29.1062 | 29.1062 | 29.1062 | 29.1062 | 29.1062 | 29.1062 | 29.1062 | 29.1062 | 29.1062 | 29.1062 | 29.1062 | 29.1062 | 29.1062 | 29.1062 | 29.1062 | 29.1062 | 29.1062 | 29.1062 | 29.1062 | 29.1062 | 29.1062 | 29.1062 | 29.1062 | 29.1062 | 29.1062 | 29.1062 | 29.1062 | 29.1062 | 29.1062 | 29.1062 | 29.1062 | 29.1062 | 29.1062 | 29.1062 | 29.1062 | 29.1062
3416 | 29.107 | 29.107 | 29.107 | 29.107 | 29.107 | 29.107 | 29.107 | 29.107 | 29.107 | 29.107 | 29.107 | 29.107 | 29.107 | 29.107 | 29.107 | 29.107 | 29.107 | 29.107 | 29.107 | 29.107 | 29.107 | 29.107 | 29.107 | 29.107 | 29.107 | 29.107 | 29.107 | 29.107 | 29.107 | 29.107 | 29.107 | 29.107 | 29.107 | 29.107 | 29.107 | 29.107 | 29.107 | 29.107 | 29.107 | 29.107 | 29.107 | 29.107 | 29.107 | 29.107 | 29.107 | 29.107 | 29.107 | 29.107 | 29.107 | 29.107 | 29.107 | 29.107 | 29.107 | 29.107 | 29.107 | 29.107 | 29.107 | 29.107 | 29.107 | 29.107
3417 | 29.1077 | 29.1077 | 29.1077 | 29.1077 | 29.1077 | 29.1077 | 29.1077 | 29.1077 | 29.1077 | 29.1077 | 29.1077 | 29.1077 | 29.1077 | 29.1077 | 29.1077 | 29.1077 | 29.1077 | 29.1077 | 29.1077 | 29.1077 | 29.1077 | 29.1077 | 29.1077 | 29.1077 | 29.1077 | 29.1077 | 29.1077 | 29.1077 | 29.1077 | 29.1077 | 29.1077 | 29.1077 | 29.1077 | 29.1077 | 29.1077 | 29.1077 | 29.1077 | 29.1077 | 29.1077 | 29.1077 | 29.1077 | 29.1077 | 29.1077 | 29.1077 | 29.1077 | 29.1077 | 29.1077 | 29.1077 | 29.1077 | 29.1077 | 29.1077 | 29.1077 | 29.1077 | 29.1077 | 29.1077 | 29.1077 | 29.1077 | 29.1077 | 29.1077 | 29.1077
3418 | 29.1084 | 29.1084 | 29.1084 | 29.1084 | 29.1084 | 29.1084 | 29.1084 | 29.1084 | 29.1084 | 29.1084 | 29.1084 | 29.1084 | 29.1084 | 29.1084 | 29.1084 | 29.1084 | 29.1084 | 29.1084 | 29.1084 | 29.1084 | 29.1084 | 29.1084 | 29.1084 | 29.1084 | 29.1084 | 29.1084 | 29.1084 | 29.1084 | 29.1084 | 29.1084 | 29.1084 | 29.1084 | 29.1084 | 29.1084 | 29.1084 | 29.1084 | 29.1084 | 29.1084 | 29.1084 | 29.1084 | 29.1084 | 29.1084 | 29.1084 | 29.1084 | 29.1084 | 29.1084 | 29.1084 | 29.1084 | 29.1084 | 29.1084 | 29.1084 | 29.1084 | 29.1084 | 29.1084 | 29.1084 | 29.1084 | 29.1084 | 29.1084 | 29.1084 | 29.1084
3419 | 29.1092 | 29.1092 | 29.1092 | 29.1092 | 29.1092 | 29.1092 | 29.1092 | 29.1092 | 29.1092 | 29.1092 | 29.1092 | 29.1092 | 29.1092 | 29.1092 | 29.1092 | 29.1092 | 29.1092 | 29.1092 | 29.1092 | 29.1092 | 29.1092 | 29.1092 | 29.1092 | 29.1092 | 29.1092 | 29.1092 | 29.1092 | 29.1092 | 29.1092 | 29.1092 | 29.1092 | 29.1092 | 29.1092 | 29.1092 | 29.1092 | 29.1092 | 29.1092 | 29.1092 | 29.1092 | 29.1092 | 29.1092 | 29.1092 | 29.1092 | 29.1092 | 29.1092 | 29.1092 | 29.1092 | 29.1092 | 29.1092 | 29.1092 | 29.1092 | 29.1092 | 29.1092 | 29.1092 | 29.1092 | 29.1092 | 29.1092 | 29.1092 | 29.1092 | 29.1092
3420 | 29.1099 | 29.1099 | 29.1099 | 29.1099 | 29.1099 | 29.1099 | 29.1099 | 29.1099 | 29.1099 | 29.1099 | 29.1099 | 29.1099 | 29.1099 | 29.1099 | 29.1099 | 29.1099 | 29.1099 | 29.1099 | 29.1099 | 29.1099 | 29.1099 | 29.1099 | 29.1099 | 29.1099 | 29.1099 | 29.1099 | 29.1099 | 29.1099 | 29.1099 | 29.1099 | 29.1099 | 29.1099 | 29.1099 | 29.1099 | 29.1099 | 29.1099 | 29.1099 | 29.1099 | 29.1099 | 29.1099 | 29.1099 | 29.1099 | 29.1099 | 29.1099 | 29.1099 | 29.1099 | 29.1099 | 29.1099 | 29.1099 | 29.1099 | 29.1099 | 29.1099 | 29.1099 | 29.1099 | 29.1099 | 29.1099 | 29.1099 | 29.1099 | 29.1099 | 29.1099
3421 | 29.1106 | 29.1106 | 29.1106 | 29.1106 | 29.1106 | 29.1106 | 29.1106 | 29.1106 | 29.1106 | 29.1106 | 29.1106 | 29.1106 | 29.1106 | 29.1106 | 29.1106 | 29.1106 | 29.1106 | 29.1106 | 29.1106 | 29.1106 | 29.1106 | 29.1106 | 29.1106 | 29.1106 | 29.1106 | 29.1106 | 29.1106 | 29.1106 | 29.1106 | 29.1106 | 29.1106 | 29.1106 | 29.1106 | 29.1106 | 29.1106 | 29.1106 | 29.1106 | 29.1106 | 29.1106 | 29.1106 | 29.1106 | 29.1106 | 29.1106 | 29.1106 | 29.1106 | 29.1106 | 29.1106 | 29.1106 | 29.1106 | 29.1106 | 29.1106 | 29.1106 | 29.1106 | 29.1106 | 29.1106 | 29.1106 | 29.1106 | 29.1106 | 29.1106 | 29.1106
3422 | 29.1113 | 29.1113 | 29.1113 | 29.1113 | 29.1113 | 29.1113 | 29.1113 | 29.1113 | 29.1113 | 29.1113 | 29.1113 | 29.1113 | 29.1113 | 29.1113 | 29.1113 | 29.1113 | 29.1113 | 29.1113 | 29.1113 | 29.1113 | 29.1113 | 29.1113 | 29.1113 | 29.1113 | 29.1113 | 29.1113 | 29.1113 | 29.1113 | 29.1113 | 29.1113 | 29.1113 | 29.1113 | 29.1113 | 29.1113 | 29.1113 | 29.1113 | 29.1113 | 29.1113 | 29.1113 | 29.1113 | 29.1113 | 29.1113 | 29.1113 | 29.1113 | 29.1113 | 29.1113 | 29.1113 | 29.1113 | 29.1113 | 29.1113 | 29.1113 | 29.1113 | 29.1113 | 29.1113 | 29.1113 | 29.1113 | 29.1113 | 29.1113 | 29.1113 | 29.1113
3423 | 29.1121 | 29.1121 | 29.1121 | 29.1121 | 29.1121 | 29.1121 | 29.1121 | 29.1121 | 29.1121 | 29.1121 | 29.1121 | 29.1121 | 29.1121 | 29.1121 | 29.1121 | 29.1121 | 29.1121 | 29.1121 | 29.1121 | 29.1121 | 29.1121 | 29.1121 | 29.1121 | 29.1121 | 29.1121 | 29.1121 | 29.1121 | 29.1121 | 29.1121 | 29.1121 | 29.1121 | 29.1121 | 29.1121 | 29.1121 | 29.1121 | 29.1121 | 29.1121 | 29.1121 | 29.1121 | 29.1121 | 29.1121 | 29.1121 | 29.1121 | 29.1121 | 29.1121 | 29.1121 | 29.1121 | 29.1121 | 29.1121 | 29.1121 | 29.1121 | 29.1121 | 29.1121 | 29.1121 | 29.1121 | 29.1121 | 29.1121 | 29.1121 | 29.1121 | 29.1121
3424 | 29.1128 | 29.1128 | 29.1128 | 29.1128 | 29.1128 | 29.1128 | 29.1128 | 29.1128 | 29.1128 | 29.1128 | 29.1128 | 29.1128 | 29.1128 | 29.1128 | 29.1128 | 29.1128 | 29.1128 | 29.1128 | 29.1128 | 29.1128 | 29.1128 | 29.1128 | 29.1128 | 29.1128 | 29.1128 | 29.1128 | 29.1128 | 29.1128 | 29.1128 | 29.1128 | 29.1128 | 29.1128 | 29.1128 | 29.1128 | 29.1128 | 29.1128 | 29.1128 | 29.1128 | 29.1128 | 29.1128 | 29.1128 | 29.1128 | 29.1128 | 29.1128 | 29.1128 | 29.1128 | 29.1128 | 29.1128 | 29.1128 | 29.1128 | 29.1128 | 29.1128 | 29.1128 | 29.1128 | 29.1128 | 29.1128 | 29.1128 | 29.1128 | 29.1128 | 29.1128
3425 | 29.1135 | 29.1135 | 29.1135 | 29.1135 | 29.1135 | 29.1135 | 29.1135 | 29.1135 | 29.1135 | 29.1135 | 29.1135 | 29.1135 | 29.1135 | 29.1135 | 29.1135 | 29.1135 | 29.1135 | 29.1135 | 29.1135 | 29.1135 | 29.1135 | 29.1135 | 29.1135 | 29.1135 | 29.1135 | 29.1135 | 29.1135 | 29.1135 | 29.1135 | 29.1135 | 29.1135 | 29.1135 | 29.1135 | 29.1135 | 29.1135 | 29.1135 | 29.1135 | 29.1135 | 29.1135 | 29.1135 | 29.1135 | 29.1135 | 29.1135 | 29.1135 | 29.1135 | 29.1135 | 29.1135 | 29.1135 | 29.1135 | 29.1135 | 29.1135 | 29.1135 | 29.1135 | 29.1135 | 29.1135 | 29.1135 | 29.1135 | 29.1135 | 29.1135 | 29.1135
3426 | 29.1143 | 29.1143 | 29.1143 | 29.1143 | 29.1143 | 29.1143 | 29.1143 | 29.1143 | 29.1143 | 29.1143 | 29.1143 | 29.1143 | 29.1143 | 29.1143 | 29.1143 | 29.1143 | 29.1143 | 29.1143 | 29.1143 | 29.1143 | 29.1143 | 29.1143 | 29.1143 | 29.1143 | 29.1143 | 29.1143 | 29.1143 | 29.1143 | 29.1143 | 29.1143 | 29.1143 | 29.1143 | 29.1143 | 29.1143 | 29.1143 | 29.1143 | 29.1143 | 29.1143 | 29.1143 | 29.1143 | 29.1143 | 29.1143 | 29.1143 | 29.1143 | 29.1143 | 29.1143 | 29.1143 | 29.1143 | 29.1143 | 29.1143 | 29.1143 | 29.1143 | 29.1143 | 29.1143 | 29.1143 | 29.1143 | 29.1143 | 29.1143 | 29.1143 | 29.1143
3427 | 29.115 | 29.115 | 29.115 | 29.115 | 29.115 | 29.115 | 29.115 | 29.115 | 29.115 | 29.115 | 29.115 | 29.115 | 29.115 | 29.115 | 29.115 | 29.115 | 29.115 | 29.115 | 29.115 | 29.115 | 29.115 | 29.115 | 29.115 | 29.115 | 29.115 | 29.115 | 29.115 | 29.115 | 29.115 | 29.115 | 29.115 | 29.115 | 29.115 | 29.115 | 29.115 | 29.115 | 29.115 | 29.115 | 29.115 | 29.115 | 29.115 | 29.115 | 29.115 | 29.115 | 29.115 | 29.115 | 29.115 | 29.115 | 29.115 | 29.115 | 29.115 | 29.115 | 29.115 | 29.115 | 29.115 | 29.115 | 29.115 | 29.115 | 29.115 | 29.115
3428 | 29.1157 | 29.1157 | 29.1157 | 29.1157 | 29.1157 | 29.1157 | 29.1157 | 29.1157 | 29.1157 | 29.1157 | 29.1157 | 29.1157 | 29.1157 | 29.1157 | 29.1157 | 29.1157 | 29.1157 | 29.1157 | 29.1157 | 29.1157 | 29.1157 | 29.1157 | 29.1157 | 29.1157 | 29.1157 | 29.1157 | 29.1157 | 29.1157 | 29.1157 | 29.1157 | 29.1157 | 29.1157 | 29.1157 | 29.1157 | 29.1157 | 29.1157 | 29.1157 | 29.1157 | 29.1157 | 29.1157 | 29.1157 | 29.1157 | 29.1157 | 29.1157 | 29.1157 | 29.1157 | 29.1157 | 29.1157 | 29.1157 | 29.1157 | 29.1157 | 29.1157 | 29.1157 | 29.1157 | 29.1157 | 29.1157 | 29.1157 | 29.1157 | 29.1157 | 29.1157
3429 | 29.1165 | 29.1165 | 29.1165 | 29.1165 | 29.1165 | 29.1165 | 29.1165 | 29.1165 | 29.1165 | 29.1165 | 29.1165 | 29.1165 | 29.1165 | 29.1165 | 29.1165 | 29.1165 | 29.1165 | 29.1165 | 29.1165 | 29.1165 | 29.1165 | 29.1165 | 29.1165 | 29.1165 | 29.1165 | 29.1165 | 29.1165 | 29.1165 | 29.1165 | 29.1165 | 29.1165 | 29.1165 | 29.1165 | 29.1165 | 29.1165 | 29.1165 | 29.1165 | 29.1165 | 29.1165 | 29.1165 | 29.1165 | 29.1165 | 29.1165 | 29.1165 | 29.1165 | 29.1165 | 29.1165 | 29.1165 | 29.1165 | 29.1165 | 29.1165 | 29.1165 | 29.1165 | 29.1165 | 29.1165 | 29.1165 | 29.1165 | 29.1165 | 29.1165 | 29.1165
3430 | 29.1172 | 29.1172 | 29.1172 | 29.1172 | 29.1172 | 29.1172 | 29.1172 | 29.1172 | 29.1172 | 29.1172 | 29.1172 | 29.1172 | 29.1172 | 29.1172 | 29.1172 | 29.1172 | 29.1172 | 29.1172 | 29.1172 | 29.1172 | 29.1172 | 29.1172 | 29.1172 | 29.1172 | 29.1172 | 29.1172 | 29.1172 | 29.1172 | 29.1172 | 29.1172 | 29.1172 | 29.1172 | 29.1172 | 29.1172 | 29.1172 | 29.1172 | 29.1172 | 29.1172 | 29.1172 | 29.1172 | 29.1172 | 29.1172 | 29.1172 | 29.1172 | 29.1172 | 29.1172 | 29.1172 | 29.1172 | 29.1172 | 29.1172 | 29.1172 | 29.1172 | 29.1172 | 29.1172 | 29.1172 | 29.1172 | 29.1172 | 29.1172 | 29.1172 | 29.1172
3431 | 29.1179 | 29.1179 | 29.1179 | 29.1179 | 29.1179 | 29.1179 | 29.1179 | 29.1179 | 29.1179 | 29.1179 | 29.1179 | 29.1179 | 29.1179 | 29.1179 | 29.1179 | 29.1179 | 29.1179 | 29.1179 | 29.1179 | 29.1179 | 29.1179 | 29.1179 | 29.1179 | 29.1179 | 29.1179 | 29.1179 | 29.1179 | 29.1179 | 29.1179 | 29.1179 | 29.1179 | 29.1179 | 29.1179 | 29.1179 | 29.1179 | 29.1179 | 29.1179 | 29.1179 | 29.1179 | 29.1179 | 29.1179 | 29.1179 | 29.1179 | 29.1179 | 29.1179 | 29.1179 | 29.1179 | 29.1179 | 29.1179 | 29.1179 | 29.1179 | 29.1179 | 29.1179 | 29.1179 | 29.1179 | 29.1179 | 29.1179 | 29.1179 | 29.1179 | 29.1179
3432 | 29.1186 | 29.1186 | 29.1186 | 29.1186 | 29.1186 | 29.1186 | 29.1186 | 29.1186 | 29.1186 | 29.1186 | 29.1186 | 29.1186 | 29.1186 | 29.1186 | 29.1186 | 29.1186 | 29.1186 | 29.1186 | 29.1186 | 29.1186 | 29.1186 | 29.1186 | 29.1186 | 29.1186 | 29.1186 | 29.1186 | 29.1186 | 29.1186 | 29.1186 | 29.1186 | 29.1186 | 29.1186 | 29.1186 | 29.1186 | 29.1186 | 29.1186 | 29.1186 | 29.1186 | 29.1186 | 29.1186 | 29.1186 | 29.1186 | 29.1186 | 29.1186 | 29.1186 | 29.1186 | 29.1186 | 29.1186 | 29.1186 | 29.1186 | 29.1186 | 29.1186 | 29.1186 | 29.1186 | 29.1186 | 29.1186 | 29.1186 | 29.1186 | 29.1186 | 29.1186
3433 | 29.1194 | 29.1194 | 29.1194 | 29.1194 | 29.1194 | 29.1194 | 29.1194 | 29.1194 | 29.1194 | 29.1194 | 29.1194 | 29.1194 | 29.1194 | 29.1194 | 29.1194 | 29.1194 | 29.1194 | 29.1194 | 29.1194 | 29.1194 | 29.1194 | 29.1194 | 29.1194 | 29.1194 | 29.1194 | 29.1194 | 29.1194 | 29.1194 | 29.1194 | 29.1194 | 29.1194 | 29.1194 | 29.1194 | 29.1194 | 29.1194 | 29.1194 | 29.1194 | 29.1194 | 29.1194 | 29.1194 | 29.1194 | 29.1194 | 29.1194 | 29.1194 | 29.1194 | 29.1194 | 29.1194 | 29.1194 | 29.1194 | 29.1194 | 29.1194 | 29.1194 | 29.1194 | 29.1194 | 29.1194 | 29.1194 | 29.1194 | 29.1194 | 29.1194 | 29.1194
3434 | 29.1201 | 29.1201 | 29.1201 | 29.1201 | 29.1201 | 29.1201 | 29.1201 | 29.1201 | 29.1201 | 29.1201 | 29.1201 | 29.1201 | 29.1201 | 29.1201 | 29.1201 | 29.1201 | 29.1201 | 29.1201 | 29.1201 | 29.1201 | 29.1201 | 29.1201 | 29.1201 | 29.1201 | 29.1201 | 29.1201 | 29.1201 | 29.1201 | 29.1201 | 29.1201 | 29.1201 | 29.1201 | 29.1201 | 29.1201 | 29.1201 | 29.1201 | 29.1201 | 29.1201 | 29.1201 | 29.1201 | 29.1201 | 29.1201 | 29.1201 | 29.1201 | 29.1201 | 29.1201 | 29.1201 | 29.1201 | 29.1201 | 29.1201 | 29.1201 | 29.1201 | 29.1201 | 29.1201 | 29.1201 | 29.1201 | 29.1201 | 29.1201 | 29.1201 | 29.1201
3435 | 29.1208 | 29.1208 | 29.1208 | 29.1208 | 29.1208 | 29.1208 | 29.1208 | 29.1208 | 29.1208 | 29.1208 | 29.1208 | 29.1208 | 29.1208 | 29.1208 | 29.1208 | 29.1208 | 29.1208 | 29.1208 | 29.1208 | 29.1208 | 29.1208 | 29.1208 | 29.1208 | 29.1208 | 29.1208 | 29.1208 | 29.1208 | 29.1208 | 29.1208 | 29.1208 | 29.1208 | 29.1208 | 29.1208 | 29.1208 | 29.1208 | 29.1208 | 29.1208 | 29.1208 | 29.1208 | 29.1208 | 29.1208 | 29.1208 | 29.1208 | 29.1208 | 29.1208 | 29.1208 | 29.1208 | 29.1208 | 29.1208 | 29.1208 | 29.1208 | 29.1208 | 29.1208 | 29.1208 | 29.1208 | 29.1208 | 29.1208 | 29.1208 | 29.1208 | 29.1208
3436 | 29.1216 | 29.1216 | 29.1216 | 29.1216 | 29.1216 | 29.1216 | 29.1216 | 29.1216 | 29.1216 | 29.1216 | 29.1216 | 29.1216 | 29.1216 | 29.1216 | 29.1216 | 29.1216 | 29.1216 | 29.1216 | 29.1216 | 29.1216 | 29.1216 | 29.1216 | 29.1216 | 29.1216 | 29.1216 | 29.1216 | 29.1216 | 29.1216 | 29.1216 | 29.1216 | 29.1216 | 29.1216 | 29.1216 | 29.1216 | 29.1216 | 29.1216 | 29.1216 | 29.1216 | 29.1216 | 29.1216 | 29.1216 | 29.1216 | 29.1216 | 29.1216 | 29.1216 | 29.1216 | 29.1216 | 29.1216 | 29.1216 | 29.1216 | 29.1216 | 29.1216 | 29.1216 | 29.1216 | 29.1216 | 29.1216 | 29.1216 | 29.1216 | 29.1216 | 29.1216
3437 | 29.1223 | 29.1223 | 29.1223 | 29.1223 | 29.1223 | 29.1223 | 29.1223 | 29.1223 | 29.1223 | 29.1223 | 29.1223 | 29.1223 | 29.1223 | 29.1223 | 29.1223 | 29.1223 | 29.1223 | 29.1223 | 29.1223 | 29.1223 | 29.1223 | 29.1223 | 29.1223 | 29.1223 | 29.1223 | 29.1223 | 29.1223 | 29.1223 | 29.1223 | 29.1223 | 29.1223 | 29.1223 | 29.1223 | 29.1223 | 29.1223 | 29.1223 | 29.1223 | 29.1223 | 29.1223 | 29.1223 | 29.1223 | 29.1223 | 29.1223 | 29.1223 | 29.1223 | 29.1223 | 29.1223 | 29.1223 | 29.1223 | 29.1223 | 29.1223 | 29.1223 | 29.1223 | 29.1223 | 29.1223 | 29.1223 | 29.1223 | 29.1223 | 29.1223 | 29.1223
3438 | 29.123 | 29.123 | 29.123 | 29.123 | 29.123 | 29.123 | 29.123 | 29.123 | 29.123 | 29.123 | 29.123 | 29.123 | 29.123 | 29.123 | 29.123 | 29.123 | 29.123 | 29.123 | 29.123 | 29.123 | 29.123 | 29.123 | 29.123 | 29.123 | 29.123 | 29.123 | 29.123 | 29.123 | 29.123 | 29.123 | 29.123 | 29.123 | 29.123 | 29.123 | 29.123 | 29.123 | 29.123 | 29.123 | 29.123 | 29.123 | 29.123 | 29.123 | 29.123 | 29.123 | 29.123 | 29.123 | 29.123 | 29.123 | 29.123 | 29.123 | 29.123 | 29.123 | 29.123 | 29.123 | 29.123 | 29.123 | 29.123 | 29.123 | 29.123 | 29.123
3439 | 29.1237 | 29.1237 | 29.1237 | 29.1237 | 29.1237 | 29.1237 | 29.1237 | 29.1237 | 29.1237 | 29.1237 | 29.1237 | 29.1237 | 29.1237 | 29.1237 | 29.1237 | 29.1237 | 29.1237 | 29.1237 | 29.1237 | 29.1237 | 29.1237 | 29.1237 | 29.1237 | 29.1237 | 29.1237 | 29.1237 | 29.1237 | 29.1237 | 29.1237 | 29.1237 | 29.1237 | 29.1237 | 29.1237 | 29.1237 | 29.1237 | 29.1237 | 29.1237 | 29.1237 | 29.1237 | 29.1237 | 29.1237 | 29.1237 | 29.1237 | 29.1237 | 29.1237 | 29.1237 | 29.1237 | 29.1237 | 29.1237 | 29.1237 | 29.1237 | 29.1237 | 29.1237 | 29.1237 | 29.1237 | 29.1237 | 29.1237 | 29.1237 | 29.1237 | 29.1237
3440 | 29.1245 | 29.1245 | 29.1245 | 29.1245 | 29.1245 | 29.1245 | 29.1245 | 29.1245 | 29.1245 | 29.1245 | 29.1245 | 29.1245 | 29.1245 | 29.1245 | 29.1245 | 29.1245 | 29.1245 | 29.1245 | 29.1245 | 29.1245 | 29.1245 | 29.1245 | 29.1245 | 29.1245 | 29.1245 | 29.1245 | 29.1245 | 29.1245 | 29.1245 | 29.1245 | 29.1245 | 29.1245 | 29.1245 | 29.1245 | 29.1245 | 29.1245 | 29.1245 | 29.1245 | 29.1245 | 29.1245 | 29.1245 | 29.1245 | 29.1245 | 29.1245 | 29.1245 | 29.1245 | 29.1245 | 29.1245 | 29.1245 | 29.1245 | 29.1245 | 29.1245 | 29.1245 | 29.1245 | 29.1245 | 29.1245 | 29.1245 | 29.1245 | 29.1245 | 29.1245
3441 | 29.1252 | 29.1252 | 29.1252 | 29.1252 | 29.1252 | 29.1252 | 29.1252 | 29.1252 | 29.1252 | 29.1252 | 29.1252 | 29.1252 | 29.1252 | 29.1252 | 29.1252 | 29.1252 | 29.1252 | 29.1252 | 29.1252 | 29.1252 | 29.1252 | 29.1252 | 29.1252 | 29.1252 | 29.1252 | 29.1252 | 29.1252 | 29.1252 | 29.1252 | 29.1252 | 29.1252 | 29.1252 | 29.1252 | 29.1252 | 29.1252 | 29.1252 | 29.1252 | 29.1252 | 29.1252 | 29.1252 | 29.1252 | 29.1252 | 29.1252 | 29.1252 | 29.1252 | 29.1252 | 29.1252 | 29.1252 | 29.1252 | 29.1252 | 29.1252 | 29.1252 | 29.1252 | 29.1252 | 29.1252 | 29.1252 | 29.1252 | 29.1252 | 29.1252 | 29.1252
3442 | 29.1259 | 29.1259 | 29.1259 | 29.1259 | 29.1259 | 29.1259 | 29.1259 | 29.1259 | 29.1259 | 29.1259 | 29.1259 | 29.1259 | 29.1259 | 29.1259 | 29.1259 | 29.1259 | 29.1259 | 29.1259 | 29.1259 | 29.1259 | 29.1259 | 29.1259 | 29.1259 | 29.1259 | 29.1259 | 29.1259 | 29.1259 | 29.1259 | 29.1259 | 29.1259 | 29.1259 | 29.1259 | 29.1259 | 29.1259 | 29.1259 | 29.1259 | 29.1259 | 29.1259 | 29.1259 | 29.1259 | 29.1259 | 29.1259 | 29.1259 | 29.1259 | 29.1259 | 29.1259 | 29.1259 | 29.1259 | 29.1259 | 29.1259 | 29.1259 | 29.1259 | 29.1259 | 29.1259 | 29.1259 | 29.1259 | 29.1259 | 29.1259 | 29.1259 | 29.1259
3443 | 29.1266 | 29.1266 | 29.1266 | 29.1266 | 29.1266 | 29.1266 | 29.1266 | 29.1266 | 29.1266 | 29.1266 | 29.1266 | 29.1266 | 29.1266 | 29.1266 | 29.1266 | 29.1266 | 29.1266 | 29.1266 | 29.1266 | 29.1266 | 29.1266 | 29.1266 | 29.1266 | 29.1266 | 29.1266 | 29.1266 | 29.1266 | 29.1266 | 29.1266 | 29.1266 | 29.1266 | 29.1266 | 29.1266 | 29.1266 | 29.1266 | 29.1266 | 29.1266 | 29.1266 | 29.1266 | 29.1266 | 29.1266 | 29.1266 | 29.1266 | 29.1266 | 29.1266 | 29.1266 | 29.1266 | 29.1266 | 29.1266 | 29.1266 | 29.1266 | 29.1266 | 29.1266 | 29.1266 | 29.1266 | 29.1266 | 29.1266 | 29.1266 | 29.1266 | 29.1266
3444 | 29.1274 | 29.1274 | 29.1274 | 29.1274 | 29.1274 | 29.1274 | 29.1274 | 29.1274 | 29.1274 | 29.1274 | 29.1274 | 29.1274 | 29.1274 | 29.1274 | 29.1274 | 29.1274 | 29.1274 | 29.1274 | 29.1274 | 29.1274 | 29.1274 | 29.1274 | 29.1274 | 29.1274 | 29.1274 | 29.1274 | 29.1274 | 29.1274 | 29.1274 | 29.1274 | 29.1274 | 29.1274 | 29.1274 | 29.1274 | 29.1274 | 29.1274 | 29.1274 | 29.1274 | 29.1274 | 29.1274 | 29.1274 | 29.1274 | 29.1274 | 29.1274 | 29.1274 | 29.1274 | 29.1274 | 29.1274 | 29.1274 | 29.1274 | 29.1274 | 29.1274 | 29.1274 | 29.1274 | 29.1274 | 29.1274 | 29.1274 | 29.1274 | 29.1274 | 29.1274
3445 | 29.1281 | 29.1281 | 29.1281 | 29.1281 | 29.1281 | 29.1281 | 29.1281 | 29.1281 | 29.1281 | 29.1281 | 29.1281 | 29.1281 | 29.1281 | 29.1281 | 29.1281 | 29.1281 | 29.1281 | 29.1281 | 29.1281 | 29.1281 | 29.1281 | 29.1281 | 29.1281 | 29.1281 | 29.1281 | 29.1281 | 29.1281 | 29.1281 | 29.1281 | 29.1281 | 29.1281 | 29.1281 | 29.1281 | 29.1281 | 29.1281 | 29.1281 | 29.1281 | 29.1281 | 29.1281 | 29.1281 | 29.1281 | 29.1281 | 29.1281 | 29.1281 | 29.1281 | 29.1281 | 29.1281 | 29.1281 | 29.1281 | 29.1281 | 29.1281 | 29.1281 | 29.1281 | 29.1281 | 29.1281 | 29.1281 | 29.1281 | 29.1281 | 29.1281 | 29.1281
3446 | 29.1288 | 29.1288 | 29.1288 | 29.1288 | 29.1288 | 29.1288 | 29.1288 | 29.1288 | 29.1288 | 29.1288 | 29.1288 | 29.1288 | 29.1288 | 29.1288 | 29.1288 | 29.1288 | 29.1288 | 29.1288 | 29.1288 | 29.1288 | 29.1288 | 29.1288 | 29.1288 | 29.1288 | 29.1288 | 29.1288 | 29.1288 | 29.1288 | 29.1288 | 29.1288 | 29.1288 | 29.1288 | 29.1288 | 29.1288 | 29.1288 | 29.1288 | 29.1288 | 29.1288 | 29.1288 | 29.1288 | 29.1288 | 29.1288 | 29.1288 | 29.1288 | 29.1288 | 29.1288 | 29.1288 | 29.1288 | 29.1288 | 29.1288 | 29.1288 | 29.1288 | 29.1288 | 29.1288 | 29.1288 | 29.1288 | 29.1288 | 29.1288 | 29.1288 | 29.1288
3447 | 29.1295 | 29.1295 | 29.1295 | 29.1295 | 29.1295 | 29.1295 | 29.1295 | 29.1295 | 29.1295 | 29.1295 | 29.1295 | 29.1295 | 29.1295 | 29.1295 | 29.1295 | 29.1295 | 29.1295 | 29.1295 | 29.1295 | 29.1295 | 29.1295 | 29.1295 | 29.1295 | 29.1295 | 29.1295 | 29.1295 | 29.1295 | 29.1295 | 29.1295 | 29.1295 | 29.1295 | 29.1295 | 29.1295 | 29.1295 | 29.1295 | 29.1295 | 29.1295 | 29.1295 | 29.1295 | 29.1295 | 29.1295 | 29.1295 | 29.1295 | 29.1295 | 29.1295 | 29.1295 | 29.1295 | 29.1295 | 29.1295 | 29.1295 | 29.1295 | 29.1295 | 29.1295 | 29.1295 | 29.1295 | 29.1295 | 29.1295 | 29.1295 | 29.1295 | 29.1295
3448 | 29.1303 | 29.1303 | 29.1303 | 29.1303 | 29.1303 | 29.1303 | 29.1303 | 29.1303 | 29.1303 | 29.1303 | 29.1303 | 29.1303 | 29.1303 | 29.1303 | 29.1303 | 29.1303 | 29.1303 | 29.1303 | 29.1303 | 29.1303 | 29.1303 | 29.1303 | 29.1303 | 29.1303 | 29.1303 | 29.1303 | 29.1303 | 29.1303 | 29.1303 | 29.1303 | 29.1303 | 29.1303 | 29.1303 | 29.1303 | 29.1303 | 29.1303 | 29.1303 | 29.1303 | 29.1303 | 29.1303 | 29.1303 | 29.1303 | 29.1303 | 29.1303 | 29.1303 | 29.1303 | 29.1303 | 29.1303 | 29.1303 | 29.1303 | 29.1303 | 29.1303 | 29.1303 | 29.1303 | 29.1303 | 29.1303 | 29.1303 | 29.1303 | 29.1303 | 29.1303
3449 | 29.131 | 29.131 | 29.131 | 29.131 | 29.131 | 29.131 | 29.131 | 29.131 | 29.131 | 29.131 | 29.131 | 29.131 | 29.131 | 29.131 | 29.131 | 29.131 | 29.131 | 29.131 | 29.131 | 29.131 | 29.131 | 29.131 | 29.131 | 29.131 | 29.131 | 29.131 | 29.131 | 29.131 | 29.131 | 29.131 | 29.131 | 29.131 | 29.131 | 29.131 | 29.131 | 29.131 | 29.131 | 29.131 | 29.131 | 29.131 | 29.131 | 29.131 | 29.131 | 29.131 | 29.131 | 29.131 | 29.131 | 29.131 | 29.131 | 29.131 | 29.131 | 29.131 | 29.131 | 29.131 | 29.131 | 29.131 | 29.131 | 29.131 | 29.131 | 29.131
3450 | 29.1317 | 29.1317 | 29.1317 | 29.1317 | 29.1317 | 29.1317 | 29.1317 | 29.1317 | 29.1317 | 29.1317 | 29.1317 | 29.1317 | 29.1317 | 29.1317 | 29.1317 | 29.1317 | 29.1317 | 29.1317 | 29.1317 | 29.1317 | 29.1317 | 29.1317 | 29.1317 | 29.1317 | 29.1317 | 29.1317 | 29.1317 | 29.1317 | 29.1317 | 29.1317 | 29.1317 | 29.1317 | 29.1317 | 29.1317 | 29.1317 | 29.1317 | 29.1317 | 29.1317 | 29.1317 | 29.1317 | 29.1317 | 29.1317 | 29.1317 | 29.1317 | 29.1317 | 29.1317 | 29.1317 | 29.1317 | 29.1317 | 29.1317 | 29.1317 | 29.1317 | 29.1317 | 29.1317 | 29.1317 | 29.1317 | 29.1317 | 29.1317 | 29.1317 | 29.1317
3451 | 29.1324 | 29.1324 | 29.1324 | 29.1324 | 29.1324 | 29.1324 | 29.1324 | 29.1324 | 29.1324 | 29.1324 | 29.1324 | 29.1324 | 29.1324 | 29.1324 | 29.1324 | 29.1324 | 29.1324 | 29.1324 | 29.1324 | 29.1324 | 29.1324 | 29.1324 | 29.1324 | 29.1324 | 29.1324 | 29.1324 | 29.1324 | 29.1324 | 29.1324 | 29.1324 | 29.1324 | 29.1324 | 29.1324 | 29.1324 | 29.1324 | 29.1324 | 29.1324 | 29.1324 | 29.1324 | 29.1324 | 29.1324 | 29.1324 | 29.1324 | 29.1324 | 29.1324 | 29.1324 | 29.1324 | 29.1324 | 29.1324 | 29.1324 | 29.1324 | 29.1324 | 29.1324 | 29.1324 | 29.1324 | 29.1324 | 29.1324 | 29.1324 | 29.1324 | 29.1324
3452 | 29.1332 | 29.1332 | 29.1332 | 29.1332 | 29.1332 | 29.1332 | 29.1332 | 29.1332 | 29.1332 | 29.1332 | 29.1332 | 29.1332 | 29.1332 | 29.1332 | 29.1332 | 29.1332 | 29.1332 | 29.1332 | 29.1332 | 29.1332 | 29.1332 | 29.1332 | 29.1332 | 29.1332 | 29.1332 | 29.1332 | 29.1332 | 29.1332 | 29.1332 | 29.1332 | 29.1332 | 29.1332 | 29.1332 | 29.1332 | 29.1332 | 29.1332 | 29.1332 | 29.1332 | 29.1332 | 29.1332 | 29.1332 | 29.1332 | 29.1332 | 29.1332 | 29.1332 | 29.1332 | 29.1332 | 29.1332 | 29.1332 | 29.1332 | 29.1332 | 29.1332 | 29.1332 | 29.1332 | 29.1332 | 29.1332 | 29.1332 | 29.1332 | 29.1332 | 29.1332
3453 | 29.1339 | 29.1339 | 29.1339 | 29.1339 | 29.1339 | 29.1339 | 29.1339 | 29.1339 | 29.1339 | 29.1339 | 29.1339 | 29.1339 | 29.1339 | 29.1339 | 29.1339 | 29.1339 | 29.1339 | 29.1339 | 29.1339 | 29.1339 | 29.1339 | 29.1339 | 29.1339 | 29.1339 | 29.1339 | 29.1339 | 29.1339 | 29.1339 | 29.1339 | 29.1339 | 29.1339 | 29.1339 | 29.1339 | 29.1339 | 29.1339 | 29.1339 | 29.1339 | 29.1339 | 29.1339 | 29.1339 | 29.1339 | 29.1339 | 29.1339 | 29.1339 | 29.1339 | 29.1339 | 29.1339 | 29.1339 | 29.1339 | 29.1339 | 29.1339 | 29.1339 | 29.1339 | 29.1339 | 29.1339 | 29.1339 | 29.1339 | 29.1339 | 29.1339 | 29.1339
3454 | 29.1346 | 29.1346 | 29.1346 | 29.1346 | 29.1346 | 29.1346 | 29.1346 | 29.1346 | 29.1346 | 29.1346 | 29.1346 | 29.1346 | 29.1346 | 29.1346 | 29.1346 | 29.1346 | 29.1346 | 29.1346 | 29.1346 | 29.1346 | 29.1346 | 29.1346 | 29.1346 | 29.1346 | 29.1346 | 29.1346 | 29.1346 | 29.1346 | 29.1346 | 29.1346 | 29.1346 | 29.1346 | 29.1346 | 29.1346 | 29.1346 | 29.1346 | 29.1346 | 29.1346 | 29.1346 | 29.1346 | 29.1346 | 29.1346 | 29.1346 | 29.1346 | 29.1346 | 29.1346 | 29.1346 | 29.1346 | 29.1346 | 29.1346 | 29.1346 | 29.1346 | 29.1346 | 29.1346 | 29.1346 | 29.1346 | 29.1346 | 29.1346 | 29.1346 | 29.1346
3455 | 29.1353 | 29.1353 | 29.1353 | 29.1353 | 29.1353 | 29.1353 | 29.1353 | 29.1353 | 29.1353 | 29.1353 | 29.1353 | 29.1353 | 29.1353 | 29.1353 | 29.1353 | 29.1353 | 29.1353 | 29.1353 | 29.1353 | 29.1353 | 29.1353 | 29.1353 | 29.1353 | 29.1353 | 29.1353 | 29.1353 | 29.1353 | 29.1353 | 29.1353 | 29.1353 | 29.1353 | 29.1353 | 29.1353 | 29.1353 | 29.1353 | 29.1353 | 29.1353 | 29.1353 | 29.1353 | 29.1353 | 29.1353 | 29.1353 | 29.1353 | 29.1353 | 29.1353 | 29.1353 | 29.1353 | 29.1353 | 29.1353 | 29.1353 | 29.1353 | 29.1353 | 29.1353 | 29.1353 | 29.1353 | 29.1353 | 29.1353 | 29.1353 | 29.1353 | 29.1353
3456 | 29.1361 | 29.1361 | 29.1361 | 29.1361 | 29.1361 | 29.1361 | 29.1361 | 29.1361 | 29.1361 | 29.1361 | 29.1361 | 29.1361 | 29.1361 | 29.1361 | 29.1361 | 29.1361 | 29.1361 | 29.1361 | 29.1361 | 29.1361 | 29.1361 | 29.1361 | 29.1361 | 29.1361 | 29.1361 | 29.1361 | 29.1361 | 29.1361 | 29.1361 | 29.1361 | 29.1361 | 29.1361 | 29.1361 | 29.1361 | 29.1361 | 29.1361 | 29.1361 | 29.1361 | 29.1361 | 29.1361 | 29.1361 | 29.1361 | 29.1361 | 29.1361 | 29.1361 | 29.1361 | 29.1361 | 29.1361 | 29.1361 | 29.1361 | 29.1361 | 29.1361 | 29.1361 | 29.1361 | 29.1361 | 29.1361 | 29.1361 | 29.1361 | 29.1361 | 29.1361
3457 | 29.1368 | 29.1368 | 29.1368 | 29.1368 | 29.1368 | 29.1368 | 29.1368 | 29.1368 | 29.1368 | 29.1368 | 29.1368 | 29.1368 | 29.1368 | 29.1368 | 29.1368 | 29.1368 | 29.1368 | 29.1368 | 29.1368 | 29.1368 | 29.1368 | 29.1368 | 29.1368 | 29.1368 | 29.1368 | 29.1368 | 29.1368 | 29.1368 | 29.1368 | 29.1368 | 29.1368 | 29.1368 | 29.1368 | 29.1368 | 29.1368 | 29.1368 | 29.1368 | 29.1368 | 29.1368 | 29.1368 | 29.1368 | 29.1368 | 29.1368 | 29.1368 | 29.1368 | 29.1368 | 29.1368 | 29.1368 | 29.1368 | 29.1368 | 29.1368 | 29.1368 | 29.1368 | 29.1368 | 29.1368 | 29.1368 | 29.1368 | 29.1368 | 29.1368 | 29.1368
3458 | 29.1375 | 29.1375 | 29.1375 | 29.1375 | 29.1375 | 29.1375 | 29.1375 | 29.1375 | 29.1375 | 29.1375 | 29.1375 | 29.1375 | 29.1375 | 29.1375 | 29.1375 | 29.1375 | 29.1375 | 29.1375 | 29.1375 | 29.1375 | 29.1375 | 29.1375 | 29.1375 | 29.1375 | 29.1375 | 29.1375 | 29.1375 | 29.1375 | 29.1375 | 29.1375 | 29.1375 | 29.1375 | 29.1375 | 29.1375 | 29.1375 | 29.1375 | 29.1375 | 29.1375 | 29.1375 | 29.1375 | 29.1375 | 29.1375 | 29.1375 | 29.1375 | 29.1375 | 29.1375 | 29.1375 | 29.1375 | 29.1375 | 29.1375 | 29.1375 | 29.1375 | 29.1375 | 29.1375 | 29.1375 | 29.1375 | 29.1375 | 29.1375 | 29.1375 | 29.1375
3459 | 29.1382 | 29.1382 | 29.1382 | 29.1382 | 29.1382 | 29.1382 | 29.1382 | 29.1382 | 29.1382 | 29.1382 | 29.1382 | 29.1382 | 29.1382 | 29.1382 | 29.1382 | 29.1382 | 29.1382 | 29.1382 | 29.1382 | 29.1382 | 29.1382 | 29.1382 | 29.1382 | 29.1382 | 29.1382 | 29.1382 | 29.1382 | 29.1382 | 29.1382 | 29.1382 | 29.1382 | 29.1382 | 29.1382 | 29.1382 | 29.1382 | 29.1382 | 29.1382 | 29.1382 | 29.1382 | 29.1382 | 29.1382 | 29.1382 | 29.1382 | 29.1382 | 29.1382 | 29.1382 | 29.1382 | 29.1382 | 29.1382 | 29.1382 | 29.1382 | 29.1382 | 29.1382 | 29.1382 | 29.1382 | 29.1382 | 29.1382 | 29.1382 | 29.1382 | 29.1382
3460 | 29.139 | 29.139 | 29.139 | 29.139 | 29.139 | 29.139 | 29.139 | 29.139 | 29.139 | 29.139 | 29.139 | 29.139 | 29.139 | 29.139 | 29.139 | 29.139 | 29.139 | 29.139 | 29.139 | 29.139 | 29.139 | 29.139 | 29.139 | 29.139 | 29.139 | 29.139 | 29.139 | 29.139 | 29.139 | 29.139 | 29.139 | 29.139 | 29.139 | 29.139 | 29.139 | 29.139 | 29.139 | 29.139 | 29.139 | 29.139 | 29.139 | 29.139 | 29.139 | 29.139 | 29.139 | 29.139 | 29.139 | 29.139 | 29.139 | 29.139 | 29.139 | 29.139 | 29.139 | 29.139 | 29.139 | 29.139 | 29.139 | 29.139 | 29.139 | 29.139
3461 | 29.1397 | 29.1397 | 29.1397 | 29.1397 | 29.1397 | 29.1397 | 29.1397 | 29.1397 | 29.1397 | 29.1397 | 29.1397 | 29.1397 | 29.1397 | 29.1397 | 29.1397 | 29.1397 | 29.1397 | 29.1397 | 29.1397 | 29.1397 | 29.1397 | 29.1397 | 29.1397 | 29.1397 | 29.1397 | 29.1397 | 29.1397 | 29.1397 | 29.1397 | 29.1397 | 29.1397 | 29.1397 | 29.1397 | 29.1397 | 29.1397 | 29.1397 | 29.1397 | 29.1397 | 29.1397 | 29.1397 | 29.1397 | 29.1397 | 29.1397 | 29.1397 | 29.1397 | 29.1397 | 29.1397 | 29.1397 | 29.1397 | 29.1397 | 29.1397 | 29.1397 | 29.1397 | 29.1397 | 29.1397 | 29.1397 | 29.1397 | 29.1397 | 29.1397 | 29.1397
3462 | 29.1404 | 29.1404 | 29.1404 | 29.1404 | 29.1404 | 29.1404 | 29.1404 | 29.1404 | 29.1404 | 29.1404 | 29.1404 | 29.1404 | 29.1404 | 29.1404 | 29.1404 | 29.1404 | 29.1404 | 29.1404 | 29.1404 | 29.1404 | 29.1404 | 29.1404 | 29.1404 | 29.1404 | 29.1404 | 29.1404 | 29.1404 | 29.1404 | 29.1404 | 29.1404 | 29.1404 | 29.1404 | 29.1404 | 29.1404 | 29.1404 | 29.1404 | 29.1404 | 29.1404 | 29.1404 | 29.1404 | 29.1404 | 29.1404 | 29.1404 | 29.1404 | 29.1404 | 29.1404 | 29.1404 | 29.1404 | 29.1404 | 29.1404 | 29.1404 | 29.1404 | 29.1404 | 29.1404 | 29.1404 | 29.1404 | 29.1404 | 29.1404 | 29.1404 | 29.1404
3463 | 29.1411 | 29.1411 | 29.1411 | 29.1411 | 29.1411 | 29.1411 | 29.1411 | 29.1411 | 29.1411 | 29.1411 | 29.1411 | 29.1411 | 29.1411 | 29.1411 | 29.1411 | 29.1411 | 29.1411 | 29.1411 | 29.1411 | 29.1411 | 29.1411 | 29.1411 | 29.1411 | 29.1411 | 29.1411 | 29.1411 | 29.1411 | 29.1411 | 29.1411 | 29.1411 | 29.1411 | 29.1411 | 29.1411 | 29.1411 | 29.1411 | 29.1411 | 29.1411 | 29.1411 | 29.1411 | 29.1411 | 29.1411 | 29.1411 | 29.1411 | 29.1411 | 29.1411 | 29.1411 | 29.1411 | 29.1411 | 29.1411 | 29.1411 | 29.1411 | 29.1411 | 29.1411 | 29.1411 | 29.1411 | 29.1411 | 29.1411 | 29.1411 | 29.1411 | 29.1411
3464 | 29.1418 | 29.1418 | 29.1418 | 29.1418 | 29.1418 | 29.1418 | 29.1418 | 29.1418 | 29.1418 | 29.1418 | 29.1418 | 29.1418 | 29.1418 | 29.1418 | 29.1418 | 29.1418 | 29.1418 | 29.1418 | 29.1418 | 29.1418 | 29.1418 | 29.1418 | 29.1418 | 29.1418 | 29.1418 | 29.1418 | 29.1418 | 29.1418 | 29.1418 | 29.1418 | 29.1418 | 29.1418 | 29.1418 | 29.1418 | 29.1418 | 29.1418 | 29.1418 | 29.1418 | 29.1418 | 29.1418 | 29.1418 | 29.1418 | 29.1418 | 29.1418 | 29.1418 | 29.1418 | 29.1418 | 29.1418 | 29.1418 | 29.1418 | 29.1418 | 29.1418 | 29.1418 | 29.1418 | 29.1418 | 29.1418 | 29.1418 | 29.1418 | 29.1418 | 29.1418
3465 | 29.1426 | 29.1426 | 29.1426 | 29.1426 | 29.1426 | 29.1426 | 29.1426 | 29.1426 | 29.1426 | 29.1426 | 29.1426 | 29.1426 | 29.1426 | 29.1426 | 29.1426 | 29.1426 | 29.1426 | 29.1426 | 29.1426 | 29.1426 | 29.1426 | 29.1426 | 29.1426 | 29.1426 | 29.1426 | 29.1426 | 29.1426 | 29.1426 | 29.1426 | 29.1426 | 29.1426 | 29.1426 | 29.1426 | 29.1426 | 29.1426 | 29.1426 | 29.1426 | 29.1426 | 29.1426 | 29.1426 | 29.1426 | 29.1426 | 29.1426 | 29.1426 | 29.1426 | 29.1426 | 29.1426 | 29.1426 | 29.1426 | 29.1426 | 29.1426 | 29.1426 | 29.1426 | 29.1426 | 29.1426 | 29.1426 | 29.1426 | 29.1426 | 29.1426 | 29.1426
3466 | 29.1433 | 29.1433 | 29.1433 | 29.1433 | 29.1433 | 29.1433 | 29.1433 | 29.1433 | 29.1433 | 29.1433 | 29.1433 | 29.1433 | 29.1433 | 29.1433 | 29.1433 | 29.1433 | 29.1433 | 29.1433 | 29.1433 | 29.1433 | 29.1433 | 29.1433 | 29.1433 | 29.1433 | 29.1433 | 29.1433 | 29.1433 | 29.1433 | 29.1433 | 29.1433 | 29.1433 | 29.1433 | 29.1433 | 29.1433 | 29.1433 | 29.1433 | 29.1433 | 29.1433 | 29.1433 | 29.1433 | 29.1433 | 29.1433 | 29.1433 | 29.1433 | 29.1433 | 29.1433 | 29.1433 | 29.1433 | 29.1433 | 29.1433 | 29.1433 | 29.1433 | 29.1433 | 29.1433 | 29.1433 | 29.1433 | 29.1433 | 29.1433 | 29.1433 | 29.1433
3467 | 29.144 | 29.144 | 29.144 | 29.144 | 29.144 | 29.144 | 29.144 | 29.144 | 29.144 | 29.144 | 29.144 | 29.144 | 29.144 | 29.144 | 29.144 | 29.144 | 29.144 | 29.144 | 29.144 | 29.144 | 29.144 | 29.144 | 29.144 | 29.144 | 29.144 | 29.144 | 29.144 | 29.144 | 29.144 | 29.144 | 29.144 | 29.144 | 29.144 | 29.144 | 29.144 | 29.144 | 29.144 | 29.144 | 29.144 | 29.144 | 29.144 | 29.144 | 29.144 | 29.144 | 29.144 | 29.144 | 29.144 | 29.144 | 29.144 | 29.144 | 29.144 | 29.144 | 29.144 | 29.144 | 29.144 | 29.144 | 29.144 | 29.144 | 29.144 | 29.144
3468 | 29.1447 | 29.1447 | 29.1447 | 29.1447 | 29.1447 | 29.1447 | 29.1447 | 29.1447 | 29.1447 | 29.1447 | 29.1447 | 29.1447 | 29.1447 | 29.1447 | 29.1447 | 29.1447 | 29.1447 | 29.1447 | 29.1447 | 29.1447 | 29.1447 | 29.1447 | 29.1447 | 29.1447 | 29.1447 | 29.1447 | 29.1447 | 29.1447 | 29.1447 | 29.1447 | 29.1447 | 29.1447 | 29.1447 | 29.1447 | 29.1447 | 29.1447 | 29.1447 | 29.1447 | 29.1447 | 29.1447 | 29.1447 | 29.1447 | 29.1447 | 29.1447 | 29.1447 | 29.1447 | 29.1447 | 29.1447 | 29.1447 | 29.1447 | 29.1447 | 29.1447 | 29.1447 | 29.1447 | 29.1447 | 29.1447 | 29.1447 | 29.1447 | 29.1447 | 29.1447
3469 | 29.1454 | 29.1454 | 29.1454 | 29.1454 | 29.1454 | 29.1454 | 29.1454 | 29.1454 | 29.1454 | 29.1454 | 29.1454 | 29.1454 | 29.1454 | 29.1454 | 29.1454 | 29.1454 | 29.1454 | 29.1454 | 29.1454 | 29.1454 | 29.1454 | 29.1454 | 29.1454 | 29.1454 | 29.1454 | 29.1454 | 29.1454 | 29.1454 | 29.1454 | 29.1454 | 29.1454 | 29.1454 | 29.1454 | 29.1454 | 29.1454 | 29.1454 | 29.1454 | 29.1454 | 29.1454 | 29.1454 | 29.1454 | 29.1454 | 29.1454 | 29.1454 | 29.1454 | 29.1454 | 29.1454 | 29.1454 | 29.1454 | 29.1454 | 29.1454 | 29.1454 | 29.1454 | 29.1454 | 29.1454 | 29.1454 | 29.1454 | 29.1454 | 29.1454 | 29.1454
3470 | 29.1462 | 29.1462 | 29.1462 | 29.1462 | 29.1462 | 29.1462 | 29.1462 | 29.1462 | 29.1462 | 29.1462 | 29.1462 | 29.1462 | 29.1462 | 29.1462 | 29.1462 | 29.1462 | 29.1462 | 29.1462 | 29.1462 | 29.1462 | 29.1462 | 29.1462 | 29.1462 | 29.1462 | 29.1462 | 29.1462 | 29.1462 | 29.1462 | 29.1462 | 29.1462 | 29.1462 | 29.1462 | 29.1462 | 29.1462 | 29.1462 | 29.1462 | 29.1462 | 29.1462 | 29.1462 | 29.1462 | 29.1462 | 29.1462 | 29.1462 | 29.1462 | 29.1462 | 29.1462 | 29.1462 | 29.1462 | 29.1462 | 29.1462 | 29.1462 | 29.1462 | 29.1462 | 29.1462 | 29.1462 | 29.1462 | 29.1462 | 29.1462 | 29.1462 | 29.1462
3471 | 29.1469 | 29.1469 | 29.1469 | 29.1469 | 29.1469 | 29.1469 | 29.1469 | 29.1469 | 29.1469 | 29.1469 | 29.1469 | 29.1469 | 29.1469 | 29.1469 | 29.1469 | 29.1469 | 29.1469 | 29.1469 | 29.1469 | 29.1469 | 29.1469 | 29.1469 | 29.1469 | 29.1469 | 29.1469 | 29.1469 | 29.1469 | 29.1469 | 29.1469 | 29.1469 | 29.1469 | 29.1469 | 29.1469 | 29.1469 | 29.1469 | 29.1469 | 29.1469 | 29.1469 | 29.1469 | 29.1469 | 29.1469 | 29.1469 | 29.1469 | 29.1469 | 29.1469 | 29.1469 | 29.1469 | 29.1469 | 29.1469 | 29.1469 | 29.1469 | 29.1469 | 29.1469 | 29.1469 | 29.1469 | 29.1469 | 29.1469 | 29.1469 | 29.1469 | 29.1469
3472 | 29.1476 | 29.1476 | 29.1476 | 29.1476 | 29.1476 | 29.1476 | 29.1476 | 29.1476 | 29.1476 | 29.1476 | 29.1476 | 29.1476 | 29.1476 | 29.1476 | 29.1476 | 29.1476 | 29.1476 | 29.1476 | 29.1476 | 29.1476 | 29.1476 | 29.1476 | 29.1476 | 29.1476 | 29.1476 | 29.1476 | 29.1476 | 29.1476 | 29.1476 | 29.1476 | 29.1476 | 29.1476 | 29.1476 | 29.1476 | 29.1476 | 29.1476 | 29.1476 | 29.1476 | 29.1476 | 29.1476 | 29.1476 | 29.1476 | 29.1476 | 29.1476 | 29.1476 | 29.1476 | 29.1476 | 29.1476 | 29.1476 | 29.1476 | 29.1476 | 29.1476 | 29.1476 | 29.1476 | 29.1476 | 29.1476 | 29.1476 | 29.1476 | 29.1476 | 29.1476
3473 | 29.1483 | 29.1483 | 29.1483 | 29.1483 | 29.1483 | 29.1483 | 29.1483 | 29.1483 | 29.1483 | 29.1483 | 29.1483 | 29.1483 | 29.1483 | 29.1483 | 29.1483 | 29.1483 | 29.1483 | 29.1483 | 29.1483 | 29.1483 | 29.1483 | 29.1483 | 29.1483 | 29.1483 | 29.1483 | 29.1483 | 29.1483 | 29.1483 | 29.1483 | 29.1483 | 29.1483 | 29.1483 | 29.1483 | 29.1483 | 29.1483 | 29.1483 | 29.1483 | 29.1483 | 29.1483 | 29.1483 | 29.1483 | 29.1483 | 29.1483 | 29.1483 | 29.1483 | 29.1483 | 29.1483 | 29.1483 | 29.1483 | 29.1483 | 29.1483 | 29.1483 | 29.1483 | 29.1483 | 29.1483 | 29.1483 | 29.1483 | 29.1483 | 29.1483 | 29.1483
3474 | 29.149 | 29.149 | 29.149 | 29.149 | 29.149 | 29.149 | 29.149 | 29.149 | 29.149 | 29.149 | 29.149 | 29.149 | 29.149 | 29.149 | 29.149 | 29.149 | 29.149 | 29.149 | 29.149 | 29.149 | 29.149 | 29.149 | 29.149 | 29.149 | 29.149 | 29.149 | 29.149 | 29.149 | 29.149 | 29.149 | 29.149 | 29.149 | 29.149 | 29.149 | 29.149 | 29.149 | 29.149 | 29.149 | 29.149 | 29.149 | 29.149 | 29.149 | 29.149 | 29.149 | 29.149 | 29.149 | 29.149 | 29.149 | 29.149 | 29.149 | 29.149 | 29.149 | 29.149 | 29.149 | 29.149 | 29.149 | 29.149 | 29.149 | 29.149 | 29.149
3475 | 29.1498 | 29.1498 | 29.1498 | 29.1498 | 29.1498 | 29.1498 | 29.1498 | 29.1498 | 29.1498 | 29.1498 | 29.1498 | 29.1498 | 29.1498 | 29.1498 | 29.1498 | 29.1498 | 29.1498 | 29.1498 | 29.1498 | 29.1498 | 29.1498 | 29.1498 | 29.1498 | 29.1498 | 29.1498 | 29.1498 | 29.1498 | 29.1498 | 29.1498 | 29.1498 | 29.1498 | 29.1498 | 29.1498 | 29.1498 | 29.1498 | 29.1498 | 29.1498 | 29.1498 | 29.1498 | 29.1498 | 29.1498 | 29.1498 | 29.1498 | 29.1498 | 29.1498 | 29.1498 | 29.1498 | 29.1498 | 29.1498 | 29.1498 | 29.1498 | 29.1498 | 29.1498 | 29.1498 | 29.1498 | 29.1498 | 29.1498 | 29.1498 | 29.1498 | 29.1498
3476 | 29.1505 | 29.1505 | 29.1505 | 29.1505 | 29.1505 | 29.1505 | 29.1505 | 29.1505 | 29.1505 | 29.1505 | 29.1505 | 29.1505 | 29.1505 | 29.1505 | 29.1505 | 29.1505 | 29.1505 | 29.1505 | 29.1505 | 29.1505 | 29.1505 | 29.1505 | 29.1505 | 29.1505 | 29.1505 | 29.1505 | 29.1505 | 29.1505 | 29.1505 | 29.1505 | 29.1505 | 29.1505 | 29.1505 | 29.1505 | 29.1505 | 29.1505 | 29.1505 | 29.1505 | 29.1505 | 29.1505 | 29.1505 | 29.1505 | 29.1505 | 29.1505 | 29.1505 | 29.1505 | 29.1505 | 29.1505 | 29.1505 | 29.1505 | 29.1505 | 29.1505 | 29.1505 | 29.1505 | 29.1505 | 29.1505 | 29.1505 | 29.1505 | 29.1505 | 29.1505
3477 | 29.1512 | 29.1512 | 29.1512 | 29.1512 | 29.1512 | 29.1512 | 29.1512 | 29.1512 | 29.1512 | 29.1512 | 29.1512 | 29.1512 | 29.1512 | 29.1512 | 29.1512 | 29.1512 | 29.1512 | 29.1512 | 29.1512 | 29.1512 | 29.1512 | 29.1512 | 29.1512 | 29.1512 | 29.1512 | 29.1512 | 29.1512 | 29.1512 | 29.1512 | 29.1512 | 29.1512 | 29.1512 | 29.1512 | 29.1512 | 29.1512 | 29.1512 | 29.1512 | 29.1512 | 29.1512 | 29.1512 | 29.1512 | 29.1512 | 29.1512 | 29.1512 | 29.1512 | 29.1512 | 29.1512 | 29.1512 | 29.1512 | 29.1512 | 29.1512 | 29.1512 | 29.1512 | 29.1512 | 29.1512 | 29.1512 | 29.1512 | 29.1512 | 29.1512 | 29.1512
3478 | 29.1519 | 29.1519 | 29.1519 | 29.1519 | 29.1519 | 29.1519 | 29.1519 | 29.1519 | 29.1519 | 29.1519 | 29.1519 | 29.1519 | 29.1519 | 29.1519 | 29.1519 | 29.1519 | 29.1519 | 29.1519 | 29.1519 | 29.1519 | 29.1519 | 29.1519 | 29.1519 | 29.1519 | 29.1519 | 29.1519 | 29.1519 | 29.1519 | 29.1519 | 29.1519 | 29.1519 | 29.1519 | 29.1519 | 29.1519 | 29.1519 | 29.1519 | 29.1519 | 29.1519 | 29.1519 | 29.1519 | 29.1519 | 29.1519 | 29.1519 | 29.1519 | 29.1519 | 29.1519 | 29.1519 | 29.1519 | 29.1519 | 29.1519 | 29.1519 | 29.1519 | 29.1519 | 29.1519 | 29.1519 | 29.1519 | 29.1519 | 29.1519 | 29.1519 | 29.1519
3479 | 29.1526 | 29.1526 | 29.1526 | 29.1526 | 29.1526 | 29.1526 | 29.1526 | 29.1526 | 29.1526 | 29.1526 | 29.1526 | 29.1526 | 29.1526 | 29.1526 | 29.1526 | 29.1526 | 29.1526 | 29.1526 | 29.1526 | 29.1526 | 29.1526 | 29.1526 | 29.1526 | 29.1526 | 29.1526 | 29.1526 | 29.1526 | 29.1526 | 29.1526 | 29.1526 | 29.1526 | 29.1526 | 29.1526 | 29.1526 | 29.1526 | 29.1526 | 29.1526 | 29.1526 | 29.1526 | 29.1526 | 29.1526 | 29.1526 | 29.1526 | 29.1526 | 29.1526 | 29.1526 | 29.1526 | 29.1526 | 29.1526 | 29.1526 | 29.1526 | 29.1526 | 29.1526 | 29.1526 | 29.1526 | 29.1526 | 29.1526 | 29.1526 | 29.1526 | 29.1526
3480 | 29.1534 | 29.1534 | 29.1534 | 29.1534 | 29.1534 | 29.1534 | 29.1534 | 29.1534 | 29.1534 | 29.1534 | 29.1534 | 29.1534 | 29.1534 | 29.1534 | 29.1534 | 29.1534 | 29.1534 | 29.1534 | 29.1534 | 29.1534 | 29.1534 | 29.1534 | 29.1534 | 29.1534 | 29.1534 | 29.1534 | 29.1534 | 29.1534 | 29.1534 | 29.1534 | 29.1534 | 29.1534 | 29.1534 | 29.1534 | 29.1534 | 29.1534 | 29.1534 | 29.1534 | 29.1534 | 29.1534 | 29.1534 | 29.1534 | 29.1534 | 29.1534 | 29.1534 | 29.1534 | 29.1534 | 29.1534 | 29.1534 | 29.1534 | 29.1534 | 29.1534 | 29.1534 | 29.1534 | 29.1534 | 29.1534 | 29.1534 | 29.1534 | 29.1534 | 29.1534
3481 | 29.1541 | 29.1541 | 29.1541 | 29.1541 | 29.1541 | 29.1541 | 29.1541 | 29.1541 | 29.1541 | 29.1541 | 29.1541 | 29.1541 | 29.1541 | 29.1541 | 29.1541 | 29.1541 | 29.1541 | 29.1541 | 29.1541 | 29.1541 | 29.1541 | 29.1541 | 29.1541 | 29.1541 | 29.1541 | 29.1541 | 29.1541 | 29.1541 | 29.1541 | 29.1541 | 29.1541 | 29.1541 | 29.1541 | 29.1541 | 29.1541 | 29.1541 | 29.1541 | 29.1541 | 29.1541 | 29.1541 | 29.1541 | 29.1541 | 29.1541 | 29.1541 | 29.1541 | 29.1541 | 29.1541 | 29.1541 | 29.1541 | 29.1541 | 29.1541 | 29.1541 | 29.1541 | 29.1541 | 29.1541 | 29.1541 | 29.1541 | 29.1541 | 29.1541 | 29.1541
3482 | 29.1548 | 29.1548 | 29.1548 | 29.1548 | 29.1548 | 29.1548 | 29.1548 | 29.1548 | 29.1548 | 29.1548 | 29.1548 | 29.1548 | 29.1548 | 29.1548 | 29.1548 | 29.1548 | 29.1548 | 29.1548 | 29.1548 | 29.1548 | 29.1548 | 29.1548 | 29.1548 | 29.1548 | 29.1548 | 29.1548 | 29.1548 | 29.1548 | 29.1548 | 29.1548 | 29.1548 | 29.1548 | 29.1548 | 29.1548 | 29.1548 | 29.1548 | 29.1548 | 29.1548 | 29.1548 | 29.1548 | 29.1548 | 29.1548 | 29.1548 | 29.1548 | 29.1548 | 29.1548 | 29.1548 | 29.1548 | 29.1548 | 29.1548 | 29.1548 | 29.1548 | 29.1548 | 29.1548 | 29.1548 | 29.1548 | 29.1548 | 29.1548 | 29.1548 | 29.1548
3483 | 29.1555 | 29.1555 | 29.1555 | 29.1555 | 29.1555 | 29.1555 | 29.1555 | 29.1555 | 29.1555 | 29.1555 | 29.1555 | 29.1555 | 29.1555 | 29.1555 | 29.1555 | 29.1555 | 29.1555 | 29.1555 | 29.1555 | 29.1555 | 29.1555 | 29.1555 | 29.1555 | 29.1555 | 29.1555 | 29.1555 | 29.1555 | 29.1555 | 29.1555 | 29.1555 | 29.1555 | 29.1555 | 29.1555 | 29.1555 | 29.1555 | 29.1555 | 29.1555 | 29.1555 | 29.1555 | 29.1555 | 29.1555 | 29.1555 | 29.1555 | 29.1555 | 29.1555 | 29.1555 | 29.1555 | 29.1555 | 29.1555 | 29.1555 | 29.1555 | 29.1555 | 29.1555 | 29.1555 | 29.1555 | 29.1555 | 29.1555 | 29.1555 | 29.1555 | 29.1555
3484 | 29.1562 | 29.1562 | 29.1562 | 29.1562 | 29.1562 | 29.1562 | 29.1562 | 29.1562 | 29.1562 | 29.1562 | 29.1562 | 29.1562 | 29.1562 | 29.1562 | 29.1562 | 29.1562 | 29.1562 | 29.1562 | 29.1562 | 29.1562 | 29.1562 | 29.1562 | 29.1562 | 29.1562 | 29.1562 | 29.1562 | 29.1562 | 29.1562 | 29.1562 | 29.1562 | 29.1562 | 29.1562 | 29.1562 | 29.1562 | 29.1562 | 29.1562 | 29.1562 | 29.1562 | 29.1562 | 29.1562 | 29.1562 | 29.1562 | 29.1562 | 29.1562 | 29.1562 | 29.1562 | 29.1562 | 29.1562 | 29.1562 | 29.1562 | 29.1562 | 29.1562 | 29.1562 | 29.1562 | 29.1562 | 29.1562 | 29.1562 | 29.1562 | 29.1562 | 29.1562
3485 | 29.157 | 29.157 | 29.157 | 29.157 | 29.157 | 29.157 | 29.157 | 29.157 | 29.157 | 29.157 | 29.157 | 29.157 | 29.157 | 29.157 | 29.157 | 29.157 | 29.157 | 29.157 | 29.157 | 29.157 | 29.157 | 29.157 | 29.157 | 29.157 | 29.157 | 29.157 | 29.157 | 29.157 | 29.157 | 29.157 | 29.157 | 29.157 | 29.157 | 29.157 | 29.157 | 29.157 | 29.157 | 29.157 | 29.157 | 29.157 | 29.157 | 29.157 | 29.157 | 29.157 | 29.157 | 29.157 | 29.157 | 29.157 | 29.157 | 29.157 | 29.157 | 29.157 | 29.157 | 29.157 | 29.157 | 29.157 | 29.157 | 29.157 | 29.157 | 29.157
3486 | 29.1577 | 29.1577 | 29.1577 | 29.1577 | 29.1577 | 29.1577 | 29.1577 | 29.1577 | 29.1577 | 29.1577 | 29.1577 | 29.1577 | 29.1577 | 29.1577 | 29.1577 | 29.1577 | 29.1577 | 29.1577 | 29.1577 | 29.1577 | 29.1577 | 29.1577 | 29.1577 | 29.1577 | 29.1577 | 29.1577 | 29.1577 | 29.1577 | 29.1577 | 29.1577 | 29.1577 | 29.1577 | 29.1577 | 29.1577 | 29.1577 | 29.1577 | 29.1577 | 29.1577 | 29.1577 | 29.1577 | 29.1577 | 29.1577 | 29.1577 | 29.1577 | 29.1577 | 29.1577 | 29.1577 | 29.1577 | 29.1577 | 29.1577 | 29.1577 | 29.1577 | 29.1577 | 29.1577 | 29.1577 | 29.1577 | 29.1577 | 29.1577 | 29.1577 | 29.1577
3487 | 29.1584 | 29.1584 | 29.1584 | 29.1584 | 29.1584 | 29.1584 | 29.1584 | 29.1584 | 29.1584 | 29.1584 | 29.1584 | 29.1584 | 29.1584 | 29.1584 | 29.1584 | 29.1584 | 29.1584 | 29.1584 | 29.1584 | 29.1584 | 29.1584 | 29.1584 | 29.1584 | 29.1584 | 29.1584 | 29.1584 | 29.1584 | 29.1584 | 29.1584 | 29.1584 | 29.1584 | 29.1584 | 29.1584 | 29.1584 | 29.1584 | 29.1584 | 29.1584 | 29.1584 | 29.1584 | 29.1584 | 29.1584 | 29.1584 | 29.1584 | 29.1584 | 29.1584 | 29.1584 | 29.1584 | 29.1584 | 29.1584 | 29.1584 | 29.1584 | 29.1584 | 29.1584 | 29.1584 | 29.1584 | 29.1584 | 29.1584 | 29.1584 | 29.1584 | 29.1584
3488 | 29.1591 | 29.1591 | 29.1591 | 29.1591 | 29.1591 | 29.1591 | 29.1591 | 29.1591 | 29.1591 | 29.1591 | 29.1591 | 29.1591 | 29.1591 | 29.1591 | 29.1591 | 29.1591 | 29.1591 | 29.1591 | 29.1591 | 29.1591 | 29.1591 | 29.1591 | 29.1591 | 29.1591 | 29.1591 | 29.1591 | 29.1591 | 29.1591 | 29.1591 | 29.1591 | 29.1591 | 29.1591 | 29.1591 | 29.1591 | 29.1591 | 29.1591 | 29.1591 | 29.1591 | 29.1591 | 29.1591 | 29.1591 | 29.1591 | 29.1591 | 29.1591 | 29.1591 | 29.1591 | 29.1591 | 29.1591 | 29.1591 | 29.1591 | 29.1591 | 29.1591 | 29.1591 | 29.1591 | 29.1591 | 29.1591 | 29.1591 | 29.1591 | 29.1591 | 29.1591
3489 | 29.1598 | 29.1598 | 29.1598 | 29.1598 | 29.1598 | 29.1598 | 29.1598 | 29.1598 | 29.1598 | 29.1598 | 29.1598 | 29.1598 | 29.1598 | 29.1598 | 29.1598 | 29.1598 | 29.1598 | 29.1598 | 29.1598 | 29.1598 | 29.1598 | 29.1598 | 29.1598 | 29.1598 | 29.1598 | 29.1598 | 29.1598 | 29.1598 | 29.1598 | 29.1598 | 29.1598 | 29.1598 | 29.1598 | 29.1598 | 29.1598 | 29.1598 | 29.1598 | 29.1598 | 29.1598 | 29.1598 | 29.1598 | 29.1598 | 29.1598 | 29.1598 | 29.1598 | 29.1598 | 29.1598 | 29.1598 | 29.1598 | 29.1598 | 29.1598 | 29.1598 | 29.1598 | 29.1598 | 29.1598 | 29.1598 | 29.1598 | 29.1598 | 29.1598 | 29.1598
3490 | 29.1605 | 29.1605 | 29.1605 | 29.1605 | 29.1605 | 29.1605 | 29.1605 | 29.1605 | 29.1605 | 29.1605 | 29.1605 | 29.1605 | 29.1605 | 29.1605 | 29.1605 | 29.1605 | 29.1605 | 29.1605 | 29.1605 | 29.1605 | 29.1605 | 29.1605 | 29.1605 | 29.1605 | 29.1605 | 29.1605 | 29.1605 | 29.1605 | 29.1605 | 29.1605 | 29.1605 | 29.1605 | 29.1605 | 29.1605 | 29.1605 | 29.1605 | 29.1605 | 29.1605 | 29.1605 | 29.1605 | 29.1605 | 29.1605 | 29.1605 | 29.1605 | 29.1605 | 29.1605 | 29.1605 | 29.1605 | 29.1605 | 29.1605 | 29.1605 | 29.1605 | 29.1605 | 29.1605 | 29.1605 | 29.1605 | 29.1605 | 29.1605 | 29.1605 | 29.1605
3491 | 29.1613 | 29.1613 | 29.1613 | 29.1613 | 29.1613 | 29.1613 | 29.1613 | 29.1613 | 29.1613 | 29.1613 | 29.1613 | 29.1613 | 29.1613 | 29.1613 | 29.1613 | 29.1613 | 29.1613 | 29.1613 | 29.1613 | 29.1613 | 29.1613 | 29.1613 | 29.1613 | 29.1613 | 29.1613 | 29.1613 | 29.1613 | 29.1613 | 29.1613 | 29.1613 | 29.1613 | 29.1613 | 29.1613 | 29.1613 | 29.1613 | 29.1613 | 29.1613 | 29.1613 | 29.1613 | 29.1613 | 29.1613 | 29.1613 | 29.1613 | 29.1613 | 29.1613 | 29.1613 | 29.1613 | 29.1613 | 29.1613 | 29.1613 | 29.1613 | 29.1613 | 29.1613 | 29.1613 | 29.1613 | 29.1613 | 29.1613 | 29.1613 | 29.1613 | 29.1613
3492 | 29.162 | 29.162 | 29.162 | 29.162 | 29.162 | 29.162 | 29.162 | 29.162 | 29.162 | 29.162 | 29.162 | 29.162 | 29.162 | 29.162 | 29.162 | 29.162 | 29.162 | 29.162 | 29.162 | 29.162 | 29.162 | 29.162 | 29.162 | 29.162 | 29.162 | 29.162 | 29.162 | 29.162 | 29.162 | 29.162 | 29.162 | 29.162 | 29.162 | 29.162 | 29.162 | 29.162 | 29.162 | 29.162 | 29.162 | 29.162 | 29.162 | 29.162 | 29.162 | 29.162 | 29.162 | 29.162 | 29.162 | 29.162 | 29.162 | 29.162 | 29.162 | 29.162 | 29.162 | 29.162 | 29.162 | 29.162 | 29.162 | 29.162 | 29.162 | 29.162
3493 | 29.1627 | 29.1627 | 29.1627 | 29.1627 | 29.1627 | 29.1627 | 29.1627 | 29.1627 | 29.1627 | 29.1627 | 29.1627 | 29.1627 | 29.1627 | 29.1627 | 29.1627 | 29.1627 | 29.1627 | 29.1627 | 29.1627 | 29.1627 | 29.1627 | 29.1627 | 29.1627 | 29.1627 | 29.1627 | 29.1627 | 29.1627 | 29.1627 | 29.1627 | 29.1627 | 29.1627 | 29.1627 | 29.1627 | 29.1627 | 29.1627 | 29.1627 | 29.1627 | 29.1627 | 29.1627 | 29.1627 | 29.1627 | 29.1627 | 29.1627 | 29.1627 | 29.1627 | 29.1627 | 29.1627 | 29.1627 | 29.1627 | 29.1627 | 29.1627 | 29.1627 | 29.1627 | 29.1627 | 29.1627 | 29.1627 | 29.1627 | 29.1627 | 29.1627 | 29.1627
3494 | 29.1634 | 29.1634 | 29.1634 | 29.1634 | 29.1634 | 29.1634 | 29.1634 | 29.1634 | 29.1634 | 29.1634 | 29.1634 | 29.1634 | 29.1634 | 29.1634 | 29.1634 | 29.1634 | 29.1634 | 29.1634 | 29.1634 | 29.1634 | 29.1634 | 29.1634 | 29.1634 | 29.1634 | 29.1634 | 29.1634 | 29.1634 | 29.1634 | 29.1634 | 29.1634 | 29.1634 | 29.1634 | 29.1634 | 29.1634 | 29.1634 | 29.1634 | 29.1634 | 29.1634 | 29.1634 | 29.1634 | 29.1634 | 29.1634 | 29.1634 | 29.1634 | 29.1634 | 29.1634 | 29.1634 | 29.1634 | 29.1634 | 29.1634 | 29.1634 | 29.1634 | 29.1634 | 29.1634 | 29.1634 | 29.1634 | 29.1634 | 29.1634 | 29.1634 | 29.1634
3495 | 29.1641 | 29.1641 | 29.1641 | 29.1641 | 29.1641 | 29.1641 | 29.1641 | 29.1641 | 29.1641 | 29.1641 | 29.1641 | 29.1641 | 29.1641 | 29.1641 | 29.1641 | 29.1641 | 29.1641 | 29.1641 | 29.1641 | 29.1641 | 29.1641 | 29.1641 | 29.1641 | 29.1641 | 29.1641 | 29.1641 | 29.1641 | 29.1641 | 29.1641 | 29.1641 | 29.1641 | 29.1641 | 29.1641 | 29.1641 | 29.1641 | 29.1641 | 29.1641 | 29.1641 | 29.1641 | 29.1641 | 29.1641 | 29.1641 | 29.1641 | 29.1641 | 29.1641 | 29.1641 | 29.1641 | 29.1641 | 29.1641 | 29.1641 | 29.1641 | 29.1641 | 29.1641 | 29.1641 | 29.1641 | 29.1641 | 29.1641 | 29.1641 | 29.1641 | 29.1641
3496 | 29.1648 | 29.1648 | 29.1648 | 29.1648 | 29.1648 | 29.1648 | 29.1648 | 29.1648 | 29.1648 | 29.1648 | 29.1648 | 29.1648 | 29.1648 | 29.1648 | 29.1648 | 29.1648 | 29.1648 | 29.1648 | 29.1648 | 29.1648 | 29.1648 | 29.1648 | 29.1648 | 29.1648 | 29.1648 | 29.1648 | 29.1648 | 29.1648 | 29.1648 | 29.1648 | 29.1648 | 29.1648 | 29.1648 | 29.1648 | 29.1648 | 29.1648 | 29.1648 | 29.1648 | 29.1648 | 29.1648 | 29.1648 | 29.1648 | 29.1648 | 29.1648 | 29.1648 | 29.1648 | 29.1648 | 29.1648 | 29.1648 | 29.1648 | 29.1648 | 29.1648 | 29.1648 | 29.1648 | 29.1648 | 29.1648 | 29.1648 | 29.1648 | 29.1648 | 29.1648
3497 | 29.1655 | 29.1655 | 29.1655 | 29.1655 | 29.1655 | 29.1655 | 29.1655 | 29.1655 | 29.1655 | 29.1655 | 29.1655 | 29.1655 | 29.1655 | 29.1655 | 29.1655 | 29.1655 | 29.1655 | 29.1655 | 29.1655 | 29.1655 | 29.1655 | 29.1655 | 29.1655 | 29.1655 | 29.1655 | 29.1655 | 29.1655 | 29.1655 | 29.1655 | 29.1655 | 29.1655 | 29.1655 | 29.1655 | 29.1655 | 29.1655 | 29.1655 | 29.1655 | 29.1655 | 29.1655 | 29.1655 | 29.1655 | 29.1655 | 29.1655 | 29.1655 | 29.1655 | 29.1655 | 29.1655 | 29.1655 | 29.1655 | 29.1655 | 29.1655 | 29.1655 | 29.1655 | 29.1655 | 29.1655 | 29.1655 | 29.1655 | 29.1655 | 29.1655 | 29.1655
3498 | 29.1663 | 29.1663 | 29.1663 | 29.1663 | 29.1663 | 29.1663 | 29.1663 | 29.1663 | 29.1663 | 29.1663 | 29.1663 | 29.1663 | 29.1663 | 29.1663 | 29.1663 | 29.1663 | 29.1663 | 29.1663 | 29.1663 | 29.1663 | 29.1663 | 29.1663 | 29.1663 | 29.1663 | 29.1663 | 29.1663 | 29.1663 | 29.1663 | 29.1663 | 29.1663 | 29.1663 | 29.1663 | 29.1663 | 29.1663 | 29.1663 | 29.1663 | 29.1663 | 29.1663 | 29.1663 | 29.1663 | 29.1663 | 29.1663 | 29.1663 | 29.1663 | 29.1663 | 29.1663 | 29.1663 | 29.1663 | 29.1663 | 29.1663 | 29.1663 | 29.1663 | 29.1663 | 29.1663 | 29.1663 | 29.1663 | 29.1663 | 29.1663 | 29.1663 | 29.1663
3499 | 29.167 | 29.167 | 29.167 | 29.167 | 29.167 | 29.167 | 29.167 | 29.167 | 29.167 | 29.167 | 29.167 | 29.167 | 29.167 | 29.167 | 29.167 | 29.167 | 29.167 | 29.167 | 29.167 | 29.167 | 29.167 | 29.167 | 29.167 | 29.167 | 29.167 | 29.167 | 29.167 | 29.167 | 29.167 | 29.167 | 29.167 | 29.167 | 29.167 | 29.167 | 29.167 | 29.167 | 29.167 | 29.167 | 29.167 | 29.167 | 29.167 | 29.167 | 29.167 | 29.167 | 29.167 | 29.167 | 29.167 | 29.167 | 29.167 | 29.167 | 29.167 | 29.167 | 29.167 | 29.167 | 29.167 | 29.167 | 29.167 | 29.167 | 29.167 | 29.167
3500 | 29.1677 | 29.1677 | 29.1677 | 29.1677 | 29.1677 | 29.1677 | 29.1677 | 29.1677 | 29.1677 | 29.1677 | 29.1677 | 29.1677 | 29.1677 | 29.1677 | 29.1677 | 29.1677 | 29.1677 | 29.1677 | 29.1677 | 29.1677 | 29.1677 | 29.1677 | 29.1677 | 29.1677 | 29.1677 | 29.1677 | 29.1677 | 29.1677 | 29.1677 | 29.1677 | 29.1677 | 29.1677 | 29.1677 | 29.1677 | 29.1677 | 29.1677 | 29.1677 | 29.1677 | 29.1677 | 29.1677 | 29.1677 | 29.1677 | 29.1677 | 29.1677 | 29.1677 | 29.1677 | 29.1677 | 29.1677 | 29.1677 | 29.1677 | 29.1677 | 29.1677 | 29.1677 | 29.1677 | 29.1677 | 29.1677 | 29.1677 | 29.1677 | 29.1677 | 29.1677
3501 | 29.1684 | 29.1684 | 29.1684 | 29.1684 | 29.1684 | 29.1684 | 29.1684 | 29.1684 | 29.1684 | 29.1684 | 29.1684 | 29.1684 | 29.1684 | 29.1684 | 29.1684 | 29.1684 | 29.1684 | 29.1684 | 29.1684 | 29.1684 | 29.1684 | 29.1684 | 29.1684 | 29.1684 | 29.1684 | 29.1684 | 29.1684 | 29.1684 | 29.1684 | 29.1684 | 29.1684 | 29.1684 | 29.1684 | 29.1684 | 29.1684 | 29.1684 | 29.1684 | 29.1684 | 29.1684 | 29.1684 | 29.1684 | 29.1684 | 29.1684 | 29.1684 | 29.1684 | 29.1684 | 29.1684 | 29.1684 | 29.1684 | 29.1684 | 29.1684 | 29.1684 | 29.1684 | 29.1684 | 29.1684 | 29.1684 | 29.1684 | 29.1684 | 29.1684 | 29.1684
3502 | 29.1691 | 29.1691 | 29.1691 | 29.1691 | 29.1691 | 29.1691 | 29.1691 | 29.1691 | 29.1691 | 29.1691 | 29.1691 | 29.1691 | 29.1691 | 29.1691 | 29.1691 | 29.1691 | 29.1691 | 29.1691 | 29.1691 | 29.1691 | 29.1691 | 29.1691 | 29.1691 | 29.1691 | 29.1691 | 29.1691 | 29.1691 | 29.1691 | 29.1691 | 29.1691 | 29.1691 | 29.1691 | 29.1691 | 29.1691 | 29.1691 | 29.1691 | 29.1691 | 29.1691 | 29.1691 | 29.1691 | 29.1691 | 29.1691 | 29.1691 | 29.1691 | 29.1691 | 29.1691 | 29.1691 | 29.1691 | 29.1691 | 29.1691 | 29.1691 | 29.1691 | 29.1691 | 29.1691 | 29.1691 | 29.1691 | 29.1691 | 29.1691 | 29.1691 | 29.1691
3503 | 29.1698 | 29.1698 | 29.1698 | 29.1698 | 29.1698 | 29.1698 | 29.1698 | 29.1698 | 29.1698 | 29.1698 | 29.1698 | 29.1698 | 29.1698 | 29.1698 | 29.1698 | 29.1698 | 29.1698 | 29.1698 | 29.1698 | 29.1698 | 29.1698 | 29.1698 | 29.1698 | 29.1698 | 29.1698 | 29.1698 | 29.1698 | 29.1698 | 29.1698 | 29.1698 | 29.1698 | 29.1698 | 29.1698 | 29.1698 | 29.1698 | 29.1698 | 29.1698 | 29.1698 | 29.1698 | 29.1698 | 29.1698 | 29.1698 | 29.1698 | 29.1698 | 29.1698 | 29.1698 | 29.1698 | 29.1698 | 29.1698 | 29.1698 | 29.1698 | 29.1698 | 29.1698 | 29.1698 | 29.1698 | 29.1698 | 29.1698 | 29.1698 | 29.1698 | 29.1698
3504 | 29.1705 | 29.1705 | 29.1705 | 29.1705 | 29.1705 | 29.1705 | 29.1705 | 29.1705 | 29.1705 | 29.1705 | 29.1705 | 29.1705 | 29.1705 | 29.1705 | 29.1705 | 29.1705 | 29.1705 | 29.1705 | 29.1705 | 29.1705 | 29.1705 | 29.1705 | 29.1705 | 29.1705 | 29.1705 | 29.1705 | 29.1705 | 29.1705 | 29.1705 | 29.1705 | 29.1705 | 29.1705 | 29.1705 | 29.1705 | 29.1705 | 29.1705 | 29.1705 | 29.1705 | 29.1705 | 29.1705 | 29.1705 | 29.1705 | 29.1705 | 29.1705 | 29.1705 | 29.1705 | 29.1705 | 29.1705 | 29.1705 | 29.1705 | 29.1705 | 29.1705 | 29.1705 | 29.1705 | 29.1705 | 29.1705 | 29.1705 | 29.1705 | 29.1705 | 29.1705
3505 | 29.1713 | 29.1713 | 29.1713 | 29.1713 | 29.1713 | 29.1713 | 29.1713 | 29.1713 | 29.1713 | 29.1713 | 29.1713 | 29.1713 | 29.1713 | 29.1713 | 29.1713 | 29.1713 | 29.1713 | 29.1713 | 29.1713 | 29.1713 | 29.1713 | 29.1713 | 29.1713 | 29.1713 | 29.1713 | 29.1713 | 29.1713 | 29.1713 | 29.1713 | 29.1713 | 29.1713 | 29.1713 | 29.1713 | 29.1713 | 29.1713 | 29.1713 | 29.1713 | 29.1713 | 29.1713 | 29.1713 | 29.1713 | 29.1713 | 29.1713 | 29.1713 | 29.1713 | 29.1713 | 29.1713 | 29.1713 | 29.1713 | 29.1713 | 29.1713 | 29.1713 | 29.1713 | 29.1713 | 29.1713 | 29.1713 | 29.1713 | 29.1713 | 29.1713 | 29.1713
3506 | 29.172 | 29.172 | 29.172 | 29.172 | 29.172 | 29.172 | 29.172 | 29.172 | 29.172 | 29.172 | 29.172 | 29.172 | 29.172 | 29.172 | 29.172 | 29.172 | 29.172 | 29.172 | 29.172 | 29.172 | 29.172 | 29.172 | 29.172 | 29.172 | 29.172 | 29.172 | 29.172 | 29.172 | 29.172 | 29.172 | 29.172 | 29.172 | 29.172 | 29.172 | 29.172 | 29.172 | 29.172 | 29.172 | 29.172 | 29.172 | 29.172 | 29.172 | 29.172 | 29.172 | 29.172 | 29.172 | 29.172 | 29.172 | 29.172 | 29.172 | 29.172 | 29.172 | 29.172 | 29.172 | 29.172 | 29.172 | 29.172 | 29.172 | 29.172 | 29.172
3507 | 29.1727 | 29.1727 | 29.1727 | 29.1727 | 29.1727 | 29.1727 | 29.1727 | 29.1727 | 29.1727 | 29.1727 | 29.1727 | 29.1727 | 29.1727 | 29.1727 | 29.1727 | 29.1727 | 29.1727 | 29.1727 | 29.1727 | 29.1727 | 29.1727 | 29.1727 | 29.1727 | 29.1727 | 29.1727 | 29.1727 | 29.1727 | 29.1727 | 29.1727 | 29.1727 | 29.1727 | 29.1727 | 29.1727 | 29.1727 | 29.1727 | 29.1727 | 29.1727 | 29.1727 | 29.1727 | 29.1727 | 29.1727 | 29.1727 | 29.1727 | 29.1727 | 29.1727 | 29.1727 | 29.1727 | 29.1727 | 29.1727 | 29.1727 | 29.1727 | 29.1727 | 29.1727 | 29.1727 | 29.1727 | 29.1727 | 29.1727 | 29.1727 | 29.1727 | 29.1727
3508 | 29.1734 | 29.1734 | 29.1734 | 29.1734 | 29.1734 | 29.1734 | 29.1734 | 29.1734 | 29.1734 | 29.1734 | 29.1734 | 29.1734 | 29.1734 | 29.1734 | 29.1734 | 29.1734 | 29.1734 | 29.1734 | 29.1734 | 29.1734 | 29.1734 | 29.1734 | 29.1734 | 29.1734 | 29.1734 | 29.1734 | 29.1734 | 29.1734 | 29.1734 | 29.1734 | 29.1734 | 29.1734 | 29.1734 | 29.1734 | 29.1734 | 29.1734 | 29.1734 | 29.1734 | 29.1734 | 29.1734 | 29.1734 | 29.1734 | 29.1734 | 29.1734 | 29.1734 | 29.1734 | 29.1734 | 29.1734 | 29.1734 | 29.1734 | 29.1734 | 29.1734 | 29.1734 | 29.1734 | 29.1734 | 29.1734 | 29.1734 | 29.1734 | 29.1734 | 29.1734
3509 | 29.1741 | 29.1741 | 29.1741 | 29.1741 | 29.1741 | 29.1741 | 29.1741 | 29.1741 | 29.1741 | 29.1741 | 29.1741 | 29.1741 | 29.1741 | 29.1741 | 29.1741 | 29.1741 | 29.1741 | 29.1741 | 29.1741 | 29.1741 | 29.1741 | 29.1741 | 29.1741 | 29.1741 | 29.1741 | 29.1741 | 29.1741 | 29.1741 | 29.1741 | 29.1741 | 29.1741 | 29.1741 | 29.1741 | 29.1741 | 29.1741 | 29.1741 | 29.1741 | 29.1741 | 29.1741 | 29.1741 | 29.1741 | 29.1741 | 29.1741 | 29.1741 | 29.1741 | 29.1741 | 29.1741 | 29.1741 | 29.1741 | 29.1741 | 29.1741 | 29.1741 | 29.1741 | 29.1741 | 29.1741 | 29.1741 | 29.1741 | 29.1741 | 29.1741 | 29.1741
3510 | 29.1748 | 29.1748 | 29.1748 | 29.1748 | 29.1748 | 29.1748 | 29.1748 | 29.1748 | 29.1748 | 29.1748 | 29.1748 | 29.1748 | 29.1748 | 29.1748 | 29.1748 | 29.1748 | 29.1748 | 29.1748 | 29.1748 | 29.1748 | 29.1748 | 29.1748 | 29.1748 | 29.1748 | 29.1748 | 29.1748 | 29.1748 | 29.1748 | 29.1748 | 29.1748 | 29.1748 | 29.1748 | 29.1748 | 29.1748 | 29.1748 | 29.1748 | 29.1748 | 29.1748 | 29.1748 | 29.1748 | 29.1748 | 29.1748 | 29.1748 | 29.1748 | 29.1748 | 29.1748 | 29.1748 | 29.1748 | 29.1748 | 29.1748 | 29.1748 | 29.1748 | 29.1748 | 29.1748 | 29.1748 | 29.1748 | 29.1748 | 29.1748 | 29.1748 | 29.1748
3511 | 29.1755 | 29.1755 | 29.1755 | 29.1755 | 29.1755 | 29.1755 | 29.1755 | 29.1755 | 29.1755 | 29.1755 | 29.1755 | 29.1755 | 29.1755 | 29.1755 | 29.1755 | 29.1755 | 29.1755 | 29.1755 | 29.1755 | 29.1755 | 29.1755 | 29.1755 | 29.1755 | 29.1755 | 29.1755 | 29.1755 | 29.1755 | 29.1755 | 29.1755 | 29.1755 | 29.1755 | 29.1755 | 29.1755 | 29.1755 | 29.1755 | 29.1755 | 29.1755 | 29.1755 | 29.1755 | 29.1755 | 29.1755 | 29.1755 | 29.1755 | 29.1755 | 29.1755 | 29.1755 | 29.1755 | 29.1755 | 29.1755 | 29.1755 | 29.1755 | 29.1755 | 29.1755 | 29.1755 | 29.1755 | 29.1755 | 29.1755 | 29.1755 | 29.1755 | 29.1755
3512 | 29.1762 | 29.1762 | 29.1762 | 29.1762 | 29.1762 | 29.1762 | 29.1762 | 29.1762 | 29.1762 | 29.1762 | 29.1762 | 29.1762 | 29.1762 | 29.1762 | 29.1762 | 29.1762 | 29.1762 | 29.1762 | 29.1762 | 29.1762 | 29.1762 | 29.1762 | 29.1762 | 29.1762 | 29.1762 | 29.1762 | 29.1762 | 29.1762 | 29.1762 | 29.1762 | 29.1762 | 29.1762 | 29.1762 | 29.1762 | 29.1762 | 29.1762 | 29.1762 | 29.1762 | 29.1762 | 29.1762 | 29.1762 | 29.1762 | 29.1762 | 29.1762 | 29.1762 | 29.1762 | 29.1762 | 29.1762 | 29.1762 | 29.1762 | 29.1762 | 29.1762 | 29.1762 | 29.1762 | 29.1762 | 29.1762 | 29.1762 | 29.1762 | 29.1762 | 29.1762
3513 | 29.177 | 29.177 | 29.177 | 29.177 | 29.177 | 29.177 | 29.177 | 29.177 | 29.177 | 29.177 | 29.177 | 29.177 | 29.177 | 29.177 | 29.177 | 29.177 | 29.177 | 29.177 | 29.177 | 29.177 | 29.177 | 29.177 | 29.177 | 29.177 | 29.177 | 29.177 | 29.177 | 29.177 | 29.177 | 29.177 | 29.177 | 29.177 | 29.177 | 29.177 | 29.177 | 29.177 | 29.177 | 29.177 | 29.177 | 29.177 | 29.177 | 29.177 | 29.177 | 29.177 | 29.177 | 29.177 | 29.177 | 29.177 | 29.177 | 29.177 | 29.177 | 29.177 | 29.177 | 29.177 | 29.177 | 29.177 | 29.177 | 29.177 | 29.177 | 29.177
3514 | 29.1777 | 29.1777 | 29.1777 | 29.1777 | 29.1777 | 29.1777 | 29.1777 | 29.1777 | 29.1777 | 29.1777 | 29.1777 | 29.1777 | 29.1777 | 29.1777 | 29.1777 | 29.1777 | 29.1777 | 29.1777 | 29.1777 | 29.1777 | 29.1777 | 29.1777 | 29.1777 | 29.1777 | 29.1777 | 29.1777 | 29.1777 | 29.1777 | 29.1777 | 29.1777 | 29.1777 | 29.1777 | 29.1777 | 29.1777 | 29.1777 | 29.1777 | 29.1777 | 29.1777 | 29.1777 | 29.1777 | 29.1777 | 29.1777 | 29.1777 | 29.1777 | 29.1777 | 29.1777 | 29.1777 | 29.1777 | 29.1777 | 29.1777 | 29.1777 | 29.1777 | 29.1777 | 29.1777 | 29.1777 | 29.1777 | 29.1777 | 29.1777 | 29.1777 | 29.1777
3515 | 29.1784 | 29.1784 | 29.1784 | 29.1784 | 29.1784 | 29.1784 | 29.1784 | 29.1784 | 29.1784 | 29.1784 | 29.1784 | 29.1784 | 29.1784 | 29.1784 | 29.1784 | 29.1784 | 29.1784 | 29.1784 | 29.1784 | 29.1784 | 29.1784 | 29.1784 | 29.1784 | 29.1784 | 29.1784 | 29.1784 | 29.1784 | 29.1784 | 29.1784 | 29.1784 | 29.1784 | 29.1784 | 29.1784 | 29.1784 | 29.1784 | 29.1784 | 29.1784 | 29.1784 | 29.1784 | 29.1784 | 29.1784 | 29.1784 | 29.1784 | 29.1784 | 29.1784 | 29.1784 | 29.1784 | 29.1784 | 29.1784 | 29.1784 | 29.1784 | 29.1784 | 29.1784 | 29.1784 | 29.1784 | 29.1784 | 29.1784 | 29.1784 | 29.1784 | 29.1784
3516 | 29.1791 | 29.1791 | 29.1791 | 29.1791 | 29.1791 | 29.1791 | 29.1791 | 29.1791 | 29.1791 | 29.1791 | 29.1791 | 29.1791 | 29.1791 | 29.1791 | 29.1791 | 29.1791 | 29.1791 | 29.1791 | 29.1791 | 29.1791 | 29.1791 | 29.1791 | 29.1791 | 29.1791 | 29.1791 | 29.1791 | 29.1791 | 29.1791 | 29.1791 | 29.1791 | 29.1791 | 29.1791 | 29.1791 | 29.1791 | 29.1791 | 29.1791 | 29.1791 | 29.1791 | 29.1791 | 29.1791 | 29.1791 | 29.1791 | 29.1791 | 29.1791 | 29.1791 | 29.1791 | 29.1791 | 29.1791 | 29.1791 | 29.1791 | 29.1791 | 29.1791 | 29.1791 | 29.1791 | 29.1791 | 29.1791 | 29.1791 | 29.1791 | 29.1791 | 29.1791
3517 | 29.1798 | 29.1798 | 29.1798 | 29.1798 | 29.1798 | 29.1798 | 29.1798 | 29.1798 | 29.1798 | 29.1798 | 29.1798 | 29.1798 | 29.1798 | 29.1798 | 29.1798 | 29.1798 | 29.1798 | 29.1798 | 29.1798 | 29.1798 | 29.1798 | 29.1798 | 29.1798 | 29.1798 | 29.1798 | 29.1798 | 29.1798 | 29.1798 | 29.1798 | 29.1798 | 29.1798 | 29.1798 | 29.1798 | 29.1798 | 29.1798 | 29.1798 | 29.1798 | 29.1798 | 29.1798 | 29.1798 | 29.1798 | 29.1798 | 29.1798 | 29.1798 | 29.1798 | 29.1798 | 29.1798 | 29.1798 | 29.1798 | 29.1798 | 29.1798 | 29.1798 | 29.1798 | 29.1798 | 29.1798 | 29.1798 | 29.1798 | 29.1798 | 29.1798 | 29.1798
3518 | 29.1805 | 29.1805 | 29.1805 | 29.1805 | 29.1805 | 29.1805 | 29.1805 | 29.1805 | 29.1805 | 29.1805 | 29.1805 | 29.1805 | 29.1805 | 29.1805 | 29.1805 | 29.1805 | 29.1805 | 29.1805 | 29.1805 | 29.1805 | 29.1805 | 29.1805 | 29.1805 | 29.1805 | 29.1805 | 29.1805 | 29.1805 | 29.1805 | 29.1805 | 29.1805 | 29.1805 | 29.1805 | 29.1805 | 29.1805 | 29.1805 | 29.1805 | 29.1805 | 29.1805 | 29.1805 | 29.1805 | 29.1805 | 29.1805 | 29.1805 | 29.1805 | 29.1805 | 29.1805 | 29.1805 | 29.1805 | 29.1805 | 29.1805 | 29.1805 | 29.1805 | 29.1805 | 29.1805 | 29.1805 | 29.1805 | 29.1805 | 29.1805 | 29.1805 | 29.1805
3519 | 29.1812 | 29.1812 | 29.1812 | 29.1812 | 29.1812 | 29.1812 | 29.1812 | 29.1812 | 29.1812 | 29.1812 | 29.1812 | 29.1812 | 29.1812 | 29.1812 | 29.1812 | 29.1812 | 29.1812 | 29.1812 | 29.1812 | 29.1812 | 29.1812 | 29.1812 | 29.1812 | 29.1812 | 29.1812 | 29.1812 | 29.1812 | 29.1812 | 29.1812 | 29.1812 | 29.1812 | 29.1812 | 29.1812 | 29.1812 | 29.1812 | 29.1812 | 29.1812 | 29.1812 | 29.1812 | 29.1812 | 29.1812 | 29.1812 | 29.1812 | 29.1812 | 29.1812 | 29.1812 | 29.1812 | 29.1812 | 29.1812 | 29.1812 | 29.1812 | 29.1812 | 29.1812 | 29.1812 | 29.1812 | 29.1812 | 29.1812 | 29.1812 | 29.1812 | 29.1812
3520 | 29.1819 | 29.1819 | 29.1819 | 29.1819 | 29.1819 | 29.1819 | 29.1819 | 29.1819 | 29.1819 | 29.1819 | 29.1819 | 29.1819 | 29.1819 | 29.1819 | 29.1819 | 29.1819 | 29.1819 | 29.1819 | 29.1819 | 29.1819 | 29.1819 | 29.1819 | 29.1819 | 29.1819 | 29.1819 | 29.1819 | 29.1819 | 29.1819 | 29.1819 | 29.1819 | 29.1819 | 29.1819 | 29.1819 | 29.1819 | 29.1819 | 29.1819 | 29.1819 | 29.1819 | 29.1819 | 29.1819 | 29.1819 | 29.1819 | 29.1819 | 29.1819 | 29.1819 | 29.1819 | 29.1819 | 29.1819 | 29.1819 | 29.1819 | 29.1819 | 29.1819 | 29.1819 | 29.1819 | 29.1819 | 29.1819 | 29.1819 | 29.1819 | 29.1819 | 29.1819
3521 | 29.1826 | 29.1826 | 29.1826 | 29.1826 | 29.1826 | 29.1826 | 29.1826 | 29.1826 | 29.1826 | 29.1826 | 29.1826 | 29.1826 | 29.1826 | 29.1826 | 29.1826 | 29.1826 | 29.1826 | 29.1826 | 29.1826 | 29.1826 | 29.1826 | 29.1826 | 29.1826 | 29.1826 | 29.1826 | 29.1826 | 29.1826 | 29.1826 | 29.1826 | 29.1826 | 29.1826 | 29.1826 | 29.1826 | 29.1826 | 29.1826 | 29.1826 | 29.1826 | 29.1826 | 29.1826 | 29.1826 | 29.1826 | 29.1826 | 29.1826 | 29.1826 | 29.1826 | 29.1826 | 29.1826 | 29.1826 | 29.1826 | 29.1826 | 29.1826 | 29.1826 | 29.1826 | 29.1826 | 29.1826 | 29.1826 | 29.1826 | 29.1826 | 29.1826 | 29.1826
3522 | 29.1834 | 29.1834 | 29.1834 | 29.1834 | 29.1834 | 29.1834 | 29.1834 | 29.1834 | 29.1834 | 29.1834 | 29.1834 | 29.1834 | 29.1834 | 29.1834 | 29.1834 | 29.1834 | 29.1834 | 29.1834 | 29.1834 | 29.1834 | 29.1834 | 29.1834 | 29.1834 | 29.1834 | 29.1834 | 29.1834 | 29.1834 | 29.1834 | 29.1834 | 29.1834 | 29.1834 | 29.1834 | 29.1834 | 29.1834 | 29.1834 | 29.1834 | 29.1834 | 29.1834 | 29.1834 | 29.1834 | 29.1834 | 29.1834 | 29.1834 | 29.1834 | 29.1834 | 29.1834 | 29.1834 | 29.1834 | 29.1834 | 29.1834 | 29.1834 | 29.1834 | 29.1834 | 29.1834 | 29.1834 | 29.1834 | 29.1834 | 29.1834 | 29.1834 | 29.1834
3523 | 29.1841 | 29.1841 | 29.1841 | 29.1841 | 29.1841 | 29.1841 | 29.1841 | 29.1841 | 29.1841 | 29.1841 | 29.1841 | 29.1841 | 29.1841 | 29.1841 | 29.1841 | 29.1841 | 29.1841 | 29.1841 | 29.1841 | 29.1841 | 29.1841 | 29.1841 | 29.1841 | 29.1841 | 29.1841 | 29.1841 | 29.1841 | 29.1841 | 29.1841 | 29.1841 | 29.1841 | 29.1841 | 29.1841 | 29.1841 | 29.1841 | 29.1841 | 29.1841 | 29.1841 | 29.1841 | 29.1841 | 29.1841 | 29.1841 | 29.1841 | 29.1841 | 29.1841 | 29.1841 | 29.1841 | 29.1841 | 29.1841 | 29.1841 | 29.1841 | 29.1841 | 29.1841 | 29.1841 | 29.1841 | 29.1841 | 29.1841 | 29.1841 | 29.1841 | 29.1841
3524 | 29.1848 | 29.1848 | 29.1848 | 29.1848 | 29.1848 | 29.1848 | 29.1848 | 29.1848 | 29.1848 | 29.1848 | 29.1848 | 29.1848 | 29.1848 | 29.1848 | 29.1848 | 29.1848 | 29.1848 | 29.1848 | 29.1848 | 29.1848 | 29.1848 | 29.1848 | 29.1848 | 29.1848 | 29.1848 | 29.1848 | 29.1848 | 29.1848 | 29.1848 | 29.1848 | 29.1848 | 29.1848 | 29.1848 | 29.1848 | 29.1848 | 29.1848 | 29.1848 | 29.1848 | 29.1848 | 29.1848 | 29.1848 | 29.1848 | 29.1848 | 29.1848 | 29.1848 | 29.1848 | 29.1848 | 29.1848 | 29.1848 | 29.1848 | 29.1848 | 29.1848 | 29.1848 | 29.1848 | 29.1848 | 29.1848 | 29.1848 | 29.1848 | 29.1848 | 29.1848
3525 | 29.1855 | 29.1855 | 29.1855 | 29.1855 | 29.1855 | 29.1855 | 29.1855 | 29.1855 | 29.1855 | 29.1855 | 29.1855 | 29.1855 | 29.1855 | 29.1855 | 29.1855 | 29.1855 | 29.1855 | 29.1855 | 29.1855 | 29.1855 | 29.1855 | 29.1855 | 29.1855 | 29.1855 | 29.1855 | 29.1855 | 29.1855 | 29.1855 | 29.1855 | 29.1855 | 29.1855 | 29.1855 | 29.1855 | 29.1855 | 29.1855 | 29.1855 | 29.1855 | 29.1855 | 29.1855 | 29.1855 | 29.1855 | 29.1855 | 29.1855 | 29.1855 | 29.1855 | 29.1855 | 29.1855 | 29.1855 | 29.1855 | 29.1855 | 29.1855 | 29.1855 | 29.1855 | 29.1855 | 29.1855 | 29.1855 | 29.1855 | 29.1855 | 29.1855 | 29.1855
3526 | 29.1862 | 29.1862 | 29.1862 | 29.1862 | 29.1862 | 29.1862 | 29.1862 | 29.1862 | 29.1862 | 29.1862 | 29.1862 | 29.1862 | 29.1862 | 29.1862 | 29.1862 | 29.1862 | 29.1862 | 29.1862 | 29.1862 | 29.1862 | 29.1862 | 29.1862 | 29.1862 | 29.1862 | 29.1862 | 29.1862 | 29.1862 | 29.1862 | 29.1862 | 29.1862 | 29.1862 | 29.1862 | 29.1862 | 29.1862 | 29.1862 | 29.1862 | 29.1862 | 29.1862 | 29.1862 | 29.1862 | 29.1862 | 29.1862 | 29.1862 | 29.1862 | 29.1862 | 29.1862 | 29.1862 | 29.1862 | 29.1862 | 29.1862 | 29.1862 | 29.1862 | 29.1862 | 29.1862 | 29.1862 | 29.1862 | 29.1862 | 29.1862 | 29.1862 | 29.1862
3527 | 29.1869 | 29.1869 | 29.1869 | 29.1869 | 29.1869 | 29.1869 | 29.1869 | 29.1869 | 29.1869 | 29.1869 | 29.1869 | 29.1869 | 29.1869 | 29.1869 | 29.1869 | 29.1869 | 29.1869 | 29.1869 | 29.1869 | 29.1869 | 29.1869 | 29.1869 | 29.1869 | 29.1869 | 29.1869 | 29.1869 | 29.1869 | 29.1869 | 29.1869 | 29.1869 | 29.1869 | 29.1869 | 29.1869 | 29.1869 | 29.1869 | 29.1869 | 29.1869 | 29.1869 | 29.1869 | 29.1869 | 29.1869 | 29.1869 | 29.1869 | 29.1869 | 29.1869 | 29.1869 | 29.1869 | 29.1869 | 29.1869 | 29.1869 | 29.1869 | 29.1869 | 29.1869 | 29.1869 | 29.1869 | 29.1869 | 29.1869 | 29.1869 | 29.1869 | 29.1869
3528 | 29.1876 | 29.1876 | 29.1876 | 29.1876 | 29.1876 | 29.1876 | 29.1876 | 29.1876 | 29.1876 | 29.1876 | 29.1876 | 29.1876 | 29.1876 | 29.1876 | 29.1876 | 29.1876 | 29.1876 | 29.1876 | 29.1876 | 29.1876 | 29.1876 | 29.1876 | 29.1876 | 29.1876 | 29.1876 | 29.1876 | 29.1876 | 29.1876 | 29.1876 | 29.1876 | 29.1876 | 29.1876 | 29.1876 | 29.1876 | 29.1876 | 29.1876 | 29.1876 | 29.1876 | 29.1876 | 29.1876 | 29.1876 | 29.1876 | 29.1876 | 29.1876 | 29.1876 | 29.1876 | 29.1876 | 29.1876 | 29.1876 | 29.1876 | 29.1876 | 29.1876 | 29.1876 | 29.1876 | 29.1876 | 29.1876 | 29.1876 | 29.1876 | 29.1876 | 29.1876
3529 | 29.1883 | 29.1883 | 29.1883 | 29.1883 | 29.1883 | 29.1883 | 29.1883 | 29.1883 | 29.1883 | 29.1883 | 29.1883 | 29.1883 | 29.1883 | 29.1883 | 29.1883 | 29.1883 | 29.1883 | 29.1883 | 29.1883 | 29.1883 | 29.1883 | 29.1883 | 29.1883 | 29.1883 | 29.1883 | 29.1883 | 29.1883 | 29.1883 | 29.1883 | 29.1883 | 29.1883 | 29.1883 | 29.1883 | 29.1883 | 29.1883 | 29.1883 | 29.1883 | 29.1883 | 29.1883 | 29.1883 | 29.1883 | 29.1883 | 29.1883 | 29.1883 | 29.1883 | 29.1883 | 29.1883 | 29.1883 | 29.1883 | 29.1883 | 29.1883 | 29.1883 | 29.1883 | 29.1883 | 29.1883 | 29.1883 | 29.1883 | 29.1883 | 29.1883 | 29.1883
3530 | 29.189 | 29.189 | 29.189 | 29.189 | 29.189 | 29.189 | 29.189 | 29.189 | 29.189 | 29.189 | 29.189 | 29.189 | 29.189 | 29.189 | 29.189 | 29.189 | 29.189 | 29.189 | 29.189 | 29.189 | 29.189 | 29.189 | 29.189 | 29.189 | 29.189 | 29.189 | 29.189 | 29.189 | 29.189 | 29.189 | 29.189 | 29.189 | 29.189 | 29.189 | 29.189 | 29.189 | 29.189 | 29.189 | 29.189 | 29.189 | 29.189 | 29.189 | 29.189 | 29.189 | 29.189 | 29.189 | 29.189 | 29.189 | 29.189 | 29.189 | 29.189 | 29.189 | 29.189 | 29.189 | 29.189 | 29.189 | 29.189 | 29.189 | 29.189 | 29.189
3531 | 29.1897 | 29.1897 | 29.1897 | 29.1897 | 29.1897 | 29.1897 | 29.1897 | 29.1897 | 29.1897 | 29.1897 | 29.1897 | 29.1897 | 29.1897 | 29.1897 | 29.1897 | 29.1897 | 29.1897 | 29.1897 | 29.1897 | 29.1897 | 29.1897 | 29.1897 | 29.1897 | 29.1897 | 29.1897 | 29.1897 | 29.1897 | 29.1897 | 29.1897 | 29.1897 | 29.1897 | 29.1897 | 29.1897 | 29.1897 | 29.1897 | 29.1897 | 29.1897 | 29.1897 | 29.1897 | 29.1897 | 29.1897 | 29.1897 | 29.1897 | 29.1897 | 29.1897 | 29.1897 | 29.1897 | 29.1897 | 29.1897 | 29.1897 | 29.1897 | 29.1897 | 29.1897 | 29.1897 | 29.1897 | 29.1897 | 29.1897 | 29.1897 | 29.1897 | 29.1897
3532 | 29.1904 | 29.1904 | 29.1904 | 29.1904 | 29.1904 | 29.1904 | 29.1904 | 29.1904 | 29.1904 | 29.1904 | 29.1904 | 29.1904 | 29.1904 | 29.1904 | 29.1904 | 29.1904 | 29.1904 | 29.1904 | 29.1904 | 29.1904 | 29.1904 | 29.1904 | 29.1904 | 29.1904 | 29.1904 | 29.1904 | 29.1904 | 29.1904 | 29.1904 | 29.1904 | 29.1904 | 29.1904 | 29.1904 | 29.1904 | 29.1904 | 29.1904 | 29.1904 | 29.1904 | 29.1904 | 29.1904 | 29.1904 | 29.1904 | 29.1904 | 29.1904 | 29.1904 | 29.1904 | 29.1904 | 29.1904 | 29.1904 | 29.1904 | 29.1904 | 29.1904 | 29.1904 | 29.1904 | 29.1904 | 29.1904 | 29.1904 | 29.1904 | 29.1904 | 29.1904
3533 | 29.1912 | 29.1912 | 29.1912 | 29.1912 | 29.1912 | 29.1912 | 29.1912 | 29.1912 | 29.1912 | 29.1912 | 29.1912 | 29.1912 | 29.1912 | 29.1912 | 29.1912 | 29.1912 | 29.1912 | 29.1912 | 29.1912 | 29.1912 | 29.1912 | 29.1912 | 29.1912 | 29.1912 | 29.1912 | 29.1912 | 29.1912 | 29.1912 | 29.1912 | 29.1912 | 29.1912 | 29.1912 | 29.1912 | 29.1912 | 29.1912 | 29.1912 | 29.1912 | 29.1912 | 29.1912 | 29.1912 | 29.1912 | 29.1912 | 29.1912 | 29.1912 | 29.1912 | 29.1912 | 29.1912 | 29.1912 | 29.1912 | 29.1912 | 29.1912 | 29.1912 | 29.1912 | 29.1912 | 29.1912 | 29.1912 | 29.1912 | 29.1912 | 29.1912 | 29.1912
3534 | 29.1919 | 29.1919 | 29.1919 | 29.1919 | 29.1919 | 29.1919 | 29.1919 | 29.1919 | 29.1919 | 29.1919 | 29.1919 | 29.1919 | 29.1919 | 29.1919 | 29.1919 | 29.1919 | 29.1919 | 29.1919 | 29.1919 | 29.1919 | 29.1919 | 29.1919 | 29.1919 | 29.1919 | 29.1919 | 29.1919 | 29.1919 | 29.1919 | 29.1919 | 29.1919 | 29.1919 | 29.1919 | 29.1919 | 29.1919 | 29.1919 | 29.1919 | 29.1919 | 29.1919 | 29.1919 | 29.1919 | 29.1919 | 29.1919 | 29.1919 | 29.1919 | 29.1919 | 29.1919 | 29.1919 | 29.1919 | 29.1919 | 29.1919 | 29.1919 | 29.1919 | 29.1919 | 29.1919 | 29.1919 | 29.1919 | 29.1919 | 29.1919 | 29.1919 | 29.1919
3535 | 29.1926 | 29.1926 | 29.1926 | 29.1926 | 29.1926 | 29.1926 | 29.1926 | 29.1926 | 29.1926 | 29.1926 | 29.1926 | 29.1926 | 29.1926 | 29.1926 | 29.1926 | 29.1926 | 29.1926 | 29.1926 | 29.1926 | 29.1926 | 29.1926 | 29.1926 | 29.1926 | 29.1926 | 29.1926 | 29.1926 | 29.1926 | 29.1926 | 29.1926 | 29.1926 | 29.1926 | 29.1926 | 29.1926 | 29.1926 | 29.1926 | 29.1926 | 29.1926 | 29.1926 | 29.1926 | 29.1926 | 29.1926 | 29.1926 | 29.1926 | 29.1926 | 29.1926 | 29.1926 | 29.1926 | 29.1926 | 29.1926 | 29.1926 | 29.1926 | 29.1926 | 29.1926 | 29.1926 | 29.1926 | 29.1926 | 29.1926 | 29.1926 | 29.1926 | 29.1926
3536 | 29.1933 | 29.1933 | 29.1933 | 29.1933 | 29.1933 | 29.1933 | 29.1933 | 29.1933 | 29.1933 | 29.1933 | 29.1933 | 29.1933 | 29.1933 | 29.1933 | 29.1933 | 29.1933 | 29.1933 | 29.1933 | 29.1933 | 29.1933 | 29.1933 | 29.1933 | 29.1933 | 29.1933 | 29.1933 | 29.1933 | 29.1933 | 29.1933 | 29.1933 | 29.1933 | 29.1933 | 29.1933 | 29.1933 | 29.1933 | 29.1933 | 29.1933 | 29.1933 | 29.1933 | 29.1933 | 29.1933 | 29.1933 | 29.1933 | 29.1933 | 29.1933 | 29.1933 | 29.1933 | 29.1933 | 29.1933 | 29.1933 | 29.1933 | 29.1933 | 29.1933 | 29.1933 | 29.1933 | 29.1933 | 29.1933 | 29.1933 | 29.1933 | 29.1933 | 29.1933
3537 | 29.194 | 29.194 | 29.194 | 29.194 | 29.194 | 29.194 | 29.194 | 29.194 | 29.194 | 29.194 | 29.194 | 29.194 | 29.194 | 29.194 | 29.194 | 29.194 | 29.194 | 29.194 | 29.194 | 29.194 | 29.194 | 29.194 | 29.194 | 29.194 | 29.194 | 29.194 | 29.194 | 29.194 | 29.194 | 29.194 | 29.194 | 29.194 | 29.194 | 29.194 | 29.194 | 29.194 | 29.194 | 29.194 | 29.194 | 29.194 | 29.194 | 29.194 | 29.194 | 29.194 | 29.194 | 29.194 | 29.194 | 29.194 | 29.194 | 29.194 | 29.194 | 29.194 | 29.194 | 29.194 | 29.194 | 29.194 | 29.194 | 29.194 | 29.194 | 29.194
3538 | 29.1947 | 29.1947 | 29.1947 | 29.1947 | 29.1947 | 29.1947 | 29.1947 | 29.1947 | 29.1947 | 29.1947 | 29.1947 | 29.1947 | 29.1947 | 29.1947 | 29.1947 | 29.1947 | 29.1947 | 29.1947 | 29.1947 | 29.1947 | 29.1947 | 29.1947 | 29.1947 | 29.1947 | 29.1947 | 29.1947 | 29.1947 | 29.1947 | 29.1947 | 29.1947 | 29.1947 | 29.1947 | 29.1947 | 29.1947 | 29.1947 | 29.1947 | 29.1947 | 29.1947 | 29.1947 | 29.1947 | 29.1947 | 29.1947 | 29.1947 | 29.1947 | 29.1947 | 29.1947 | 29.1947 | 29.1947 | 29.1947 | 29.1947 | 29.1947 | 29.1947 | 29.1947 | 29.1947 | 29.1947 | 29.1947 | 29.1947 | 29.1947 | 29.1947 | 29.1947
3539 | 29.1954 | 29.1954 | 29.1954 | 29.1954 | 29.1954 | 29.1954 | 29.1954 | 29.1954 | 29.1954 | 29.1954 | 29.1954 | 29.1954 | 29.1954 | 29.1954 | 29.1954 | 29.1954 | 29.1954 | 29.1954 | 29.1954 | 29.1954 | 29.1954 | 29.1954 | 29.1954 | 29.1954 | 29.1954 | 29.1954 | 29.1954 | 29.1954 | 29.1954 | 29.1954 | 29.1954 | 29.1954 | 29.1954 | 29.1954 | 29.1954 | 29.1954 | 29.1954 | 29.1954 | 29.1954 | 29.1954 | 29.1954 | 29.1954 | 29.1954 | 29.1954 | 29.1954 | 29.1954 | 29.1954 | 29.1954 | 29.1954 | 29.1954 | 29.1954 | 29.1954 | 29.1954 | 29.1954 | 29.1954 | 29.1954 | 29.1954 | 29.1954 | 29.1954 | 29.1954
3540 | 29.1961 | 29.1961 | 29.1961 | 29.1961 | 29.1961 | 29.1961 | 29.1961 | 29.1961 | 29.1961 | 29.1961 | 29.1961 | 29.1961 | 29.1961 | 29.1961 | 29.1961 | 29.1961 | 29.1961 | 29.1961 | 29.1961 | 29.1961 | 29.1961 | 29.1961 | 29.1961 | 29.1961 | 29.1961 | 29.1961 | 29.1961 | 29.1961 | 29.1961 | 29.1961 | 29.1961 | 29.1961 | 29.1961 | 29.1961 | 29.1961 | 29.1961 | 29.1961 | 29.1961 | 29.1961 | 29.1961 | 29.1961 | 29.1961 | 29.1961 | 29.1961 | 29.1961 | 29.1961 | 29.1961 | 29.1961 | 29.1961 | 29.1961 | 29.1961 | 29.1961 | 29.1961 | 29.1961 | 29.1961 | 29.1961 | 29.1961 | 29.1961 | 29.1961 | 29.1961
3541 | 29.1968 | 29.1968 | 29.1968 | 29.1968 | 29.1968 | 29.1968 | 29.1968 | 29.1968 | 29.1968 | 29.1968 | 29.1968 | 29.1968 | 29.1968 | 29.1968 | 29.1968 | 29.1968 | 29.1968 | 29.1968 | 29.1968 | 29.1968 | 29.1968 | 29.1968 | 29.1968 | 29.1968 | 29.1968 | 29.1968 | 29.1968 | 29.1968 | 29.1968 | 29.1968 | 29.1968 | 29.1968 | 29.1968 | 29.1968 | 29.1968 | 29.1968 | 29.1968 | 29.1968 | 29.1968 | 29.1968 | 29.1968 | 29.1968 | 29.1968 | 29.1968 | 29.1968 | 29.1968 | 29.1968 | 29.1968 | 29.1968 | 29.1968 | 29.1968 | 29.1968 | 29.1968 | 29.1968 | 29.1968 | 29.1968 | 29.1968 | 29.1968 | 29.1968 | 29.1968
3542 | 29.1975 | 29.1975 | 29.1975 | 29.1975 | 29.1975 | 29.1975 | 29.1975 | 29.1975 | 29.1975 | 29.1975 | 29.1975 | 29.1975 | 29.1975 | 29.1975 | 29.1975 | 29.1975 | 29.1975 | 29.1975 | 29.1975 | 29.1975 | 29.1975 | 29.1975 | 29.1975 | 29.1975 | 29.1975 | 29.1975 | 29.1975 | 29.1975 | 29.1975 | 29.1975 | 29.1975 | 29.1975 | 29.1975 | 29.1975 | 29.1975 | 29.1975 | 29.1975 | 29.1975 | 29.1975 | 29.1975 | 29.1975 | 29.1975 | 29.1975 | 29.1975 | 29.1975 | 29.1975 | 29.1975 | 29.1975 | 29.1975 | 29.1975 | 29.1975 | 29.1975 | 29.1975 | 29.1975 | 29.1975 | 29.1975 | 29.1975 | 29.1975 | 29.1975 | 29.1975
3543 | 29.1982 | 29.1982 | 29.1982 | 29.1982 | 29.1982 | 29.1982 | 29.1982 | 29.1982 | 29.1982 | 29.1982 | 29.1982 | 29.1982 | 29.1982 | 29.1982 | 29.1982 | 29.1982 | 29.1982 | 29.1982 | 29.1982 | 29.1982 | 29.1982 | 29.1982 | 29.1982 | 29.1982 | 29.1982 | 29.1982 | 29.1982 | 29.1982 | 29.1982 | 29.1982 | 29.1982 | 29.1982 | 29.1982 | 29.1982 | 29.1982 | 29.1982 | 29.1982 | 29.1982 | 29.1982 | 29.1982 | 29.1982 | 29.1982 | 29.1982 | 29.1982 | 29.1982 | 29.1982 | 29.1982 | 29.1982 | 29.1982 | 29.1982 | 29.1982 | 29.1982 | 29.1982 | 29.1982 | 29.1982 | 29.1982 | 29.1982 | 29.1982 | 29.1982 | 29.1982
3544 | 29.1989 | 29.1989 | 29.1989 | 29.1989 | 29.1989 | 29.1989 | 29.1989 | 29.1989 | 29.1989 | 29.1989 | 29.1989 | 29.1989 | 29.1989 | 29.1989 | 29.1989 | 29.1989 | 29.1989 | 29.1989 | 29.1989 | 29.1989 | 29.1989 | 29.1989 | 29.1989 | 29.1989 | 29.1989 | 29.1989 | 29.1989 | 29.1989 | 29.1989 | 29.1989 | 29.1989 | 29.1989 | 29.1989 | 29.1989 | 29.1989 | 29.1989 | 29.1989 | 29.1989 | 29.1989 | 29.1989 | 29.1989 | 29.1989 | 29.1989 | 29.1989 | 29.1989 | 29.1989 | 29.1989 | 29.1989 | 29.1989 | 29.1989 | 29.1989 | 29.1989 | 29.1989 | 29.1989 | 29.1989 | 29.1989 | 29.1989 | 29.1989 | 29.1989 | 29.1989
3545 | 29.1996 | 29.1996 | 29.1996 | 29.1996 | 29.1996 | 29.1996 | 29.1996 | 29.1996 | 29.1996 | 29.1996 | 29.1996 | 29.1996 | 29.1996 | 29.1996 | 29.1996 | 29.1996 | 29.1996 | 29.1996 | 29.1996 | 29.1996 | 29.1996 | 29.1996 | 29.1996 | 29.1996 | 29.1996 | 29.1996 | 29.1996 | 29.1996 | 29.1996 | 29.1996 | 29.1996 | 29.1996 | 29.1996 | 29.1996 | 29.1996 | 29.1996 | 29.1996 | 29.1996 | 29.1996 | 29.1996 | 29.1996 | 29.1996 | 29.1996 | 29.1996 | 29.1996 | 29.1996 | 29.1996 | 29.1996 | 29.1996 | 29.1996 | 29.1996 | 29.1996 | 29.1996 | 29.1996 | 29.1996 | 29.1996 | 29.1996 | 29.1996 | 29.1996 | 29.1996
3546 | 29.2003 | 29.2003 | 29.2003 | 29.2003 | 29.2003 | 29.2003 | 29.2003 | 29.2003 | 29.2003 | 29.2003 | 29.2003 | 29.2003 | 29.2003 | 29.2003 | 29.2003 | 29.2003 | 29.2003 | 29.2003 | 29.2003 | 29.2003 | 29.2003 | 29.2003 | 29.2003 | 29.2003 | 29.2003 | 29.2003 | 29.2003 | 29.2003 | 29.2003 | 29.2003 | 29.2003 | 29.2003 | 29.2003 | 29.2003 | 29.2003 | 29.2003 | 29.2003 | 29.2003 | 29.2003 | 29.2003 | 29.2003 | 29.2003 | 29.2003 | 29.2003 | 29.2003 | 29.2003 | 29.2003 | 29.2003 | 29.2003 | 29.2003 | 29.2003 | 29.2003 | 29.2003 | 29.2003 | 29.2003 | 29.2003 | 29.2003 | 29.2003 | 29.2003 | 29.2003
3547 | 29.201 | 29.201 | 29.201 | 29.201 | 29.201 | 29.201 | 29.201 | 29.201 | 29.201 | 29.201 | 29.201 | 29.201 | 29.201 | 29.201 | 29.201 | 29.201 | 29.201 | 29.201 | 29.201 | 29.201 | 29.201 | 29.201 | 29.201 | 29.201 | 29.201 | 29.201 | 29.201 | 29.201 | 29.201 | 29.201 | 29.201 | 29.201 | 29.201 | 29.201 | 29.201 | 29.201 | 29.201 | 29.201 | 29.201 | 29.201 | 29.201 | 29.201 | 29.201 | 29.201 | 29.201 | 29.201 | 29.201 | 29.201 | 29.201 | 29.201 | 29.201 | 29.201 | 29.201 | 29.201 | 29.201 | 29.201 | 29.201 | 29.201 | 29.201 | 29.201
3548 | 29.2017 | 29.2017 | 29.2017 | 29.2017 | 29.2017 | 29.2017 | 29.2017 | 29.2017 | 29.2017 | 29.2017 | 29.2017 | 29.2017 | 29.2017 | 29.2017 | 29.2017 | 29.2017 | 29.2017 | 29.2017 | 29.2017 | 29.2017 | 29.2017 | 29.2017 | 29.2017 | 29.2017 | 29.2017 | 29.2017 | 29.2017 | 29.2017 | 29.2017 | 29.2017 | 29.2017 | 29.2017 | 29.2017 | 29.2017 | 29.2017 | 29.2017 | 29.2017 | 29.2017 | 29.2017 | 29.2017 | 29.2017 | 29.2017 | 29.2017 | 29.2017 | 29.2017 | 29.2017 | 29.2017 | 29.2017 | 29.2017 | 29.2017 | 29.2017 | 29.2017 | 29.2017 | 29.2017 | 29.2017 | 29.2017 | 29.2017 | 29.2017 | 29.2017 | 29.2017
3549 | 29.2024 | 29.2024 | 29.2024 | 29.2024 | 29.2024 | 29.2024 | 29.2024 | 29.2024 | 29.2024 | 29.2024 | 29.2024 | 29.2024 | 29.2024 | 29.2024 | 29.2024 | 29.2024 | 29.2024 | 29.2024 | 29.2024 | 29.2024 | 29.2024 | 29.2024 | 29.2024 | 29.2024 | 29.2024 | 29.2024 | 29.2024 | 29.2024 | 29.2024 | 29.2024 | 29.2024 | 29.2024 | 29.2024 | 29.2024 | 29.2024 | 29.2024 | 29.2024 | 29.2024 | 29.2024 | 29.2024 | 29.2024 | 29.2024 | 29.2024 | 29.2024 | 29.2024 | 29.2024 | 29.2024 | 29.2024 | 29.2024 | 29.2024 | 29.2024 | 29.2024 | 29.2024 | 29.2024 | 29.2024 | 29.2024 | 29.2024 | 29.2024 | 29.2024 | 29.2024
3550 | 29.2032 | 29.2032 | 29.2032 | 29.2032 | 29.2032 | 29.2032 | 29.2032 | 29.2032 | 29.2032 | 29.2032 | 29.2032 | 29.2032 | 29.2032 | 29.2032 | 29.2032 | 29.2032 | 29.2032 | 29.2032 | 29.2032 | 29.2032 | 29.2032 | 29.2032 | 29.2032 | 29.2032 | 29.2032 | 29.2032 | 29.2032 | 29.2032 | 29.2032 | 29.2032 | 29.2032 | 29.2032 | 29.2032 | 29.2032 | 29.2032 | 29.2032 | 29.2032 | 29.2032 | 29.2032 | 29.2032 | 29.2032 | 29.2032 | 29.2032 | 29.2032 | 29.2032 | 29.2032 | 29.2032 | 29.2032 | 29.2032 | 29.2032 | 29.2032 | 29.2032 | 29.2032 | 29.2032 | 29.2032 | 29.2032 | 29.2032 | 29.2032 | 29.2032 | 29.2032
3551 | 29.2039 | 29.2039 | 29.2039 | 29.2039 | 29.2039 | 29.2039 | 29.2039 | 29.2039 | 29.2039 | 29.2039 | 29.2039 | 29.2039 | 29.2039 | 29.2039 | 29.2039 | 29.2039 | 29.2039 | 29.2039 | 29.2039 | 29.2039 | 29.2039 | 29.2039 | 29.2039 | 29.2039 | 29.2039 | 29.2039 | 29.2039 | 29.2039 | 29.2039 | 29.2039 | 29.2039 | 29.2039 | 29.2039 | 29.2039 | 29.2039 | 29.2039 | 29.2039 | 29.2039 | 29.2039 | 29.2039 | 29.2039 | 29.2039 | 29.2039 | 29.2039 | 29.2039 | 29.2039 | 29.2039 | 29.2039 | 29.2039 | 29.2039 | 29.2039 | 29.2039 | 29.2039 | 29.2039 | 29.2039 | 29.2039 | 29.2039 | 29.2039 | 29.2039 | 29.2039
3552 | 29.2046 | 29.2046 | 29.2046 | 29.2046 | 29.2046 | 29.2046 | 29.2046 | 29.2046 | 29.2046 | 29.2046 | 29.2046 | 29.2046 | 29.2046 | 29.2046 | 29.2046 | 29.2046 | 29.2046 | 29.2046 | 29.2046 | 29.2046 | 29.2046 | 29.2046 | 29.2046 | 29.2046 | 29.2046 | 29.2046 | 29.2046 | 29.2046 | 29.2046 | 29.2046 | 29.2046 | 29.2046 | 29.2046 | 29.2046 | 29.2046 | 29.2046 | 29.2046 | 29.2046 | 29.2046 | 29.2046 | 29.2046 | 29.2046 | 29.2046 | 29.2046 | 29.2046 | 29.2046 | 29.2046 | 29.2046 | 29.2046 | 29.2046 | 29.2046 | 29.2046 | 29.2046 | 29.2046 | 29.2046 | 29.2046 | 29.2046 | 29.2046 | 29.2046 | 29.2046
3553 | 29.2053 | 29.2053 | 29.2053 | 29.2053 | 29.2053 | 29.2053 | 29.2053 | 29.2053 | 29.2053 | 29.2053 | 29.2053 | 29.2053 | 29.2053 | 29.2053 | 29.2053 | 29.2053 | 29.2053 | 29.2053 | 29.2053 | 29.2053 | 29.2053 | 29.2053 | 29.2053 | 29.2053 | 29.2053 | 29.2053 | 29.2053 | 29.2053 | 29.2053 | 29.2053 | 29.2053 | 29.2053 | 29.2053 | 29.2053 | 29.2053 | 29.2053 | 29.2053 | 29.2053 | 29.2053 | 29.2053 | 29.2053 | 29.2053 | 29.2053 | 29.2053 | 29.2053 | 29.2053 | 29.2053 | 29.2053 | 29.2053 | 29.2053 | 29.2053 | 29.2053 | 29.2053 | 29.2053 | 29.2053 | 29.2053 | 29.2053 | 29.2053 | 29.2053 | 29.2053
3554 | 29.206 | 29.206 | 29.206 | 29.206 | 29.206 | 29.206 | 29.206 | 29.206 | 29.206 | 29.206 | 29.206 | 29.206 | 29.206 | 29.206 | 29.206 | 29.206 | 29.206 | 29.206 | 29.206 | 29.206 | 29.206 | 29.206 | 29.206 | 29.206 | 29.206 | 29.206 | 29.206 | 29.206 | 29.206 | 29.206 | 29.206 | 29.206 | 29.206 | 29.206 | 29.206 | 29.206 | 29.206 | 29.206 | 29.206 | 29.206 | 29.206 | 29.206 | 29.206 | 29.206 | 29.206 | 29.206 | 29.206 | 29.206 | 29.206 | 29.206 | 29.206 | 29.206 | 29.206 | 29.206 | 29.206 | 29.206 | 29.206 | 29.206 | 29.206 | 29.206
3555 | 29.2067 | 29.2067 | 29.2067 | 29.2067 | 29.2067 | 29.2067 | 29.2067 | 29.2067 | 29.2067 | 29.2067 | 29.2067 | 29.2067 | 29.2067 | 29.2067 | 29.2067 | 29.2067 | 29.2067 | 29.2067 | 29.2067 | 29.2067 | 29.2067 | 29.2067 | 29.2067 | 29.2067 | 29.2067 | 29.2067 | 29.2067 | 29.2067 | 29.2067 | 29.2067 | 29.2067 | 29.2067 | 29.2067 | 29.2067 | 29.2067 | 29.2067 | 29.2067 | 29.2067 | 29.2067 | 29.2067 | 29.2067 | 29.2067 | 29.2067 | 29.2067 | 29.2067 | 29.2067 | 29.2067 | 29.2067 | 29.2067 | 29.2067 | 29.2067 | 29.2067 | 29.2067 | 29.2067 | 29.2067 | 29.2067 | 29.2067 | 29.2067 | 29.2067 | 29.2067
3556 | 29.2074 | 29.2074 | 29.2074 | 29.2074 | 29.2074 | 29.2074 | 29.2074 | 29.2074 | 29.2074 | 29.2074 | 29.2074 | 29.2074 | 29.2074 | 29.2074 | 29.2074 | 29.2074 | 29.2074 | 29.2074 | 29.2074 | 29.2074 | 29.2074 | 29.2074 | 29.2074 | 29.2074 | 29.2074 | 29.2074 | 29.2074 | 29.2074 | 29.2074 | 29.2074 | 29.2074 | 29.2074 | 29.2074 | 29.2074 | 29.2074 | 29.2074 | 29.2074 | 29.2074 | 29.2074 | 29.2074 | 29.2074 | 29.2074 | 29.2074 | 29.2074 | 29.2074 | 29.2074 | 29.2074 | 29.2074 | 29.2074 | 29.2074 | 29.2074 | 29.2074 | 29.2074 | 29.2074 | 29.2074 | 29.2074 | 29.2074 | 29.2074 | 29.2074 | 29.2074
3557 | 29.2081 | 29.2081 | 29.2081 | 29.2081 | 29.2081 | 29.2081 | 29.2081 | 29.2081 | 29.2081 | 29.2081 | 29.2081 | 29.2081 | 29.2081 | 29.2081 | 29.2081 | 29.2081 | 29.2081 | 29.2081 | 29.2081 | 29.2081 | 29.2081 | 29.2081 | 29.2081 | 29.2081 | 29.2081 | 29.2081 | 29.2081 | 29.2081 | 29.2081 | 29.2081 | 29.2081 | 29.2081 | 29.2081 | 29.2081 | 29.2081 | 29.2081 | 29.2081 | 29.2081 | 29.2081 | 29.2081 | 29.2081 | 29.2081 | 29.2081 | 29.2081 | 29.2081 | 29.2081 | 29.2081 | 29.2081 | 29.2081 | 29.2081 | 29.2081 | 29.2081 | 29.2081 | 29.2081 | 29.2081 | 29.2081 | 29.2081 | 29.2081 | 29.2081 | 29.2081
3558 | 29.2088 | 29.2088 | 29.2088 | 29.2088 | 29.2088 | 29.2088 | 29.2088 | 29.2088 | 29.2088 | 29.2088 | 29.2088 | 29.2088 | 29.2088 | 29.2088 | 29.2088 | 29.2088 | 29.2088 | 29.2088 | 29.2088 | 29.2088 | 29.2088 | 29.2088 | 29.2088 | 29.2088 | 29.2088 | 29.2088 | 29.2088 | 29.2088 | 29.2088 | 29.2088 | 29.2088 | 29.2088 | 29.2088 | 29.2088 | 29.2088 | 29.2088 | 29.2088 | 29.2088 | 29.2088 | 29.2088 | 29.2088 | 29.2088 | 29.2088 | 29.2088 | 29.2088 | 29.2088 | 29.2088 | 29.2088 | 29.2088 | 29.2088 | 29.2088 | 29.2088 | 29.2088 | 29.2088 | 29.2088 | 29.2088 | 29.2088 | 29.2088 | 29.2088 | 29.2088
3559 | 29.2095 | 29.2095 | 29.2095 | 29.2095 | 29.2095 | 29.2095 | 29.2095 | 29.2095 | 29.2095 | 29.2095 | 29.2095 | 29.2095 | 29.2095 | 29.2095 | 29.2095 | 29.2095 | 29.2095 | 29.2095 | 29.2095 | 29.2095 | 29.2095 | 29.2095 | 29.2095 | 29.2095 | 29.2095 | 29.2095 | 29.2095 | 29.2095 | 29.2095 | 29.2095 | 29.2095 | 29.2095 | 29.2095 | 29.2095 | 29.2095 | 29.2095 | 29.2095 | 29.2095 | 29.2095 | 29.2095 | 29.2095 | 29.2095 | 29.2095 | 29.2095 | 29.2095 | 29.2095 | 29.2095 | 29.2095 | 29.2095 | 29.2095 | 29.2095 | 29.2095 | 29.2095 | 29.2095 | 29.2095 | 29.2095 | 29.2095 | 29.2095 | 29.2095 | 29.2095
3560 | 29.2102 | 29.2102 | 29.2102 | 29.2102 | 29.2102 | 29.2102 | 29.2102 | 29.2102 | 29.2102 | 29.2102 | 29.2102 | 29.2102 | 29.2102 | 29.2102 | 29.2102 | 29.2102 | 29.2102 | 29.2102 | 29.2102 | 29.2102 | 29.2102 | 29.2102 | 29.2102 | 29.2102 | 29.2102 | 29.2102 | 29.2102 | 29.2102 | 29.2102 | 29.2102 | 29.2102 | 29.2102 | 29.2102 | 29.2102 | 29.2102 | 29.2102 | 29.2102 | 29.2102 | 29.2102 | 29.2102 | 29.2102 | 29.2102 | 29.2102 | 29.2102 | 29.2102 | 29.2102 | 29.2102 | 29.2102 | 29.2102 | 29.2102 | 29.2102 | 29.2102 | 29.2102 | 29.2102 | 29.2102 | 29.2102 | 29.2102 | 29.2102 | 29.2102 | 29.2102
3561 | 29.2109 | 29.2109 | 29.2109 | 29.2109 | 29.2109 | 29.2109 | 29.2109 | 29.2109 | 29.2109 | 29.2109 | 29.2109 | 29.2109 | 29.2109 | 29.2109 | 29.2109 | 29.2109 | 29.2109 | 29.2109 | 29.2109 | 29.2109 | 29.2109 | 29.2109 | 29.2109 | 29.2109 | 29.2109 | 29.2109 | 29.2109 | 29.2109 | 29.2109 | 29.2109 | 29.2109 | 29.2109 | 29.2109 | 29.2109 | 29.2109 | 29.2109 | 29.2109 | 29.2109 | 29.2109 | 29.2109 | 29.2109 | 29.2109 | 29.2109 | 29.2109 | 29.2109 | 29.2109 | 29.2109 | 29.2109 | 29.2109 | 29.2109 | 29.2109 | 29.2109 | 29.2109 | 29.2109 | 29.2109 | 29.2109 | 29.2109 | 29.2109 | 29.2109 | 29.2109
3562 | 29.2116 | 29.2116 | 29.2116 | 29.2116 | 29.2116 | 29.2116 | 29.2116 | 29.2116 | 29.2116 | 29.2116 | 29.2116 | 29.2116 | 29.2116 | 29.2116 | 29.2116 | 29.2116 | 29.2116 | 29.2116 | 29.2116 | 29.2116 | 29.2116 | 29.2116 | 29.2116 | 29.2116 | 29.2116 | 29.2116 | 29.2116 | 29.2116 | 29.2116 | 29.2116 | 29.2116 | 29.2116 | 29.2116 | 29.2116 | 29.2116 | 29.2116 | 29.2116 | 29.2116 | 29.2116 | 29.2116 | 29.2116 | 29.2116 | 29.2116 | 29.2116 | 29.2116 | 29.2116 | 29.2116 | 29.2116 | 29.2116 | 29.2116 | 29.2116 | 29.2116 | 29.2116 | 29.2116 | 29.2116 | 29.2116 | 29.2116 | 29.2116 | 29.2116 | 29.2116
3563 | 29.2123 | 29.2123 | 29.2123 | 29.2123 | 29.2123 | 29.2123 | 29.2123 | 29.2123 | 29.2123 | 29.2123 | 29.2123 | 29.2123 | 29.2123 | 29.2123 | 29.2123 | 29.2123 | 29.2123 | 29.2123 | 29.2123 | 29.2123 | 29.2123 | 29.2123 | 29.2123 | 29.2123 | 29.2123 | 29.2123 | 29.2123 | 29.2123 | 29.2123 | 29.2123 | 29.2123 | 29.2123 | 29.2123 | 29.2123 | 29.2123 | 29.2123 | 29.2123 | 29.2123 | 29.2123 | 29.2123 | 29.2123 | 29.2123 | 29.2123 | 29.2123 | 29.2123 | 29.2123 | 29.2123 | 29.2123 | 29.2123 | 29.2123 | 29.2123 | 29.2123 | 29.2123 | 29.2123 | 29.2123 | 29.2123 | 29.2123 | 29.2123 | 29.2123 | 29.2123
3564 | 29.213 | 29.213 | 29.213 | 29.213 | 29.213 | 29.213 | 29.213 | 29.213 | 29.213 | 29.213 | 29.213 | 29.213 | 29.213 | 29.213 | 29.213 | 29.213 | 29.213 | 29.213 | 29.213 | 29.213 | 29.213 | 29.213 | 29.213 | 29.213 | 29.213 | 29.213 | 29.213 | 29.213 | 29.213 | 29.213 | 29.213 | 29.213 | 29.213 | 29.213 | 29.213 | 29.213 | 29.213 | 29.213 | 29.213 | 29.213 | 29.213 | 29.213 | 29.213 | 29.213 | 29.213 | 29.213 | 29.213 | 29.213 | 29.213 | 29.213 | 29.213 | 29.213 | 29.213 | 29.213 | 29.213 | 29.213 | 29.213 | 29.213 | 29.213 | 29.213
3565 | 29.2137 | 29.2137 | 29.2137 | 29.2137 | 29.2137 | 29.2137 | 29.2137 | 29.2137 | 29.2137 | 29.2137 | 29.2137 | 29.2137 | 29.2137 | 29.2137 | 29.2137 | 29.2137 | 29.2137 | 29.2137 | 29.2137 | 29.2137 | 29.2137 | 29.2137 | 29.2137 | 29.2137 | 29.2137 | 29.2137 | 29.2137 | 29.2137 | 29.2137 | 29.2137 | 29.2137 | 29.2137 | 29.2137 | 29.2137 | 29.2137 | 29.2137 | 29.2137 | 29.2137 | 29.2137 | 29.2137 | 29.2137 | 29.2137 | 29.2137 | 29.2137 | 29.2137 | 29.2137 | 29.2137 | 29.2137 | 29.2137 | 29.2137 | 29.2137 | 29.2137 | 29.2137 | 29.2137 | 29.2137 | 29.2137 | 29.2137 | 29.2137 | 29.2137 | 29.2137
3566 | 29.2144 | 29.2144 | 29.2144 | 29.2144 | 29.2144 | 29.2144 | 29.2144 | 29.2144 | 29.2144 | 29.2144 | 29.2144 | 29.2144 | 29.2144 | 29.2144 | 29.2144 | 29.2144 | 29.2144 | 29.2144 | 29.2144 | 29.2144 | 29.2144 | 29.2144 | 29.2144 | 29.2144 | 29.2144 | 29.2144 | 29.2144 | 29.2144 | 29.2144 | 29.2144 | 29.2144 | 29.2144 | 29.2144 | 29.2144 | 29.2144 | 29.2144 | 29.2144 | 29.2144 | 29.2144 | 29.2144 | 29.2144 | 29.2144 | 29.2144 | 29.2144 | 29.2144 | 29.2144 | 29.2144 | 29.2144 | 29.2144 | 29.2144 | 29.2144 | 29.2144 | 29.2144 | 29.2144 | 29.2144 | 29.2144 | 29.2144 | 29.2144 | 29.2144 | 29.2144
3567 | 29.2151 | 29.2151 | 29.2151 | 29.2151 | 29.2151 | 29.2151 | 29.2151 | 29.2151 | 29.2151 | 29.2151 | 29.2151 | 29.2151 | 29.2151 | 29.2151 | 29.2151 | 29.2151 | 29.2151 | 29.2151 | 29.2151 | 29.2151 | 29.2151 | 29.2151 | 29.2151 | 29.2151 | 29.2151 | 29.2151 | 29.2151 | 29.2151 | 29.2151 | 29.2151 | 29.2151 | 29.2151 | 29.2151 | 29.2151 | 29.2151 | 29.2151 | 29.2151 | 29.2151 | 29.2151 | 29.2151 | 29.2151 | 29.2151 | 29.2151 | 29.2151 | 29.2151 | 29.2151 | 29.2151 | 29.2151 | 29.2151 | 29.2151 | 29.2151 | 29.2151 | 29.2151 | 29.2151 | 29.2151 | 29.2151 | 29.2151 | 29.2151 | 29.2151 | 29.2151
3568 | 29.2158 | 29.2158 | 29.2158 | 29.2158 | 29.2158 | 29.2158 | 29.2158 | 29.2158 | 29.2158 | 29.2158 | 29.2158 | 29.2158 | 29.2158 | 29.2158 | 29.2158 | 29.2158 | 29.2158 | 29.2158 | 29.2158 | 29.2158 | 29.2158 | 29.2158 | 29.2158 | 29.2158 | 29.2158 | 29.2158 | 29.2158 | 29.2158 | 29.2158 | 29.2158 | 29.2158 | 29.2158 | 29.2158 | 29.2158 | 29.2158 | 29.2158 | 29.2158 | 29.2158 | 29.2158 | 29.2158 | 29.2158 | 29.2158 | 29.2158 | 29.2158 | 29.2158 | 29.2158 | 29.2158 | 29.2158 | 29.2158 | 29.2158 | 29.2158 | 29.2158 | 29.2158 | 29.2158 | 29.2158 | 29.2158 | 29.2158 | 29.2158 | 29.2158 | 29.2158
3569 | 29.2165 | 29.2165 | 29.2165 | 29.2165 | 29.2165 | 29.2165 | 29.2165 | 29.2165 | 29.2165 | 29.2165 | 29.2165 | 29.2165 | 29.2165 | 29.2165 | 29.2165 | 29.2165 | 29.2165 | 29.2165 | 29.2165 | 29.2165 | 29.2165 | 29.2165 | 29.2165 | 29.2165 | 29.2165 | 29.2165 | 29.2165 | 29.2165 | 29.2165 | 29.2165 | 29.2165 | 29.2165 | 29.2165 | 29.2165 | 29.2165 | 29.2165 | 29.2165 | 29.2165 | 29.2165 | 29.2165 | 29.2165 | 29.2165 | 29.2165 | 29.2165 | 29.2165 | 29.2165 | 29.2165 | 29.2165 | 29.2165 | 29.2165 | 29.2165 | 29.2165 | 29.2165 | 29.2165 | 29.2165 | 29.2165 | 29.2165 | 29.2165 | 29.2165 | 29.2165
3570 | 29.2172 | 29.2172 | 29.2172 | 29.2172 | 29.2172 | 29.2172 | 29.2172 | 29.2172 | 29.2172 | 29.2172 | 29.2172 | 29.2172 | 29.2172 | 29.2172 | 29.2172 | 29.2172 | 29.2172 | 29.2172 | 29.2172 | 29.2172 | 29.2172 | 29.2172 | 29.2172 | 29.2172 | 29.2172 | 29.2172 | 29.2172 | 29.2172 | 29.2172 | 29.2172 | 29.2172 | 29.2172 | 29.2172 | 29.2172 | 29.2172 | 29.2172 | 29.2172 | 29.2172 | 29.2172 | 29.2172 | 29.2172 | 29.2172 | 29.2172 | 29.2172 | 29.2172 | 29.2172 | 29.2172 | 29.2172 | 29.2172 | 29.2172 | 29.2172 | 29.2172 | 29.2172 | 29.2172 | 29.2172 | 29.2172 | 29.2172 | 29.2172 | 29.2172 | 29.2172
3571 | 29.2179 | 29.2179 | 29.2179 | 29.2179 | 29.2179 | 29.2179 | 29.2179 | 29.2179 | 29.2179 | 29.2179 | 29.2179 | 29.2179 | 29.2179 | 29.2179 | 29.2179 | 29.2179 | 29.2179 | 29.2179 | 29.2179 | 29.2179 | 29.2179 | 29.2179 | 29.2179 | 29.2179 | 29.2179 | 29.2179 | 29.2179 | 29.2179 | 29.2179 | 29.2179 | 29.2179 | 29.2179 | 29.2179 | 29.2179 | 29.2179 | 29.2179 | 29.2179 | 29.2179 | 29.2179 | 29.2179 | 29.2179 | 29.2179 | 29.2179 | 29.2179 | 29.2179 | 29.2179 | 29.2179 | 29.2179 | 29.2179 | 29.2179 | 29.2179 | 29.2179 | 29.2179 | 29.2179 | 29.2179 | 29.2179 | 29.2179 | 29.2179 | 29.2179 | 29.2179
3572 | 29.2186 | 29.2186 | 29.2186 | 29.2186 | 29.2186 | 29.2186 | 29.2186 | 29.2186 | 29.2186 | 29.2186 | 29.2186 | 29.2186 | 29.2186 | 29.2186 | 29.2186 | 29.2186 | 29.2186 | 29.2186 | 29.2186 | 29.2186 | 29.2186 | 29.2186 | 29.2186 | 29.2186 | 29.2186 | 29.2186 | 29.2186 | 29.2186 | 29.2186 | 29.2186 | 29.2186 | 29.2186 | 29.2186 | 29.2186 | 29.2186 | 29.2186 | 29.2186 | 29.2186 | 29.2186 | 29.2186 | 29.2186 | 29.2186 | 29.2186 | 29.2186 | 29.2186 | 29.2186 | 29.2186 | 29.2186 | 29.2186 | 29.2186 | 29.2186 | 29.2186 | 29.2186 | 29.2186 | 29.2186 | 29.2186 | 29.2186 | 29.2186 | 29.2186 | 29.2186
3573 | 29.2193 | 29.2193 | 29.2193 | 29.2193 | 29.2193 | 29.2193 | 29.2193 | 29.2193 | 29.2193 | 29.2193 | 29.2193 | 29.2193 | 29.2193 | 29.2193 | 29.2193 | 29.2193 | 29.2193 | 29.2193 | 29.2193 | 29.2193 | 29.2193 | 29.2193 | 29.2193 | 29.2193 | 29.2193 | 29.2193 | 29.2193 | 29.2193 | 29.2193 | 29.2193 | 29.2193 | 29.2193 | 29.2193 | 29.2193 | 29.2193 | 29.2193 | 29.2193 | 29.2193 | 29.2193 | 29.2193 | 29.2193 | 29.2193 | 29.2193 | 29.2193 | 29.2193 | 29.2193 | 29.2193 | 29.2193 | 29.2193 | 29.2193 | 29.2193 | 29.2193 | 29.2193 | 29.2193 | 29.2193 | 29.2193 | 29.2193 | 29.2193 | 29.2193 | 29.2193
3574 | 29.22 | 29.22 | 29.22 | 29.22 | 29.22 | 29.22 | 29.22 | 29.22 | 29.22 | 29.22 | 29.22 | 29.22 | 29.22 | 29.22 | 29.22 | 29.22 | 29.22 | 29.22 | 29.22 | 29.22 | 29.22 | 29.22 | 29.22 | 29.22 | 29.22 | 29.22 | 29.22 | 29.22 | 29.22 | 29.22 | 29.22 | 29.22 | 29.22 | 29.22 | 29.22 | 29.22 | 29.22 | 29.22 | 29.22 | 29.22 | 29.22 | 29.22 | 29.22 | 29.22 | 29.22 | 29.22 | 29.22 | 29.22 | 29.22 | 29.22 | 29.22 | 29.22 | 29.22 | 29.22 | 29.22 | 29.22 | 29.22 | 29.22 | 29.22 | 29.22
3575 | 29.2207 | 29.2207 | 29.2207 | 29.2207 | 29.2207 | 29.2207 | 29.2207 | 29.2207 | 29.2207 | 29.2207 | 29.2207 | 29.2207 | 29.2207 | 29.2207 | 29.2207 | 29.2207 | 29.2207 | 29.2207 | 29.2207 | 29.2207 | 29.2207 | 29.2207 | 29.2207 | 29.2207 | 29.2207 | 29.2207 | 29.2207 | 29.2207 | 29.2207 | 29.2207 | 29.2207 | 29.2207 | 29.2207 | 29.2207 | 29.2207 | 29.2207 | 29.2207 | 29.2207 | 29.2207 | 29.2207 | 29.2207 | 29.2207 | 29.2207 | 29.2207 | 29.2207 | 29.2207 | 29.2207 | 29.2207 | 29.2207 | 29.2207 | 29.2207 | 29.2207 | 29.2207 | 29.2207 | 29.2207 | 29.2207 | 29.2207 | 29.2207 | 29.2207 | 29.2207
3576 | 29.2214 | 29.2214 | 29.2214 | 29.2214 | 29.2214 | 29.2214 | 29.2214 | 29.2214 | 29.2214 | 29.2214 | 29.2214 | 29.2214 | 29.2214 | 29.2214 | 29.2214 | 29.2214 | 29.2214 | 29.2214 | 29.2214 | 29.2214 | 29.2214 | 29.2214 | 29.2214 | 29.2214 | 29.2214 | 29.2214 | 29.2214 | 29.2214 | 29.2214 | 29.2214 | 29.2214 | 29.2214 | 29.2214 | 29.2214 | 29.2214 | 29.2214 | 29.2214 | 29.2214 | 29.2214 | 29.2214 | 29.2214 | 29.2214 | 29.2214 | 29.2214 | 29.2214 | 29.2214 | 29.2214 | 29.2214 | 29.2214 | 29.2214 | 29.2214 | 29.2214 | 29.2214 | 29.2214 | 29.2214 | 29.2214 | 29.2214 | 29.2214 | 29.2214 | 29.2214
3577 | 29.2221 | 29.2221 | 29.2221 | 29.2221 | 29.2221 | 29.2221 | 29.2221 | 29.2221 | 29.2221 | 29.2221 | 29.2221 | 29.2221 | 29.2221 | 29.2221 | 29.2221 | 29.2221 | 29.2221 | 29.2221 | 29.2221 | 29.2221 | 29.2221 | 29.2221 | 29.2221 | 29.2221 | 29.2221 | 29.2221 | 29.2221 | 29.2221 | 29.2221 | 29.2221 | 29.2221 | 29.2221 | 29.2221 | 29.2221 | 29.2221 | 29.2221 | 29.2221 | 29.2221 | 29.2221 | 29.2221 | 29.2221 | 29.2221 | 29.2221 | 29.2221 | 29.2221 | 29.2221 | 29.2221 | 29.2221 | 29.2221 | 29.2221 | 29.2221 | 29.2221 | 29.2221 | 29.2221 | 29.2221 | 29.2221 | 29.2221 | 29.2221 | 29.2221 | 29.2221
3578 | 29.2228 | 29.2228 | 29.2228 | 29.2228 | 29.2228 | 29.2228 | 29.2228 | 29.2228 | 29.2228 | 29.2228 | 29.2228 | 29.2228 | 29.2228 | 29.2228 | 29.2228 | 29.2228 | 29.2228 | 29.2228 | 29.2228 | 29.2228 | 29.2228 | 29.2228 | 29.2228 | 29.2228 | 29.2228 | 29.2228 | 29.2228 | 29.2228 | 29.2228 | 29.2228 | 29.2228 | 29.2228 | 29.2228 | 29.2228 | 29.2228 | 29.2228 | 29.2228 | 29.2228 | 29.2228 | 29.2228 | 29.2228 | 29.2228 | 29.2228 | 29.2228 | 29.2228 | 29.2228 | 29.2228 | 29.2228 | 29.2228 | 29.2228 | 29.2228 | 29.2228 | 29.2228 | 29.2228 | 29.2228 | 29.2228 | 29.2228 | 29.2228 | 29.2228 | 29.2228
3579 | 29.2235 | 29.2235 | 29.2235 | 29.2235 | 29.2235 | 29.2235 | 29.2235 | 29.2235 | 29.2235 | 29.2235 | 29.2235 | 29.2235 | 29.2235 | 29.2235 | 29.2235 | 29.2235 | 29.2235 | 29.2235 | 29.2235 | 29.2235 | 29.2235 | 29.2235 | 29.2235 | 29.2235 | 29.2235 | 29.2235 | 29.2235 | 29.2235 | 29.2235 | 29.2235 | 29.2235 | 29.2235 | 29.2235 | 29.2235 | 29.2235 | 29.2235 | 29.2235 | 29.2235 | 29.2235 | 29.2235 | 29.2235 | 29.2235 | 29.2235 | 29.2235 | 29.2235 | 29.2235 | 29.2235 | 29.2235 | 29.2235 | 29.2235 | 29.2235 | 29.2235 | 29.2235 | 29.2235 | 29.2235 | 29.2235 | 29.2235 | 29.2235 | 29.2235 | 29.2235
3580 | 29.2242 | 29.2242 | 29.2242 | 29.2242 | 29.2242 | 29.2242 | 29.2242 | 29.2242 | 29.2242 | 29.2242 | 29.2242 | 29.2242 | 29.2242 | 29.2242 | 29.2242 | 29.2242 | 29.2242 | 29.2242 | 29.2242 | 29.2242 | 29.2242 | 29.2242 | 29.2242 | 29.2242 | 29.2242 | 29.2242 | 29.2242 | 29.2242 | 29.2242 | 29.2242 | 29.2242 | 29.2242 | 29.2242 | 29.2242 | 29.2242 | 29.2242 | 29.2242 | 29.2242 | 29.2242 | 29.2242 | 29.2242 | 29.2242 | 29.2242 | 29.2242 | 29.2242 | 29.2242 | 29.2242 | 29.2242 | 29.2242 | 29.2242 | 29.2242 | 29.2242 | 29.2242 | 29.2242 | 29.2242 | 29.2242 | 29.2242 | 29.2242 | 29.2242 | 29.2242
3581 | 29.2249 | 29.2249 | 29.2249 | 29.2249 | 29.2249 | 29.2249 | 29.2249 | 29.2249 | 29.2249 | 29.2249 | 29.2249 | 29.2249 | 29.2249 | 29.2249 | 29.2249 | 29.2249 | 29.2249 | 29.2249 | 29.2249 | 29.2249 | 29.2249 | 29.2249 | 29.2249 | 29.2249 | 29.2249 | 29.2249 | 29.2249 | 29.2249 | 29.2249 | 29.2249 | 29.2249 | 29.2249 | 29.2249 | 29.2249 | 29.2249 | 29.2249 | 29.2249 | 29.2249 | 29.2249 | 29.2249 | 29.2249 | 29.2249 | 29.2249 | 29.2249 | 29.2249 | 29.2249 | 29.2249 | 29.2249 | 29.2249 | 29.2249 | 29.2249 | 29.2249 | 29.2249 | 29.2249 | 29.2249 | 29.2249 | 29.2249 | 29.2249 | 29.2249 | 29.2249
3582 | 29.2256 | 29.2256 | 29.2256 | 29.2256 | 29.2256 | 29.2256 | 29.2256 | 29.2256 | 29.2256 | 29.2256 | 29.2256 | 29.2256 | 29.2256 | 29.2256 | 29.2256 | 29.2256 | 29.2256 | 29.2256 | 29.2256 | 29.2256 | 29.2256 | 29.2256 | 29.2256 | 29.2256 | 29.2256 | 29.2256 | 29.2256 | 29.2256 | 29.2256 | 29.2256 | 29.2256 | 29.2256 | 29.2256 | 29.2256 | 29.2256 | 29.2256 | 29.2256 | 29.2256 | 29.2256 | 29.2256 | 29.2256 | 29.2256 | 29.2256 | 29.2256 | 29.2256 | 29.2256 | 29.2256 | 29.2256 | 29.2256 | 29.2256 | 29.2256 | 29.2256 | 29.2256 | 29.2256 | 29.2256 | 29.2256 | 29.2256 | 29.2256 | 29.2256 | 29.2256
3583 | 29.2263 | 29.2263 | 29.2263 | 29.2263 | 29.2263 | 29.2263 | 29.2263 | 29.2263 | 29.2263 | 29.2263 | 29.2263 | 29.2263 | 29.2263 | 29.2263 | 29.2263 | 29.2263 | 29.2263 | 29.2263 | 29.2263 | 29.2263 | 29.2263 | 29.2263 | 29.2263 | 29.2263 | 29.2263 | 29.2263 | 29.2263 | 29.2263 | 29.2263 | 29.2263 | 29.2263 | 29.2263 | 29.2263 | 29.2263 | 29.2263 | 29.2263 | 29.2263 | 29.2263 | 29.2263 | 29.2263 | 29.2263 | 29.2263 | 29.2263 | 29.2263 | 29.2263 | 29.2263 | 29.2263 | 29.2263 | 29.2263 | 29.2263 | 29.2263 | 29.2263 | 29.2263 | 29.2263 | 29.2263 | 29.2263 | 29.2263 | 29.2263 | 29.2263 | 29.2263
3584 | 29.227 | 29.227 | 29.227 | 29.227 | 29.227 | 29.227 | 29.227 | 29.227 | 29.227 | 29.227 | 29.227 | 29.227 | 29.227 | 29.227 | 29.227 | 29.227 | 29.227 | 29.227 | 29.227 | 29.227 | 29.227 | 29.227 | 29.227 | 29.227 | 29.227 | 29.227 | 29.227 | 29.227 | 29.227 | 29.227 | 29.227 | 29.227 | 29.227 | 29.227 | 29.227 | 29.227 | 29.227 | 29.227 | 29.227 | 29.227 | 29.227 | 29.227 | 29.227 | 29.227 | 29.227 | 29.227 | 29.227 | 29.227 | 29.227 | 29.227 | 29.227 | 29.227 | 29.227 | 29.227 | 29.227 | 29.227 | 29.227 | 29.227 | 29.227 | 29.227
3585 | 29.2277 | 29.2277 | 29.2277 | 29.2277 | 29.2277 | 29.2277 | 29.2277 | 29.2277 | 29.2277 | 29.2277 | 29.2277 | 29.2277 | 29.2277 | 29.2277 | 29.2277 | 29.2277 | 29.2277 | 29.2277 | 29.2277 | 29.2277 | 29.2277 | 29.2277 | 29.2277 | 29.2277 | 29.2277 | 29.2277 | 29.2277 | 29.2277 | 29.2277 | 29.2277 | 29.2277 | 29.2277 | 29.2277 | 29.2277 | 29.2277 | 29.2277 | 29.2277 | 29.2277 | 29.2277 | 29.2277 | 29.2277 | 29.2277 | 29.2277 | 29.2277 | 29.2277 | 29.2277 | 29.2277 | 29.2277 | 29.2277 | 29.2277 | 29.2277 | 29.2277 | 29.2277 | 29.2277 | 29.2277 | 29.2277 | 29.2277 | 29.2277 | 29.2277 | 29.2277
3586 | 29.2284 | 29.2284 | 29.2284 | 29.2284 | 29.2284 | 29.2284 | 29.2284 | 29.2284 | 29.2284 | 29.2284 | 29.2284 | 29.2284 | 29.2284 | 29.2284 | 29.2284 | 29.2284 | 29.2284 | 29.2284 | 29.2284 | 29.2284 | 29.2284 | 29.2284 | 29.2284 | 29.2284 | 29.2284 | 29.2284 | 29.2284 | 29.2284 | 29.2284 | 29.2284 | 29.2284 | 29.2284 | 29.2284 | 29.2284 | 29.2284 | 29.2284 | 29.2284 | 29.2284 | 29.2284 | 29.2284 | 29.2284 | 29.2284 | 29.2284 | 29.2284 | 29.2284 | 29.2284 | 29.2284 | 29.2284 | 29.2284 | 29.2284 | 29.2284 | 29.2284 | 29.2284 | 29.2284 | 29.2284 | 29.2284 | 29.2284 | 29.2284 | 29.2284 | 29.2284
3587 | 29.2291 | 29.2291 | 29.2291 | 29.2291 | 29.2291 | 29.2291 | 29.2291 | 29.2291 | 29.2291 | 29.2291 | 29.2291 | 29.2291 | 29.2291 | 29.2291 | 29.2291 | 29.2291 | 29.2291 | 29.2291 | 29.2291 | 29.2291 | 29.2291 | 29.2291 | 29.2291 | 29.2291 | 29.2291 | 29.2291 | 29.2291 | 29.2291 | 29.2291 | 29.2291 | 29.2291 | 29.2291 | 29.2291 | 29.2291 | 29.2291 | 29.2291 | 29.2291 | 29.2291 | 29.2291 | 29.2291 | 29.2291 | 29.2291 | 29.2291 | 29.2291 | 29.2291 | 29.2291 | 29.2291 | 29.2291 | 29.2291 | 29.2291 | 29.2291 | 29.2291 | 29.2291 | 29.2291 | 29.2291 | 29.2291 | 29.2291 | 29.2291 | 29.2291 | 29.2291
3588 | 29.2298 | 29.2298 | 29.2298 | 29.2298 | 29.2298 | 29.2298 | 29.2298 | 29.2298 | 29.2298 | 29.2298 | 29.2298 | 29.2298 | 29.2298 | 29.2298 | 29.2298 | 29.2298 | 29.2298 | 29.2298 | 29.2298 | 29.2298 | 29.2298 | 29.2298 | 29.2298 | 29.2298 | 29.2298 | 29.2298 | 29.2298 | 29.2298 | 29.2298 | 29.2298 | 29.2298 | 29.2298 | 29.2298 | 29.2298 | 29.2298 | 29.2298 | 29.2298 | 29.2298 | 29.2298 | 29.2298 | 29.2298 | 29.2298 | 29.2298 | 29.2298 | 29.2298 | 29.2298 | 29.2298 | 29.2298 | 29.2298 | 29.2298 | 29.2298 | 29.2298 | 29.2298 | 29.2298 | 29.2298 | 29.2298 | 29.2298 | 29.2298 | 29.2298 | 29.2298
3589 | 29.2305 | 29.2305 | 29.2305 | 29.2305 | 29.2305 | 29.2305 | 29.2305 | 29.2305 | 29.2305 | 29.2305 | 29.2305 | 29.2305 | 29.2305 | 29.2305 | 29.2305 | 29.2305 | 29.2305 | 29.2305 | 29.2305 | 29.2305 | 29.2305 | 29.2305 | 29.2305 | 29.2305 | 29.2305 | 29.2305 | 29.2305 | 29.2305 | 29.2305 | 29.2305 | 29.2305 | 29.2305 | 29.2305 | 29.2305 | 29.2305 | 29.2305 | 29.2305 | 29.2305 | 29.2305 | 29.2305 | 29.2305 | 29.2305 | 29.2305 | 29.2305 | 29.2305 | 29.2305 | 29.2305 | 29.2305 | 29.2305 | 29.2305 | 29.2305 | 29.2305 | 29.2305 | 29.2305 | 29.2305 | 29.2305 | 29.2305 | 29.2305 | 29.2305 | 29.2305
3590 | 29.2312 | 29.2312 | 29.2312 | 29.2312 | 29.2312 | 29.2312 | 29.2312 | 29.2312 | 29.2312 | 29.2312 | 29.2312 | 29.2312 | 29.2312 | 29.2312 | 29.2312 | 29.2312 | 29.2312 | 29.2312 | 29.2312 | 29.2312 | 29.2312 | 29.2312 | 29.2312 | 29.2312 | 29.2312 | 29.2312 | 29.2312 | 29.2312 | 29.2312 | 29.2312 | 29.2312 | 29.2312 | 29.2312 | 29.2312 | 29.2312 | 29.2312 | 29.2312 | 29.2312 | 29.2312 | 29.2312 | 29.2312 | 29.2312 | 29.2312 | 29.2312 | 29.2312 | 29.2312 | 29.2312 | 29.2312 | 29.2312 | 29.2312 | 29.2312 | 29.2312 | 29.2312 | 29.2312 | 29.2312 | 29.2312 | 29.2312 | 29.2312 | 29.2312 | 29.2312
3591 | 29.2319 | 29.2319 | 29.2319 | 29.2319 | 29.2319 | 29.2319 | 29.2319 | 29.2319 | 29.2319 | 29.2319 | 29.2319 | 29.2319 | 29.2319 | 29.2319 | 29.2319 | 29.2319 | 29.2319 | 29.2319 | 29.2319 | 29.2319 | 29.2319 | 29.2319 | 29.2319 | 29.2319 | 29.2319 | 29.2319 | 29.2319 | 29.2319 | 29.2319 | 29.2319 | 29.2319 | 29.2319 | 29.2319 | 29.2319 | 29.2319 | 29.2319 | 29.2319 | 29.2319 | 29.2319 | 29.2319 | 29.2319 | 29.2319 | 29.2319 | 29.2319 | 29.2319 | 29.2319 | 29.2319 | 29.2319 | 29.2319 | 29.2319 | 29.2319 | 29.2319 | 29.2319 | 29.2319 | 29.2319 | 29.2319 | 29.2319 | 29.2319 | 29.2319 | 29.2319
3592 | 29.2326 | 29.2326 | 29.2326 | 29.2326 | 29.2326 | 29.2326 | 29.2326 | 29.2326 | 29.2326 | 29.2326 | 29.2326 | 29.2326 | 29.2326 | 29.2326 | 29.2326 | 29.2326 | 29.2326 | 29.2326 | 29.2326 | 29.2326 | 29.2326 | 29.2326 | 29.2326 | 29.2326 | 29.2326 | 29.2326 | 29.2326 | 29.2326 | 29.2326 | 29.2326 | 29.2326 | 29.2326 | 29.2326 | 29.2326 | 29.2326 | 29.2326 | 29.2326 | 29.2326 | 29.2326 | 29.2326 | 29.2326 | 29.2326 | 29.2326 | 29.2326 | 29.2326 | 29.2326 | 29.2326 | 29.2326 | 29.2326 | 29.2326 | 29.2326 | 29.2326 | 29.2326 | 29.2326 | 29.2326 | 29.2326 | 29.2326 | 29.2326 | 29.2326 | 29.2326
3593 | 29.2333 | 29.2333 | 29.2333 | 29.2333 | 29.2333 | 29.2333 | 29.2333 | 29.2333 | 29.2333 | 29.2333 | 29.2333 | 29.2333 | 29.2333 | 29.2333 | 29.2333 | 29.2333 | 29.2333 | 29.2333 | 29.2333 | 29.2333 | 29.2333 | 29.2333 | 29.2333 | 29.2333 | 29.2333 | 29.2333 | 29.2333 | 29.2333 | 29.2333 | 29.2333 | 29.2333 | 29.2333 | 29.2333 | 29.2333 | 29.2333 | 29.2333 | 29.2333 | 29.2333 | 29.2333 | 29.2333 | 29.2333 | 29.2333 | 29.2333 | 29.2333 | 29.2333 | 29.2333 | 29.2333 | 29.2333 | 29.2333 | 29.2333 | 29.2333 | 29.2333 | 29.2333 | 29.2333 | 29.2333 | 29.2333 | 29.2333 | 29.2333 | 29.2333 | 29.2333
3594 | 29.2339 | 29.2339 | 29.2339 | 29.2339 | 29.2339 | 29.2339 | 29.2339 | 29.2339 | 29.2339 | 29.2339 | 29.2339 | 29.2339 | 29.2339 | 29.2339 | 29.2339 | 29.2339 | 29.2339 | 29.2339 | 29.2339 | 29.2339 | 29.2339 | 29.2339 | 29.2339 | 29.2339 | 29.2339 | 29.2339 | 29.2339 | 29.2339 | 29.2339 | 29.2339 | 29.2339 | 29.2339 | 29.2339 | 29.2339 | 29.2339 | 29.2339 | 29.2339 | 29.2339 | 29.2339 | 29.2339 | 29.2339 | 29.2339 | 29.2339 | 29.2339 | 29.2339 | 29.2339 | 29.2339 | 29.2339 | 29.2339 | 29.2339 | 29.2339 | 29.2339 | 29.2339 | 29.2339 | 29.2339 | 29.2339 | 29.2339 | 29.2339 | 29.2339 | 29.2339
3595 | 29.2346 | 29.2346 | 29.2346 | 29.2346 | 29.2346 | 29.2346 | 29.2346 | 29.2346 | 29.2346 | 29.2346 | 29.2346 | 29.2346 | 29.2346 | 29.2346 | 29.2346 | 29.2346 | 29.2346 | 29.2346 | 29.2346 | 29.2346 | 29.2346 | 29.2346 | 29.2346 | 29.2346 | 29.2346 | 29.2346 | 29.2346 | 29.2346 | 29.2346 | 29.2346 | 29.2346 | 29.2346 | 29.2346 | 29.2346 | 29.2346 | 29.2346 | 29.2346 | 29.2346 | 29.2346 | 29.2346 | 29.2346 | 29.2346 | 29.2346 | 29.2346 | 29.2346 | 29.2346 | 29.2346 | 29.2346 | 29.2346 | 29.2346 | 29.2346 | 29.2346 | 29.2346 | 29.2346 | 29.2346 | 29.2346 | 29.2346 | 29.2346 | 29.2346 | 29.2346
3596 | 29.2353 | 29.2353 | 29.2353 | 29.2353 | 29.2353 | 29.2353 | 29.2353 | 29.2353 | 29.2353 | 29.2353 | 29.2353 | 29.2353 | 29.2353 | 29.2353 | 29.2353 | 29.2353 | 29.2353 | 29.2353 | 29.2353 | 29.2353 | 29.2353 | 29.2353 | 29.2353 | 29.2353 | 29.2353 | 29.2353 | 29.2353 | 29.2353 | 29.2353 | 29.2353 | 29.2353 | 29.2353 | 29.2353 | 29.2353 | 29.2353 | 29.2353 | 29.2353 | 29.2353 | 29.2353 | 29.2353 | 29.2353 | 29.2353 | 29.2353 | 29.2353 | 29.2353 | 29.2353 | 29.2353 | 29.2353 | 29.2353 | 29.2353 | 29.2353 | 29.2353 | 29.2353 | 29.2353 | 29.2353 | 29.2353 | 29.2353 | 29.2353 | 29.2353 | 29.2353
3597 | 29.236 | 29.236 | 29.236 | 29.236 | 29.236 | 29.236 | 29.236 | 29.236 | 29.236 | 29.236 | 29.236 | 29.236 | 29.236 | 29.236 | 29.236 | 29.236 | 29.236 | 29.236 | 29.236 | 29.236 | 29.236 | 29.236 | 29.236 | 29.236 | 29.236 | 29.236 | 29.236 | 29.236 | 29.236 | 29.236 | 29.236 | 29.236 | 29.236 | 29.236 | 29.236 | 29.236 | 29.236 | 29.236 | 29.236 | 29.236 | 29.236 | 29.236 | 29.236 | 29.236 | 29.236 | 29.236 | 29.236 | 29.236 | 29.236 | 29.236 | 29.236 | 29.236 | 29.236 | 29.236 | 29.236 | 29.236 | 29.236 | 29.236 | 29.236 | 29.236
3598 | 29.2367 | 29.2367 | 29.2367 | 29.2367 | 29.2367 | 29.2367 | 29.2367 | 29.2367 | 29.2367 | 29.2367 | 29.2367 | 29.2367 | 29.2367 | 29.2367 | 29.2367 | 29.2367 | 29.2367 | 29.2367 | 29.2367 | 29.2367 | 29.2367 | 29.2367 | 29.2367 | 29.2367 | 29.2367 | 29.2367 | 29.2367 | 29.2367 | 29.2367 | 29.2367 | 29.2367 | 29.2367 | 29.2367 | 29.2367 | 29.2367 | 29.2367 | 29.2367 | 29.2367 | 29.2367 | 29.2367 | 29.2367 | 29.2367 | 29.2367 | 29.2367 | 29.2367 | 29.2367 | 29.2367 | 29.2367 | 29.2367 | 29.2367 | 29.2367 | 29.2367 | 29.2367 | 29.2367 | 29.2367 | 29.2367 | 29.2367 | 29.2367 | 29.2367 | 29.2367
3599 | 29.2374 | 29.2374 | 29.2374 | 29.2374 | 29.2374 | 29.2374 | 29.2374 | 29.2374 | 29.2374 | 29.2374 | 29.2374 | 29.2374 | 29.2374 | 29.2374 | 29.2374 | 29.2374 | 29.2374 | 29.2374 | 29.2374 | 29.2374 | 29.2374 | 29.2374 | 29.2374 | 29.2374 | 29.2374 | 29.2374 | 29.2374 | 29.2374 | 29.2374 | 29.2374 | 29.2374 | 29.2374 | 29.2374 | 29.2374 | 29.2374 | 29.2374 | 29.2374 | 29.2374 | 29.2374 | 29.2374 | 29.2374 | 29.2374 | 29.2374 | 29.2374 | 29.2374 | 29.2374 | 29.2374 | 29.2374 | 29.2374 | 29.2374 | 29.2374 | 29.2374 | 29.2374 | 29.2374 | 29.2374 | 29.2374 | 29.2374 | 29.2374 | 29.2374 | 29.2374
3600 | 29.2381 | 29.2381 | 29.2381 | 29.2381 | 29.2381 | 29.2381 | 29.2381 | 29.2381 | 29.2381 | 29.2381 | 29.2381 | 29.2381 | 29.2381 | 29.2381 | 29.2381 | 29.2381 | 29.2381 | 29.2381 | 29.2381 | 29.2381 | 29.2381 | 29.2381 | 29.2381 | 29.2381 | 29.2381 | 29.2381 | 29.2381 | 29.2381 | 29.2381 | 29.2381 | 29.2381 | 29.2381 | 29.2381 | 29.2381 | 29.2381 | 29.2381 | 29.2381 | 29.2381 | 29.2381 | 29.2381 | 29.2381 | 29.2381 | 29.2381 | 29.2381 | 29.2381 | 29.2381 | 29.2381 | 29.2381 | 29.2381 | 29.2381 | 29.2381 | 29.2381 | 29.2381 | 29.2381 | 29.2381 | 29.2381 | 29.2381 | 29.2381 | 29.2381 | 29.2381
3601 | 29.2388 | 29.2388 | 29.2388 | 29.2388 | 29.2388 | 29.2388 | 29.2388 | 29.2388 | 29.2388 | 29.2388 | 29.2388 | 29.2388 | 29.2388 | 29.2388 | 29.2388 | 29.2388 | 29.2388 | 29.2388 | 29.2388 | 29.2388 | 29.2388 | 29.2388 | 29.2388 | 29.2388 | 29.2388 | 29.2388 | 29.2388 | 29.2388 | 29.2388 | 29.2388 | 29.2388 | 29.2388 | 29.2388 | 29.2388 | 29.2388 | 29.2388 | 29.2388 | 29.2388 | 29.2388 | 29.2388 | 29.2388 | 29.2388 | 29.2388 | 29.2388 | 29.2388 | 29.2388 | 29.2388 | 29.2388 | 29.2388 | 29.2388 | 29.2388 | 29.2388 | 29.2388 | 29.2388 | 29.2388 | 29.2388 | 29.2388 | 29.2388 | 29.2388 | 29.2388
3602 | 29.2395 | 29.2395 | 29.2395 | 29.2395 | 29.2395 | 29.2395 | 29.2395 | 29.2395 | 29.2395 | 29.2395 | 29.2395 | 29.2395 | 29.2395 | 29.2395 | 29.2395 | 29.2395 | 29.2395 | 29.2395 | 29.2395 | 29.2395 | 29.2395 | 29.2395 | 29.2395 | 29.2395 | 29.2395 | 29.2395 | 29.2395 | 29.2395 | 29.2395 | 29.2395 | 29.2395 | 29.2395 | 29.2395 | 29.2395 | 29.2395 | 29.2395 | 29.2395 | 29.2395 | 29.2395 | 29.2395 | 29.2395 | 29.2395 | 29.2395 | 29.2395 | 29.2395 | 29.2395 | 29.2395 | 29.2395 | 29.2395 | 29.2395 | 29.2395 | 29.2395 | 29.2395 | 29.2395 | 29.2395 | 29.2395 | 29.2395 | 29.2395 | 29.2395 | 29.2395
3603 | 29.2402 | 29.2402 | 29.2402 | 29.2402 | 29.2402 | 29.2402 | 29.2402 | 29.2402 | 29.2402 | 29.2402 | 29.2402 | 29.2402 | 29.2402 | 29.2402 | 29.2402 | 29.2402 | 29.2402 | 29.2402 | 29.2402 | 29.2402 | 29.2402 | 29.2402 | 29.2402 | 29.2402 | 29.2402 | 29.2402 | 29.2402 | 29.2402 | 29.2402 | 29.2402 | 29.2402 | 29.2402 | 29.2402 | 29.2402 | 29.2402 | 29.2402 | 29.2402 | 29.2402 | 29.2402 | 29.2402 | 29.2402 | 29.2402 | 29.2402 | 29.2402 | 29.2402 | 29.2402 | 29.2402 | 29.2402 | 29.2402 | 29.2402 | 29.2402 | 29.2402 | 29.2402 | 29.2402 | 29.2402 | 29.2402 | 29.2402 | 29.2402 | 29.2402 | 29.2402
3604 | 29.2409 | 29.2409 | 29.2409 | 29.2409 | 29.2409 | 29.2409 | 29.2409 | 29.2409 | 29.2409 | 29.2409 | 29.2409 | 29.2409 | 29.2409 | 29.2409 | 29.2409 | 29.2409 | 29.2409 | 29.2409 | 29.2409 | 29.2409 | 29.2409 | 29.2409 | 29.2409 | 29.2409 | 29.2409 | 29.2409 | 29.2409 | 29.2409 | 29.2409 | 29.2409 | 29.2409 | 29.2409 | 29.2409 | 29.2409 | 29.2409 | 29.2409 | 29.2409 | 29.2409 | 29.2409 | 29.2409 | 29.2409 | 29.2409 | 29.2409 | 29.2409 | 29.2409 | 29.2409 | 29.2409 | 29.2409 | 29.2409 | 29.2409 | 29.2409 | 29.2409 | 29.2409 | 29.2409 | 29.2409 | 29.2409 | 29.2409 | 29.2409 | 29.2409 | 29.2409
3605 | 29.2416 | 29.2416 | 29.2416 | 29.2416 | 29.2416 | 29.2416 | 29.2416 | 29.2416 | 29.2416 | 29.2416 | 29.2416 | 29.2416 | 29.2416 | 29.2416 | 29.2416 | 29.2416 | 29.2416 | 29.2416 | 29.2416 | 29.2416 | 29.2416 | 29.2416 | 29.2416 | 29.2416 | 29.2416 | 29.2416 | 29.2416 | 29.2416 | 29.2416 | 29.2416 | 29.2416 | 29.2416 | 29.2416 | 29.2416 | 29.2416 | 29.2416 | 29.2416 | 29.2416 | 29.2416 | 29.2416 | 29.2416 | 29.2416 | 29.2416 | 29.2416 | 29.2416 | 29.2416 | 29.2416 | 29.2416 | 29.2416 | 29.2416 | 29.2416 | 29.2416 | 29.2416 | 29.2416 | 29.2416 | 29.2416 | 29.2416 | 29.2416 | 29.2416 | 29.2416
3606 | 29.2423 | 29.2423 | 29.2423 | 29.2423 | 29.2423 | 29.2423 | 29.2423 | 29.2423 | 29.2423 | 29.2423 | 29.2423 | 29.2423 | 29.2423 | 29.2423 | 29.2423 | 29.2423 | 29.2423 | 29.2423 | 29.2423 | 29.2423 | 29.2423 | 29.2423 | 29.2423 | 29.2423 | 29.2423 | 29.2423 | 29.2423 | 29.2423 | 29.2423 | 29.2423 | 29.2423 | 29.2423 | 29.2423 | 29.2423 | 29.2423 | 29.2423 | 29.2423 | 29.2423 | 29.2423 | 29.2423 | 29.2423 | 29.2423 | 29.2423 | 29.2423 | 29.2423 | 29.2423 | 29.2423 | 29.2423 | 29.2423 | 29.2423 | 29.2423 | 29.2423 | 29.2423 | 29.2423 | 29.2423 | 29.2423 | 29.2423 | 29.2423 | 29.2423 | 29.2423
3607 | 29.243 | 29.243 | 29.243 | 29.243 | 29.243 | 29.243 | 29.243 | 29.243 | 29.243 | 29.243 | 29.243 | 29.243 | 29.243 | 29.243 | 29.243 | 29.243 | 29.243 | 29.243 | 29.243 | 29.243 | 29.243 | 29.243 | 29.243 | 29.243 | 29.243 | 29.243 | 29.243 | 29.243 | 29.243 | 29.243 | 29.243 | 29.243 | 29.243 | 29.243 | 29.243 | 29.243 | 29.243 | 29.243 | 29.243 | 29.243 | 29.243 | 29.243 | 29.243 | 29.243 | 29.243 | 29.243 | 29.243 | 29.243 | 29.243 | 29.243 | 29.243 | 29.243 | 29.243 | 29.243 | 29.243 | 29.243 | 29.243 | 29.243 | 29.243 | 29.243
3608 | 29.2437 | 29.2437 | 29.2437 | 29.2437 | 29.2437 | 29.2437 | 29.2437 | 29.2437 | 29.2437 | 29.2437 | 29.2437 | 29.2437 | 29.2437 | 29.2437 | 29.2437 | 29.2437 | 29.2437 | 29.2437 | 29.2437 | 29.2437 | 29.2437 | 29.2437 | 29.2437 | 29.2437 | 29.2437 | 29.2437 | 29.2437 | 29.2437 | 29.2437 | 29.2437 | 29.2437 | 29.2437 | 29.2437 | 29.2437 | 29.2437 | 29.2437 | 29.2437 | 29.2437 | 29.2437 | 29.2437 | 29.2437 | 29.2437 | 29.2437 | 29.2437 | 29.2437 | 29.2437 | 29.2437 | 29.2437 | 29.2437 | 29.2437 | 29.2437 | 29.2437 | 29.2437 | 29.2437 | 29.2437 | 29.2437 | 29.2437 | 29.2437 | 29.2437 | 29.2437
3609 | 29.2444 | 29.2444 | 29.2444 | 29.2444 | 29.2444 | 29.2444 | 29.2444 | 29.2444 | 29.2444 | 29.2444 | 29.2444 | 29.2444 | 29.2444 | 29.2444 | 29.2444 | 29.2444 | 29.2444 | 29.2444 | 29.2444 | 29.2444 | 29.2444 | 29.2444 | 29.2444 | 29.2444 | 29.2444 | 29.2444 | 29.2444 | 29.2444 | 29.2444 | 29.2444 | 29.2444 | 29.2444 | 29.2444 | 29.2444 | 29.2444 | 29.2444 | 29.2444 | 29.2444 | 29.2444 | 29.2444 | 29.2444 | 29.2444 | 29.2444 | 29.2444 | 29.2444 | 29.2444 | 29.2444 | 29.2444 | 29.2444 | 29.2444 | 29.2444 | 29.2444 | 29.2444 | 29.2444 | 29.2444 | 29.2444 | 29.2444 | 29.2444 | 29.2444 | 29.2444
3610 | 29.2451 | 29.2451 | 29.2451 | 29.2451 | 29.2451 | 29.2451 | 29.2451 | 29.2451 | 29.2451 | 29.2451 | 29.2451 | 29.2451 | 29.2451 | 29.2451 | 29.2451 | 29.2451 | 29.2451 | 29.2451 | 29.2451 | 29.2451 | 29.2451 | 29.2451 | 29.2451 | 29.2451 | 29.2451 | 29.2451 | 29.2451 | 29.2451 | 29.2451 | 29.2451 | 29.2451 | 29.2451 | 29.2451 | 29.2451 | 29.2451 | 29.2451 | 29.2451 | 29.2451 | 29.2451 | 29.2451 | 29.2451 | 29.2451 | 29.2451 | 29.2451 | 29.2451 | 29.2451 | 29.2451 | 29.2451 | 29.2451 | 29.2451 | 29.2451 | 29.2451 | 29.2451 | 29.2451 | 29.2451 | 29.2451 | 29.2451 | 29.2451 | 29.2451 | 29.2451
3611 | 29.2457 | 29.2457 | 29.2457 | 29.2457 | 29.2457 | 29.2457 | 29.2457 | 29.2457 | 29.2457 | 29.2457 | 29.2457 | 29.2457 | 29.2457 | 29.2457 | 29.2457 | 29.2457 | 29.2457 | 29.2457 | 29.2457 | 29.2457 | 29.2457 | 29.2457 | 29.2457 | 29.2457 | 29.2457 | 29.2457 | 29.2457 | 29.2457 | 29.2457 | 29.2457 | 29.2457 | 29.2457 | 29.2457 | 29.2457 | 29.2457 | 29.2457 | 29.2457 | 29.2457 | 29.2457 | 29.2457 | 29.2457 | 29.2457 | 29.2457 | 29.2457 | 29.2457 | 29.2457 | 29.2457 | 29.2457 | 29.2457 | 29.2457 | 29.2457 | 29.2457 | 29.2457 | 29.2457 | 29.2457 | 29.2457 | 29.2457 | 29.2457 | 29.2457 | 29.2457
3612 | 29.2464 | 29.2464 | 29.2464 | 29.2464 | 29.2464 | 29.2464 | 29.2464 | 29.2464 | 29.2464 | 29.2464 | 29.2464 | 29.2464 | 29.2464 | 29.2464 | 29.2464 | 29.2464 | 29.2464 | 29.2464 | 29.2464 | 29.2464 | 29.2464 | 29.2464 | 29.2464 | 29.2464 | 29.2464 | 29.2464 | 29.2464 | 29.2464 | 29.2464 | 29.2464 | 29.2464 | 29.2464 | 29.2464 | 29.2464 | 29.2464 | 29.2464 | 29.2464 | 29.2464 | 29.2464 | 29.2464 | 29.2464 | 29.2464 | 29.2464 | 29.2464 | 29.2464 | 29.2464 | 29.2464 | 29.2464 | 29.2464 | 29.2464 | 29.2464 | 29.2464 | 29.2464 | 29.2464 | 29.2464 | 29.2464 | 29.2464 | 29.2464 | 29.2464 | 29.2464
3613 | 29.2471 | 29.2471 | 29.2471 | 29.2471 | 29.2471 | 29.2471 | 29.2471 | 29.2471 | 29.2471 | 29.2471 | 29.2471 | 29.2471 | 29.2471 | 29.2471 | 29.2471 | 29.2471 | 29.2471 | 29.2471 | 29.2471 | 29.2471 | 29.2471 | 29.2471 | 29.2471 | 29.2471 | 29.2471 | 29.2471 | 29.2471 | 29.2471 | 29.2471 | 29.2471 | 29.2471 | 29.2471 | 29.2471 | 29.2471 | 29.2471 | 29.2471 | 29.2471 | 29.2471 | 29.2471 | 29.2471 | 29.2471 | 29.2471 | 29.2471 | 29.2471 | 29.2471 | 29.2471 | 29.2471 | 29.2471 | 29.2471 | 29.2471 | 29.2471 | 29.2471 | 29.2471 | 29.2471 | 29.2471 | 29.2471 | 29.2471 | 29.2471 | 29.2471 | 29.2471
3614 | 29.2478 | 29.2478 | 29.2478 | 29.2478 | 29.2478 | 29.2478 | 29.2478 | 29.2478 | 29.2478 | 29.2478 | 29.2478 | 29.2478 | 29.2478 | 29.2478 | 29.2478 | 29.2478 | 29.2478 | 29.2478 | 29.2478 | 29.2478 | 29.2478 | 29.2478 | 29.2478 | 29.2478 | 29.2478 | 29.2478 | 29.2478 | 29.2478 | 29.2478 | 29.2478 | 29.2478 | 29.2478 | 29.2478 | 29.2478 | 29.2478 | 29.2478 | 29.2478 | 29.2478 | 29.2478 | 29.2478 | 29.2478 | 29.2478 | 29.2478 | 29.2478 | 29.2478 | 29.2478 | 29.2478 | 29.2478 | 29.2478 | 29.2478 | 29.2478 | 29.2478 | 29.2478 | 29.2478 | 29.2478 | 29.2478 | 29.2478 | 29.2478 | 29.2478 | 29.2478
3615 | 29.2485 | 29.2485 | 29.2485 | 29.2485 | 29.2485 | 29.2485 | 29.2485 | 29.2485 | 29.2485 | 29.2485 | 29.2485 | 29.2485 | 29.2485 | 29.2485 | 29.2485 | 29.2485 | 29.2485 | 29.2485 | 29.2485 | 29.2485 | 29.2485 | 29.2485 | 29.2485 | 29.2485 | 29.2485 | 29.2485 | 29.2485 | 29.2485 | 29.2485 | 29.2485 | 29.2485 | 29.2485 | 29.2485 | 29.2485 | 29.2485 | 29.2485 | 29.2485 | 29.2485 | 29.2485 | 29.2485 | 29.2485 | 29.2485 | 29.2485 | 29.2485 | 29.2485 | 29.2485 | 29.2485 | 29.2485 | 29.2485 | 29.2485 | 29.2485 | 29.2485 | 29.2485 | 29.2485 | 29.2485 | 29.2485 | 29.2485 | 29.2485 | 29.2485 | 29.2485
3616 | 29.2492 | 29.2492 | 29.2492 | 29.2492 | 29.2492 | 29.2492 | 29.2492 | 29.2492 | 29.2492 | 29.2492 | 29.2492 | 29.2492 | 29.2492 | 29.2492 | 29.2492 | 29.2492 | 29.2492 | 29.2492 | 29.2492 | 29.2492 | 29.2492 | 29.2492 | 29.2492 | 29.2492 | 29.2492 | 29.2492 | 29.2492 | 29.2492 | 29.2492 | 29.2492 | 29.2492 | 29.2492 | 29.2492 | 29.2492 | 29.2492 | 29.2492 | 29.2492 | 29.2492 | 29.2492 | 29.2492 | 29.2492 | 29.2492 | 29.2492 | 29.2492 | 29.2492 | 29.2492 | 29.2492 | 29.2492 | 29.2492 | 29.2492 | 29.2492 | 29.2492 | 29.2492 | 29.2492 | 29.2492 | 29.2492 | 29.2492 | 29.2492 | 29.2492 | 29.2492
3617 | 29.2499 | 29.2499 | 29.2499 | 29.2499 | 29.2499 | 29.2499 | 29.2499 | 29.2499 | 29.2499 | 29.2499 | 29.2499 | 29.2499 | 29.2499 | 29.2499 | 29.2499 | 29.2499 | 29.2499 | 29.2499 | 29.2499 | 29.2499 | 29.2499 | 29.2499 | 29.2499 | 29.2499 | 29.2499 | 29.2499 | 29.2499 | 29.2499 | 29.2499 | 29.2499 | 29.2499 | 29.2499 | 29.2499 | 29.2499 | 29.2499 | 29.2499 | 29.2499 | 29.2499 | 29.2499 | 29.2499 | 29.2499 | 29.2499 | 29.2499 | 29.2499 | 29.2499 | 29.2499 | 29.2499 | 29.2499 | 29.2499 | 29.2499 | 29.2499 | 29.2499 | 29.2499 | 29.2499 | 29.2499 | 29.2499 | 29.2499 | 29.2499 | 29.2499 | 29.2499
3618 | 29.2506 | 29.2506 | 29.2506 | 29.2506 | 29.2506 | 29.2506 | 29.2506 | 29.2506 | 29.2506 | 29.2506 | 29.2506 | 29.2506 | 29.2506 | 29.2506 | 29.2506 | 29.2506 | 29.2506 | 29.2506 | 29.2506 | 29.2506 | 29.2506 | 29.2506 | 29.2506 | 29.2506 | 29.2506 | 29.2506 | 29.2506 | 29.2506 | 29.2506 | 29.2506 | 29.2506 | 29.2506 | 29.2506 | 29.2506 | 29.2506 | 29.2506 | 29.2506 | 29.2506 | 29.2506 | 29.2506 | 29.2506 | 29.2506 | 29.2506 | 29.2506 | 29.2506 | 29.2506 | 29.2506 | 29.2506 | 29.2506 | 29.2506 | 29.2506 | 29.2506 | 29.2506 | 29.2506 | 29.2506 | 29.2506 | 29.2506 | 29.2506 | 29.2506 | 29.2506
3619 | 29.2513 | 29.2513 | 29.2513 | 29.2513 | 29.2513 | 29.2513 | 29.2513 | 29.2513 | 29.2513 | 29.2513 | 29.2513 | 29.2513 | 29.2513 | 29.2513 | 29.2513 | 29.2513 | 29.2513 | 29.2513 | 29.2513 | 29.2513 | 29.2513 | 29.2513 | 29.2513 | 29.2513 | 29.2513 | 29.2513 | 29.2513 | 29.2513 | 29.2513 | 29.2513 | 29.2513 | 29.2513 | 29.2513 | 29.2513 | 29.2513 | 29.2513 | 29.2513 | 29.2513 | 29.2513 | 29.2513 | 29.2513 | 29.2513 | 29.2513 | 29.2513 | 29.2513 | 29.2513 | 29.2513 | 29.2513 | 29.2513 | 29.2513 | 29.2513 | 29.2513 | 29.2513 | 29.2513 | 29.2513 | 29.2513 | 29.2513 | 29.2513 | 29.2513 | 29.2513
3620 | 29.252 | 29.252 | 29.252 | 29.252 | 29.252 | 29.252 | 29.252 | 29.252 | 29.252 | 29.252 | 29.252 | 29.252 | 29.252 | 29.252 | 29.252 | 29.252 | 29.252 | 29.252 | 29.252 | 29.252 | 29.252 | 29.252 | 29.252 | 29.252 | 29.252 | 29.252 | 29.252 | 29.252 | 29.252 | 29.252 | 29.252 | 29.252 | 29.252 | 29.252 | 29.252 | 29.252 | 29.252 | 29.252 | 29.252 | 29.252 | 29.252 | 29.252 | 29.252 | 29.252 | 29.252 | 29.252 | 29.252 | 29.252 | 29.252 | 29.252 | 29.252 | 29.252 | 29.252 | 29.252 | 29.252 | 29.252 | 29.252 | 29.252 | 29.252 | 29.252
3621 | 29.2527 | 29.2527 | 29.2527 | 29.2527 | 29.2527 | 29.2527 | 29.2527 | 29.2527 | 29.2527 | 29.2527 | 29.2527 | 29.2527 | 29.2527 | 29.2527 | 29.2527 | 29.2527 | 29.2527 | 29.2527 | 29.2527 | 29.2527 | 29.2527 | 29.2527 | 29.2527 | 29.2527 | 29.2527 | 29.2527 | 29.2527 | 29.2527 | 29.2527 | 29.2527 | 29.2527 | 29.2527 | 29.2527 | 29.2527 | 29.2527 | 29.2527 | 29.2527 | 29.2527 | 29.2527 | 29.2527 | 29.2527 | 29.2527 | 29.2527 | 29.2527 | 29.2527 | 29.2527 | 29.2527 | 29.2527 | 29.2527 | 29.2527 | 29.2527 | 29.2527 | 29.2527 | 29.2527 | 29.2527 | 29.2527 | 29.2527 | 29.2527 | 29.2527 | 29.2527
3622 | 29.2533 | 29.2533 | 29.2533 | 29.2533 | 29.2533 | 29.2533 | 29.2533 | 29.2533 | 29.2533 | 29.2533 | 29.2533 | 29.2533 | 29.2533 | 29.2533 | 29.2533 | 29.2533 | 29.2533 | 29.2533 | 29.2533 | 29.2533 | 29.2533 | 29.2533 | 29.2533 | 29.2533 | 29.2533 | 29.2533 | 29.2533 | 29.2533 | 29.2533 | 29.2533 | 29.2533 | 29.2533 | 29.2533 | 29.2533 | 29.2533 | 29.2533 | 29.2533 | 29.2533 | 29.2533 | 29.2533 | 29.2533 | 29.2533 | 29.2533 | 29.2533 | 29.2533 | 29.2533 | 29.2533 | 29.2533 | 29.2533 | 29.2533 | 29.2533 | 29.2533 | 29.2533 | 29.2533 | 29.2533 | 29.2533 | 29.2533 | 29.2533 | 29.2533 | 29.2533
3623 | 29.254 | 29.254 | 29.254 | 29.254 | 29.254 | 29.254 | 29.254 | 29.254 | 29.254 | 29.254 | 29.254 | 29.254 | 29.254 | 29.254 | 29.254 | 29.254 | 29.254 | 29.254 | 29.254 | 29.254 | 29.254 | 29.254 | 29.254 | 29.254 | 29.254 | 29.254 | 29.254 | 29.254 | 29.254 | 29.254 | 29.254 | 29.254 | 29.254 | 29.254 | 29.254 | 29.254 | 29.254 | 29.254 | 29.254 | 29.254 | 29.254 | 29.254 | 29.254 | 29.254 | 29.254 | 29.254 | 29.254 | 29.254 | 29.254 | 29.254 | 29.254 | 29.254 | 29.254 | 29.254 | 29.254 | 29.254 | 29.254 | 29.254 | 29.254 | 29.254
3624 | 29.2547 | 29.2547 | 29.2547 | 29.2547 | 29.2547 | 29.2547 | 29.2547 | 29.2547 | 29.2547 | 29.2547 | 29.2547 | 29.2547 | 29.2547 | 29.2547 | 29.2547 | 29.2547 | 29.2547 | 29.2547 | 29.2547 | 29.2547 | 29.2547 | 29.2547 | 29.2547 | 29.2547 | 29.2547 | 29.2547 | 29.2547 | 29.2547 | 29.2547 | 29.2547 | 29.2547 | 29.2547 | 29.2547 | 29.2547 | 29.2547 | 29.2547 | 29.2547 | 29.2547 | 29.2547 | 29.2547 | 29.2547 | 29.2547 | 29.2547 | 29.2547 | 29.2547 | 29.2547 | 29.2547 | 29.2547 | 29.2547 | 29.2547 | 29.2547 | 29.2547 | 29.2547 | 29.2547 | 29.2547 | 29.2547 | 29.2547 | 29.2547 | 29.2547 | 29.2547
3625 | 29.2554 | 29.2554 | 29.2554 | 29.2554 | 29.2554 | 29.2554 | 29.2554 | 29.2554 | 29.2554 | 29.2554 | 29.2554 | 29.2554 | 29.2554 | 29.2554 | 29.2554 | 29.2554 | 29.2554 | 29.2554 | 29.2554 | 29.2554 | 29.2554 | 29.2554 | 29.2554 | 29.2554 | 29.2554 | 29.2554 | 29.2554 | 29.2554 | 29.2554 | 29.2554 | 29.2554 | 29.2554 | 29.2554 | 29.2554 | 29.2554 | 29.2554 | 29.2554 | 29.2554 | 29.2554 | 29.2554 | 29.2554 | 29.2554 | 29.2554 | 29.2554 | 29.2554 | 29.2554 | 29.2554 | 29.2554 | 29.2554 | 29.2554 | 29.2554 | 29.2554 | 29.2554 | 29.2554 | 29.2554 | 29.2554 | 29.2554 | 29.2554 | 29.2554 | 29.2554
3626 | 29.2561 | 29.2561 | 29.2561 | 29.2561 | 29.2561 | 29.2561 | 29.2561 | 29.2561 | 29.2561 | 29.2561 | 29.2561 | 29.2561 | 29.2561 | 29.2561 | 29.2561 | 29.2561 | 29.2561 | 29.2561 | 29.2561 | 29.2561 | 29.2561 | 29.2561 | 29.2561 | 29.2561 | 29.2561 | 29.2561 | 29.2561 | 29.2561 | 29.2561 | 29.2561 | 29.2561 | 29.2561 | 29.2561 | 29.2561 | 29.2561 | 29.2561 | 29.2561 | 29.2561 | 29.2561 | 29.2561 | 29.2561 | 29.2561 | 29.2561 | 29.2561 | 29.2561 | 29.2561 | 29.2561 | 29.2561 | 29.2561 | 29.2561 | 29.2561 | 29.2561 | 29.2561 | 29.2561 | 29.2561 | 29.2561 | 29.2561 | 29.2561 | 29.2561 | 29.2561
3627 | 29.2568 | 29.2568 | 29.2568 | 29.2568 | 29.2568 | 29.2568 | 29.2568 | 29.2568 | 29.2568 | 29.2568 | 29.2568 | 29.2568 | 29.2568 | 29.2568 | 29.2568 | 29.2568 | 29.2568 | 29.2568 | 29.2568 | 29.2568 | 29.2568 | 29.2568 | 29.2568 | 29.2568 | 29.2568 | 29.2568 | 29.2568 | 29.2568 | 29.2568 | 29.2568 | 29.2568 | 29.2568 | 29.2568 | 29.2568 | 29.2568 | 29.2568 | 29.2568 | 29.2568 | 29.2568 | 29.2568 | 29.2568 | 29.2568 | 29.2568 | 29.2568 | 29.2568 | 29.2568 | 29.2568 | 29.2568 | 29.2568 | 29.2568 | 29.2568 | 29.2568 | 29.2568 | 29.2568 | 29.2568 | 29.2568 | 29.2568 | 29.2568 | 29.2568 | 29.2568
3628 | 29.2575 | 29.2575 | 29.2575 | 29.2575 | 29.2575 | 29.2575 | 29.2575 | 29.2575 | 29.2575 | 29.2575 | 29.2575 | 29.2575 | 29.2575 | 29.2575 | 29.2575 | 29.2575 | 29.2575 | 29.2575 | 29.2575 | 29.2575 | 29.2575 | 29.2575 | 29.2575 | 29.2575 | 29.2575 | 29.2575 | 29.2575 | 29.2575 | 29.2575 | 29.2575 | 29.2575 | 29.2575 | 29.2575 | 29.2575 | 29.2575 | 29.2575 | 29.2575 | 29.2575 | 29.2575 | 29.2575 | 29.2575 | 29.2575 | 29.2575 | 29.2575 | 29.2575 | 29.2575 | 29.2575 | 29.2575 | 29.2575 | 29.2575 | 29.2575 | 29.2575 | 29.2575 | 29.2575 | 29.2575 | 29.2575 | 29.2575 | 29.2575 | 29.2575 | 29.2575
3629 | 29.2582 | 29.2582 | 29.2582 | 29.2582 | 29.2582 | 29.2582 | 29.2582 | 29.2582 | 29.2582 | 29.2582 | 29.2582 | 29.2582 | 29.2582 | 29.2582 | 29.2582 | 29.2582 | 29.2582 | 29.2582 | 29.2582 | 29.2582 | 29.2582 | 29.2582 | 29.2582 | 29.2582 | 29.2582 | 29.2582 | 29.2582 | 29.2582 | 29.2582 | 29.2582 | 29.2582 | 29.2582 | 29.2582 | 29.2582 | 29.2582 | 29.2582 | 29.2582 | 29.2582 | 29.2582 | 29.2582 | 29.2582 | 29.2582 | 29.2582 | 29.2582 | 29.2582 | 29.2582 | 29.2582 | 29.2582 | 29.2582 | 29.2582 | 29.2582 | 29.2582 | 29.2582 | 29.2582 | 29.2582 | 29.2582 | 29.2582 | 29.2582 | 29.2582 | 29.2582
3630 | 29.2589 | 29.2589 | 29.2589 | 29.2589 | 29.2589 | 29.2589 | 29.2589 | 29.2589 | 29.2589 | 29.2589 | 29.2589 | 29.2589 | 29.2589 | 29.2589 | 29.2589 | 29.2589 | 29.2589 | 29.2589 | 29.2589 | 29.2589 | 29.2589 | 29.2589 | 29.2589 | 29.2589 | 29.2589 | 29.2589 | 29.2589 | 29.2589 | 29.2589 | 29.2589 | 29.2589 | 29.2589 | 29.2589 | 29.2589 | 29.2589 | 29.2589 | 29.2589 | 29.2589 | 29.2589 | 29.2589 | 29.2589 | 29.2589 | 29.2589 | 29.2589 | 29.2589 | 29.2589 | 29.2589 | 29.2589 | 29.2589 | 29.2589 | 29.2589 | 29.2589 | 29.2589 | 29.2589 | 29.2589 | 29.2589 | 29.2589 | 29.2589 | 29.2589 | 29.2589
3631 | 29.2596 | 29.2596 | 29.2596 | 29.2596 | 29.2596 | 29.2596 | 29.2596 | 29.2596 | 29.2596 | 29.2596 | 29.2596 | 29.2596 | 29.2596 | 29.2596 | 29.2596 | 29.2596 | 29.2596 | 29.2596 | 29.2596 | 29.2596 | 29.2596 | 29.2596 | 29.2596 | 29.2596 | 29.2596 | 29.2596 | 29.2596 | 29.2596 | 29.2596 | 29.2596 | 29.2596 | 29.2596 | 29.2596 | 29.2596 | 29.2596 | 29.2596 | 29.2596 | 29.2596 | 29.2596 | 29.2596 | 29.2596 | 29.2596 | 29.2596 | 29.2596 | 29.2596 | 29.2596 | 29.2596 | 29.2596 | 29.2596 | 29.2596 | 29.2596 | 29.2596 | 29.2596 | 29.2596 | 29.2596 | 29.2596 | 29.2596 | 29.2596 | 29.2596 | 29.2596
3632 | 29.2602 | 29.2602 | 29.2602 | 29.2602 | 29.2602 | 29.2602 | 29.2602 | 29.2602 | 29.2602 | 29.2602 | 29.2602 | 29.2602 | 29.2602 | 29.2602 | 29.2602 | 29.2602 | 29.2602 | 29.2602 | 29.2602 | 29.2602 | 29.2602 | 29.2602 | 29.2602 | 29.2602 | 29.2602 | 29.2602 | 29.2602 | 29.2602 | 29.2602 | 29.2602 | 29.2602 | 29.2602 | 29.2602 | 29.2602 | 29.2602 | 29.2602 | 29.2602 | 29.2602 | 29.2602 | 29.2602 | 29.2602 | 29.2602 | 29.2602 | 29.2602 | 29.2602 | 29.2602 | 29.2602 | 29.2602 | 29.2602 | 29.2602 | 29.2602 | 29.2602 | 29.2602 | 29.2602 | 29.2602 | 29.2602 | 29.2602 | 29.2602 | 29.2602 | 29.2602
3633 | 29.2609 | 29.2609 | 29.2609 | 29.2609 | 29.2609 | 29.2609 | 29.2609 | 29.2609 | 29.2609 | 29.2609 | 29.2609 | 29.2609 | 29.2609 | 29.2609 | 29.2609 | 29.2609 | 29.2609 | 29.2609 | 29.2609 | 29.2609 | 29.2609 | 29.2609 | 29.2609 | 29.2609 | 29.2609 | 29.2609 | 29.2609 | 29.2609 | 29.2609 | 29.2609 | 29.2609 | 29.2609 | 29.2609 | 29.2609 | 29.2609 | 29.2609 | 29.2609 | 29.2609 | 29.2609 | 29.2609 | 29.2609 | 29.2609 | 29.2609 | 29.2609 | 29.2609 | 29.2609 | 29.2609 | 29.2609 | 29.2609 | 29.2609 | 29.2609 | 29.2609 | 29.2609 | 29.2609 | 29.2609 | 29.2609 | 29.2609 | 29.2609 | 29.2609 | 29.2609
3634 | 29.2616 | 29.2616 | 29.2616 | 29.2616 | 29.2616 | 29.2616 | 29.2616 | 29.2616 | 29.2616 | 29.2616 | 29.2616 | 29.2616 | 29.2616 | 29.2616 | 29.2616 | 29.2616 | 29.2616 | 29.2616 | 29.2616 | 29.2616 | 29.2616 | 29.2616 | 29.2616 | 29.2616 | 29.2616 | 29.2616 | 29.2616 | 29.2616 | 29.2616 | 29.2616 | 29.2616 | 29.2616 | 29.2616 | 29.2616 | 29.2616 | 29.2616 | 29.2616 | 29.2616 | 29.2616 | 29.2616 | 29.2616 | 29.2616 | 29.2616 | 29.2616 | 29.2616 | 29.2616 | 29.2616 | 29.2616 | 29.2616 | 29.2616 | 29.2616 | 29.2616 | 29.2616 | 29.2616 | 29.2616 | 29.2616 | 29.2616 | 29.2616 | 29.2616 | 29.2616
3635 | 29.2623 | 29.2623 | 29.2623 | 29.2623 | 29.2623 | 29.2623 | 29.2623 | 29.2623 | 29.2623 | 29.2623 | 29.2623 | 29.2623 | 29.2623 | 29.2623 | 29.2623 | 29.2623 | 29.2623 | 29.2623 | 29.2623 | 29.2623 | 29.2623 | 29.2623 | 29.2623 | 29.2623 | 29.2623 | 29.2623 | 29.2623 | 29.2623 | 29.2623 | 29.2623 | 29.2623 | 29.2623 | 29.2623 | 29.2623 | 29.2623 | 29.2623 | 29.2623 | 29.2623 | 29.2623 | 29.2623 | 29.2623 | 29.2623 | 29.2623 | 29.2623 | 29.2623 | 29.2623 | 29.2623 | 29.2623 | 29.2623 | 29.2623 | 29.2623 | 29.2623 | 29.2623 | 29.2623 | 29.2623 | 29.2623 | 29.2623 | 29.2623 | 29.2623 | 29.2623
3636 | 29.263 | 29.263 | 29.263 | 29.263 | 29.263 | 29.263 | 29.263 | 29.263 | 29.263 | 29.263 | 29.263 | 29.263 | 29.263 | 29.263 | 29.263 | 29.263 | 29.263 | 29.263 | 29.263 | 29.263 | 29.263 | 29.263 | 29.263 | 29.263 | 29.263 | 29.263 | 29.263 | 29.263 | 29.263 | 29.263 | 29.263 | 29.263 | 29.263 | 29.263 | 29.263 | 29.263 | 29.263 | 29.263 | 29.263 | 29.263 | 29.263 | 29.263 | 29.263 | 29.263 | 29.263 | 29.263 | 29.263 | 29.263 | 29.263 | 29.263 | 29.263 | 29.263 | 29.263 | 29.263 | 29.263 | 29.263 | 29.263 | 29.263 | 29.263 | 29.263
3637 | 29.2637 | 29.2637 | 29.2637 | 29.2637 | 29.2637 | 29.2637 | 29.2637 | 29.2637 | 29.2637 | 29.2637 | 29.2637 | 29.2637 | 29.2637 | 29.2637 | 29.2637 | 29.2637 | 29.2637 | 29.2637 | 29.2637 | 29.2637 | 29.2637 | 29.2637 | 29.2637 | 29.2637 | 29.2637 | 29.2637 | 29.2637 | 29.2637 | 29.2637 | 29.2637 | 29.2637 | 29.2637 | 29.2637 | 29.2637 | 29.2637 | 29.2637 | 29.2637 | 29.2637 | 29.2637 | 29.2637 | 29.2637 | 29.2637 | 29.2637 | 29.2637 | 29.2637 | 29.2637 | 29.2637 | 29.2637 | 29.2637 | 29.2637 | 29.2637 | 29.2637 | 29.2637 | 29.2637 | 29.2637 | 29.2637 | 29.2637 | 29.2637 | 29.2637 | 29.2637
3638 | 29.2644 | 29.2644 | 29.2644 | 29.2644 | 29.2644 | 29.2644 | 29.2644 | 29.2644 | 29.2644 | 29.2644 | 29.2644 | 29.2644 | 29.2644 | 29.2644 | 29.2644 | 29.2644 | 29.2644 | 29.2644 | 29.2644 | 29.2644 | 29.2644 | 29.2644 | 29.2644 | 29.2644 | 29.2644 | 29.2644 | 29.2644 | 29.2644 | 29.2644 | 29.2644 | 29.2644 | 29.2644 | 29.2644 | 29.2644 | 29.2644 | 29.2644 | 29.2644 | 29.2644 | 29.2644 | 29.2644 | 29.2644 | 29.2644 | 29.2644 | 29.2644 | 29.2644 | 29.2644 | 29.2644 | 29.2644 | 29.2644 | 29.2644 | 29.2644 | 29.2644 | 29.2644 | 29.2644 | 29.2644 | 29.2644 | 29.2644 | 29.2644 | 29.2644 | 29.2644
3639 | 29.2651 | 29.2651 | 29.2651 | 29.2651 | 29.2651 | 29.2651 | 29.2651 | 29.2651 | 29.2651 | 29.2651 | 29.2651 | 29.2651 | 29.2651 | 29.2651 | 29.2651 | 29.2651 | 29.2651 | 29.2651 | 29.2651 | 29.2651 | 29.2651 | 29.2651 | 29.2651 | 29.2651 | 29.2651 | 29.2651 | 29.2651 | 29.2651 | 29.2651 | 29.2651 | 29.2651 | 29.2651 | 29.2651 | 29.2651 | 29.2651 | 29.2651 | 29.2651 | 29.2651 | 29.2651 | 29.2651 | 29.2651 | 29.2651 | 29.2651 | 29.2651 | 29.2651 | 29.2651 | 29.2651 | 29.2651 | 29.2651 | 29.2651 | 29.2651 | 29.2651 | 29.2651 | 29.2651 | 29.2651 | 29.2651 | 29.2651 | 29.2651 | 29.2651 | 29.2651
3640 | 29.2657 | 29.2657 | 29.2657 | 29.2657 | 29.2657 | 29.2657 | 29.2657 | 29.2657 | 29.2657 | 29.2657 | 29.2657 | 29.2657 | 29.2657 | 29.2657 | 29.2657 | 29.2657 | 29.2657 | 29.2657 | 29.2657 | 29.2657 | 29.2657 | 29.2657 | 29.2657 | 29.2657 | 29.2657 | 29.2657 | 29.2657 | 29.2657 | 29.2657 | 29.2657 | 29.2657 | 29.2657 | 29.2657 | 29.2657 | 29.2657 | 29.2657 | 29.2657 | 29.2657 | 29.2657 | 29.2657 | 29.2657 | 29.2657 | 29.2657 | 29.2657 | 29.2657 | 29.2657 | 29.2657 | 29.2657 | 29.2657 | 29.2657 | 29.2657 | 29.2657 | 29.2657 | 29.2657 | 29.2657 | 29.2657 | 29.2657 | 29.2657 | 29.2657 | 29.2657
3641 | 29.2664 | 29.2664 | 29.2664 | 29.2664 | 29.2664 | 29.2664 | 29.2664 | 29.2664 | 29.2664 | 29.2664 | 29.2664 | 29.2664 | 29.2664 | 29.2664 | 29.2664 | 29.2664 | 29.2664 | 29.2664 | 29.2664 | 29.2664 | 29.2664 | 29.2664 | 29.2664 | 29.2664 | 29.2664 | 29.2664 | 29.2664 | 29.2664 | 29.2664 | 29.2664 | 29.2664 | 29.2664 | 29.2664 | 29.2664 | 29.2664 | 29.2664 | 29.2664 | 29.2664 | 29.2664 | 29.2664 | 29.2664 | 29.2664 | 29.2664 | 29.2664 | 29.2664 | 29.2664 | 29.2664 | 29.2664 | 29.2664 | 29.2664 | 29.2664 | 29.2664 | 29.2664 | 29.2664 | 29.2664 | 29.2664 | 29.2664 | 29.2664 | 29.2664 | 29.2664
3642 | 29.2671 | 29.2671 | 29.2671 | 29.2671 | 29.2671 | 29.2671 | 29.2671 | 29.2671 | 29.2671 | 29.2671 | 29.2671 | 29.2671 | 29.2671 | 29.2671 | 29.2671 | 29.2671 | 29.2671 | 29.2671 | 29.2671 | 29.2671 | 29.2671 | 29.2671 | 29.2671 | 29.2671 | 29.2671 | 29.2671 | 29.2671 | 29.2671 | 29.2671 | 29.2671 | 29.2671 | 29.2671 | 29.2671 | 29.2671 | 29.2671 | 29.2671 | 29.2671 | 29.2671 | 29.2671 | 29.2671 | 29.2671 | 29.2671 | 29.2671 | 29.2671 | 29.2671 | 29.2671 | 29.2671 | 29.2671 | 29.2671 | 29.2671 | 29.2671 | 29.2671 | 29.2671 | 29.2671 | 29.2671 | 29.2671 | 29.2671 | 29.2671 | 29.2671 | 29.2671
3643 | 29.2678 | 29.2678 | 29.2678 | 29.2678 | 29.2678 | 29.2678 | 29.2678 | 29.2678 | 29.2678 | 29.2678 | 29.2678 | 29.2678 | 29.2678 | 29.2678 | 29.2678 | 29.2678 | 29.2678 | 29.2678 | 29.2678 | 29.2678 | 29.2678 | 29.2678 | 29.2678 | 29.2678 | 29.2678 | 29.2678 | 29.2678 | 29.2678 | 29.2678 | 29.2678 | 29.2678 | 29.2678 | 29.2678 | 29.2678 | 29.2678 | 29.2678 | 29.2678 | 29.2678 | 29.2678 | 29.2678 | 29.2678 | 29.2678 | 29.2678 | 29.2678 | 29.2678 | 29.2678 | 29.2678 | 29.2678 | 29.2678 | 29.2678 | 29.2678 | 29.2678 | 29.2678 | 29.2678 | 29.2678 | 29.2678 | 29.2678 | 29.2678 | 29.2678 | 29.2678
3644 | 29.2685 | 29.2685 | 29.2685 | 29.2685 | 29.2685 | 29.2685 | 29.2685 | 29.2685 | 29.2685 | 29.2685 | 29.2685 | 29.2685 | 29.2685 | 29.2685 | 29.2685 | 29.2685 | 29.2685 | 29.2685 | 29.2685 | 29.2685 | 29.2685 | 29.2685 | 29.2685 | 29.2685 | 29.2685 | 29.2685 | 29.2685 | 29.2685 | 29.2685 | 29.2685 | 29.2685 | 29.2685 | 29.2685 | 29.2685 | 29.2685 | 29.2685 | 29.2685 | 29.2685 | 29.2685 | 29.2685 | 29.2685 | 29.2685 | 29.2685 | 29.2685 | 29.2685 | 29.2685 | 29.2685 | 29.2685 | 29.2685 | 29.2685 | 29.2685 | 29.2685 | 29.2685 | 29.2685 | 29.2685 | 29.2685 | 29.2685 | 29.2685 | 29.2685 | 29.2685
3645 | 29.2692 | 29.2692 | 29.2692 | 29.2692 | 29.2692 | 29.2692 | 29.2692 | 29.2692 | 29.2692 | 29.2692 | 29.2692 | 29.2692 | 29.2692 | 29.2692 | 29.2692 | 29.2692 | 29.2692 | 29.2692 | 29.2692 | 29.2692 | 29.2692 | 29.2692 | 29.2692 | 29.2692 | 29.2692 | 29.2692 | 29.2692 | 29.2692 | 29.2692 | 29.2692 | 29.2692 | 29.2692 | 29.2692 | 29.2692 | 29.2692 | 29.2692 | 29.2692 | 29.2692 | 29.2692 | 29.2692 | 29.2692 | 29.2692 | 29.2692 | 29.2692 | 29.2692 | 29.2692 | 29.2692 | 29.2692 | 29.2692 | 29.2692 | 29.2692 | 29.2692 | 29.2692 | 29.2692 | 29.2692 | 29.2692 | 29.2692 | 29.2692 | 29.2692 | 29.2692
3646 | 29.2699 | 29.2699 | 29.2699 | 29.2699 | 29.2699 | 29.2699 | 29.2699 | 29.2699 | 29.2699 | 29.2699 | 29.2699 | 29.2699 | 29.2699 | 29.2699 | 29.2699 | 29.2699 | 29.2699 | 29.2699 | 29.2699 | 29.2699 | 29.2699 | 29.2699 | 29.2699 | 29.2699 | 29.2699 | 29.2699 | 29.2699 | 29.2699 | 29.2699 | 29.2699 | 29.2699 | 29.2699 | 29.2699 | 29.2699 | 29.2699 | 29.2699 | 29.2699 | 29.2699 | 29.2699 | 29.2699 | 29.2699 | 29.2699 | 29.2699 | 29.2699 | 29.2699 | 29.2699 | 29.2699 | 29.2699 | 29.2699 | 29.2699 | 29.2699 | 29.2699 | 29.2699 | 29.2699 | 29.2699 | 29.2699 | 29.2699 | 29.2699 | 29.2699 | 29.2699
3647 | 29.2705 | 29.2705 | 29.2705 | 29.2705 | 29.2705 | 29.2705 | 29.2705 | 29.2705 | 29.2705 | 29.2705 | 29.2705 | 29.2705 | 29.2705 | 29.2705 | 29.2705 | 29.2705 | 29.2705 | 29.2705 | 29.2705 | 29.2705 | 29.2705 | 29.2705 | 29.2705 | 29.2705 | 29.2705 | 29.2705 | 29.2705 | 29.2705 | 29.2705 | 29.2705 | 29.2705 | 29.2705 | 29.2705 | 29.2705 | 29.2705 | 29.2705 | 29.2705 | 29.2705 | 29.2705 | 29.2705 | 29.2705 | 29.2705 | 29.2705 | 29.2705 | 29.2705 | 29.2705 | 29.2705 | 29.2705 | 29.2705 | 29.2705 | 29.2705 | 29.2705 | 29.2705 | 29.2705 | 29.2705 | 29.2705 | 29.2705 | 29.2705 | 29.2705 | 29.2705
3648 | 29.2712 | 29.2712 | 29.2712 | 29.2712 | 29.2712 | 29.2712 | 29.2712 | 29.2712 | 29.2712 | 29.2712 | 29.2712 | 29.2712 | 29.2712 | 29.2712 | 29.2712 | 29.2712 | 29.2712 | 29.2712 | 29.2712 | 29.2712 | 29.2712 | 29.2712 | 29.2712 | 29.2712 | 29.2712 | 29.2712 | 29.2712 | 29.2712 | 29.2712 | 29.2712 | 29.2712 | 29.2712 | 29.2712 | 29.2712 | 29.2712 | 29.2712 | 29.2712 | 29.2712 | 29.2712 | 29.2712 | 29.2712 | 29.2712 | 29.2712 | 29.2712 | 29.2712 | 29.2712 | 29.2712 | 29.2712 | 29.2712 | 29.2712 | 29.2712 | 29.2712 | 29.2712 | 29.2712 | 29.2712 | 29.2712 | 29.2712 | 29.2712 | 29.2712 | 29.2712
3649 | 29.2719 | 29.2719 | 29.2719 | 29.2719 | 29.2719 | 29.2719 | 29.2719 | 29.2719 | 29.2719 | 29.2719 | 29.2719 | 29.2719 | 29.2719 | 29.2719 | 29.2719 | 29.2719 | 29.2719 | 29.2719 | 29.2719 | 29.2719 | 29.2719 | 29.2719 | 29.2719 | 29.2719 | 29.2719 | 29.2719 | 29.2719 | 29.2719 | 29.2719 | 29.2719 | 29.2719 | 29.2719 | 29.2719 | 29.2719 | 29.2719 | 29.2719 | 29.2719 | 29.2719 | 29.2719 | 29.2719 | 29.2719 | 29.2719 | 29.2719 | 29.2719 | 29.2719 | 29.2719 | 29.2719 | 29.2719 | 29.2719 | 29.2719 | 29.2719 | 29.2719 | 29.2719 | 29.2719 | 29.2719 | 29.2719 | 29.2719 | 29.2719 | 29.2719 | 29.2719
3650 | 29.2726 | 29.2726 | 29.2726 | 29.2726 | 29.2726 | 29.2726 | 29.2726 | 29.2726 | 29.2726 | 29.2726 | 29.2726 | 29.2726 | 29.2726 | 29.2726 | 29.2726 | 29.2726 | 29.2726 | 29.2726 | 29.2726 | 29.2726 | 29.2726 | 29.2726 | 29.2726 | 29.2726 | 29.2726 | 29.2726 | 29.2726 | 29.2726 | 29.2726 | 29.2726 | 29.2726 | 29.2726 | 29.2726 | 29.2726 | 29.2726 | 29.2726 | 29.2726 | 29.2726 | 29.2726 | 29.2726 | 29.2726 | 29.2726 | 29.2726 | 29.2726 | 29.2726 | 29.2726 | 29.2726 | 29.2726 | 29.2726 | 29.2726 | 29.2726 | 29.2726 | 29.2726 | 29.2726 | 29.2726 | 29.2726 | 29.2726 | 29.2726 | 29.2726 | 29.2726
3651 | 29.2733 | 29.2733 | 29.2733 | 29.2733 | 29.2733 | 29.2733 | 29.2733 | 29.2733 | 29.2733 | 29.2733 | 29.2733 | 29.2733 | 29.2733 | 29.2733 | 29.2733 | 29.2733 | 29.2733 | 29.2733 | 29.2733 | 29.2733 | 29.2733 | 29.2733 | 29.2733 | 29.2733 | 29.2733 | 29.2733 | 29.2733 | 29.2733 | 29.2733 | 29.2733 | 29.2733 | 29.2733 | 29.2733 | 29.2733 | 29.2733 | 29.2733 | 29.2733 | 29.2733 | 29.2733 | 29.2733 | 29.2733 | 29.2733 | 29.2733 | 29.2733 | 29.2733 | 29.2733 | 29.2733 | 29.2733 | 29.2733 | 29.2733 | 29.2733 | 29.2733 | 29.2733 | 29.2733 | 29.2733 | 29.2733 | 29.2733 | 29.2733 | 29.2733 | 29.2733
3652 | 29.274 | 29.274 | 29.274 | 29.274 | 29.274 | 29.274 | 29.274 | 29.274 | 29.274 | 29.274 | 29.274 | 29.274 | 29.274 | 29.274 | 29.274 | 29.274 | 29.274 | 29.274 | 29.274 | 29.274 | 29.274 | 29.274 | 29.274 | 29.274 | 29.274 | 29.274 | 29.274 | 29.274 | 29.274 | 29.274 | 29.274 | 29.274 | 29.274 | 29.274 | 29.274 | 29.274 | 29.274 | 29.274 | 29.274 | 29.274 | 29.274 | 29.274 | 29.274 | 29.274 | 29.274 | 29.274 | 29.274 | 29.274 | 29.274 | 29.274 | 29.274 | 29.274 | 29.274 | 29.274 | 29.274 | 29.274 | 29.274 | 29.274 | 29.274 | 29.274
3653 | 29.2747 | 29.2747 | 29.2747 | 29.2747 | 29.2747 | 29.2747 | 29.2747 | 29.2747 | 29.2747 | 29.2747 | 29.2747 | 29.2747 | 29.2747 | 29.2747 | 29.2747 | 29.2747 | 29.2747 | 29.2747 | 29.2747 | 29.2747 | 29.2747 | 29.2747 | 29.2747 | 29.2747 | 29.2747 | 29.2747 | 29.2747 | 29.2747 | 29.2747 | 29.2747 | 29.2747 | 29.2747 | 29.2747 | 29.2747 | 29.2747 | 29.2747 | 29.2747 | 29.2747 | 29.2747 | 29.2747 | 29.2747 | 29.2747 | 29.2747 | 29.2747 | 29.2747 | 29.2747 | 29.2747 | 29.2747 | 29.2747 | 29.2747 | 29.2747 | 29.2747 | 29.2747 | 29.2747 | 29.2747 | 29.2747 | 29.2747 | 29.2747 | 29.2747 | 29.2747
3654 | 29.2753 | 29.2753 | 29.2753 | 29.2753 | 29.2753 | 29.2753 | 29.2753 | 29.2753 | 29.2753 | 29.2753 | 29.2753 | 29.2753 | 29.2753 | 29.2753 | 29.2753 | 29.2753 | 29.2753 | 29.2753 | 29.2753 | 29.2753 | 29.2753 | 29.2753 | 29.2753 | 29.2753 | 29.2753 | 29.2753 | 29.2753 | 29.2753 | 29.2753 | 29.2753 | 29.2753 | 29.2753 | 29.2753 | 29.2753 | 29.2753 | 29.2753 | 29.2753 | 29.2753 | 29.2753 | 29.2753 | 29.2753 | 29.2753 | 29.2753 | 29.2753 | 29.2753 | 29.2753 | 29.2753 | 29.2753 | 29.2753 | 29.2753 | 29.2753 | 29.2753 | 29.2753 | 29.2753 | 29.2753 | 29.2753 | 29.2753 | 29.2753 | 29.2753 | 29.2753
3655 | 29.276 | 29.276 | 29.276 | 29.276 | 29.276 | 29.276 | 29.276 | 29.276 | 29.276 | 29.276 | 29.276 | 29.276 | 29.276 | 29.276 | 29.276 | 29.276 | 29.276 | 29.276 | 29.276 | 29.276 | 29.276 | 29.276 | 29.276 | 29.276 | 29.276 | 29.276 | 29.276 | 29.276 | 29.276 | 29.276 | 29.276 | 29.276 | 29.276 | 29.276 | 29.276 | 29.276 | 29.276 | 29.276 | 29.276 | 29.276 | 29.276 | 29.276 | 29.276 | 29.276 | 29.276 | 29.276 | 29.276 | 29.276 | 29.276 | 29.276 | 29.276 | 29.276 | 29.276 | 29.276 | 29.276 | 29.276 | 29.276 | 29.276 | 29.276 | 29.276
3656 | 29.2767 | 29.2767 | 29.2767 | 29.2767 | 29.2767 | 29.2767 | 29.2767 | 29.2767 | 29.2767 | 29.2767 | 29.2767 | 29.2767 | 29.2767 | 29.2767 | 29.2767 | 29.2767 | 29.2767 | 29.2767 | 29.2767 | 29.2767 | 29.2767 | 29.2767 | 29.2767 | 29.2767 | 29.2767 | 29.2767 | 29.2767 | 29.2767 | 29.2767 | 29.2767 | 29.2767 | 29.2767 | 29.2767 | 29.2767 | 29.2767 | 29.2767 | 29.2767 | 29.2767 | 29.2767 | 29.2767 | 29.2767 | 29.2767 | 29.2767 | 29.2767 | 29.2767 | 29.2767 | 29.2767 | 29.2767 | 29.2767 | 29.2767 | 29.2767 | 29.2767 | 29.2767 | 29.2767 | 29.2767 | 29.2767 | 29.2767 | 29.2767 | 29.2767 | 29.2767
3657 | 29.2774 | 29.2774 | 29.2774 | 29.2774 | 29.2774 | 29.2774 | 29.2774 | 29.2774 | 29.2774 | 29.2774 | 29.2774 | 29.2774 | 29.2774 | 29.2774 | 29.2774 | 29.2774 | 29.2774 | 29.2774 | 29.2774 | 29.2774 | 29.2774 | 29.2774 | 29.2774 | 29.2774 | 29.2774 | 29.2774 | 29.2774 | 29.2774 | 29.2774 | 29.2774 | 29.2774 | 29.2774 | 29.2774 | 29.2774 | 29.2774 | 29.2774 | 29.2774 | 29.2774 | 29.2774 | 29.2774 | 29.2774 | 29.2774 | 29.2774 | 29.2774 | 29.2774 | 29.2774 | 29.2774 | 29.2774 | 29.2774 | 29.2774 | 29.2774 | 29.2774 | 29.2774 | 29.2774 | 29.2774 | 29.2774 | 29.2774 | 29.2774 | 29.2774 | 29.2774
3658 | 29.2781 | 29.2781 | 29.2781 | 29.2781 | 29.2781 | 29.2781 | 29.2781 | 29.2781 | 29.2781 | 29.2781 | 29.2781 | 29.2781 | 29.2781 | 29.2781 | 29.2781 | 29.2781 | 29.2781 | 29.2781 | 29.2781 | 29.2781 | 29.2781 | 29.2781 | 29.2781 | 29.2781 | 29.2781 | 29.2781 | 29.2781 | 29.2781 | 29.2781 | 29.2781 | 29.2781 | 29.2781 | 29.2781 | 29.2781 | 29.2781 | 29.2781 | 29.2781 | 29.2781 | 29.2781 | 29.2781 | 29.2781 | 29.2781 | 29.2781 | 29.2781 | 29.2781 | 29.2781 | 29.2781 | 29.2781 | 29.2781 | 29.2781 | 29.2781 | 29.2781 | 29.2781 | 29.2781 | 29.2781 | 29.2781 | 29.2781 | 29.2781 | 29.2781 | 29.2781
3659 | 29.2788 | 29.2788 | 29.2788 | 29.2788 | 29.2788 | 29.2788 | 29.2788 | 29.2788 | 29.2788 | 29.2788 | 29.2788 | 29.2788 | 29.2788 | 29.2788 | 29.2788 | 29.2788 | 29.2788 | 29.2788 | 29.2788 | 29.2788 | 29.2788 | 29.2788 | 29.2788 | 29.2788 | 29.2788 | 29.2788 | 29.2788 | 29.2788 | 29.2788 | 29.2788 | 29.2788 | 29.2788 | 29.2788 | 29.2788 | 29.2788 | 29.2788 | 29.2788 | 29.2788 | 29.2788 | 29.2788 | 29.2788 | 29.2788 | 29.2788 | 29.2788 | 29.2788 | 29.2788 | 29.2788 | 29.2788 | 29.2788 | 29.2788 | 29.2788 | 29.2788 | 29.2788 | 29.2788 | 29.2788 | 29.2788 | 29.2788 | 29.2788 | 29.2788 | 29.2788
3660 | 29.2794 | 29.2794 | 29.2794 | 29.2794 | 29.2794 | 29.2794 | 29.2794 | 29.2794 | 29.2794 | 29.2794 | 29.2794 | 29.2794 | 29.2794 | 29.2794 | 29.2794 | 29.2794 | 29.2794 | 29.2794 | 29.2794 | 29.2794 | 29.2794 | 29.2794 | 29.2794 | 29.2794 | 29.2794 | 29.2794 | 29.2794 | 29.2794 | 29.2794 | 29.2794 | 29.2794 | 29.2794 | 29.2794 | 29.2794 | 29.2794 | 29.2794 | 29.2794 | 29.2794 | 29.2794 | 29.2794 | 29.2794 | 29.2794 | 29.2794 | 29.2794 | 29.2794 | 29.2794 | 29.2794 | 29.2794 | 29.2794 | 29.2794 | 29.2794 | 29.2794 | 29.2794 | 29.2794 | 29.2794 | 29.2794 | 29.2794 | 29.2794 | 29.2794 | 29.2794
3661 | 29.2801 | 29.2801 | 29.2801 | 29.2801 | 29.2801 | 29.2801 | 29.2801 | 29.2801 | 29.2801 | 29.2801 | 29.2801 | 29.2801 | 29.2801 | 29.2801 | 29.2801 | 29.2801 | 29.2801 | 29.2801 | 29.2801 | 29.2801 | 29.2801 | 29.2801 | 29.2801 | 29.2801 | 29.2801 | 29.2801 | 29.2801 | 29.2801 | 29.2801 | 29.2801 | 29.2801 | 29.2801 | 29.2801 | 29.2801 | 29.2801 | 29.2801 | 29.2801 | 29.2801 | 29.2801 | 29.2801 | 29.2801 | 29.2801 | 29.2801 | 29.2801 | 29.2801 | 29.2801 | 29.2801 | 29.2801 | 29.2801 | 29.2801 | 29.2801 | 29.2801 | 29.2801 | 29.2801 | 29.2801 | 29.2801 | 29.2801 | 29.2801 | 29.2801 | 29.2801
3662 | 29.2808 | 29.2808 | 29.2808 | 29.2808 | 29.2808 | 29.2808 | 29.2808 | 29.2808 | 29.2808 | 29.2808 | 29.2808 | 29.2808 | 29.2808 | 29.2808 | 29.2808 | 29.2808 | 29.2808 | 29.2808 | 29.2808 | 29.2808 | 29.2808 | 29.2808 | 29.2808 | 29.2808 | 29.2808 | 29.2808 | 29.2808 | 29.2808 | 29.2808 | 29.2808 | 29.2808 | 29.2808 | 29.2808 | 29.2808 | 29.2808 | 29.2808 | 29.2808 | 29.2808 | 29.2808 | 29.2808 | 29.2808 | 29.2808 | 29.2808 | 29.2808 | 29.2808 | 29.2808 | 29.2808 | 29.2808 | 29.2808 | 29.2808 | 29.2808 | 29.2808 | 29.2808 | 29.2808 | 29.2808 | 29.2808 | 29.2808 | 29.2808 | 29.2808 | 29.2808
3663 | 29.2815 | 29.2815 | 29.2815 | 29.2815 | 29.2815 | 29.2815 | 29.2815 | 29.2815 | 29.2815 | 29.2815 | 29.2815 | 29.2815 | 29.2815 | 29.2815 | 29.2815 | 29.2815 | 29.2815 | 29.2815 | 29.2815 | 29.2815 | 29.2815 | 29.2815 | 29.2815 | 29.2815 | 29.2815 | 29.2815 | 29.2815 | 29.2815 | 29.2815 | 29.2815 | 29.2815 | 29.2815 | 29.2815 | 29.2815 | 29.2815 | 29.2815 | 29.2815 | 29.2815 | 29.2815 | 29.2815 | 29.2815 | 29.2815 | 29.2815 | 29.2815 | 29.2815 | 29.2815 | 29.2815 | 29.2815 | 29.2815 | 29.2815 | 29.2815 | 29.2815 | 29.2815 | 29.2815 | 29.2815 | 29.2815 | 29.2815 | 29.2815 | 29.2815 | 29.2815
3664 | 29.2822 | 29.2822 | 29.2822 | 29.2822 | 29.2822 | 29.2822 | 29.2822 | 29.2822 | 29.2822 | 29.2822 | 29.2822 | 29.2822 | 29.2822 | 29.2822 | 29.2822 | 29.2822 | 29.2822 | 29.2822 | 29.2822 | 29.2822 | 29.2822 | 29.2822 | 29.2822 | 29.2822 | 29.2822 | 29.2822 | 29.2822 | 29.2822 | 29.2822 | 29.2822 | 29.2822 | 29.2822 | 29.2822 | 29.2822 | 29.2822 | 29.2822 | 29.2822 | 29.2822 | 29.2822 | 29.2822 | 29.2822 | 29.2822 | 29.2822 | 29.2822 | 29.2822 | 29.2822 | 29.2822 | 29.2822 | 29.2822 | 29.2822 | 29.2822 | 29.2822 | 29.2822 | 29.2822 | 29.2822 | 29.2822 | 29.2822 | 29.2822 | 29.2822 | 29.2822
3665 | 29.2829 | 29.2829 | 29.2829 | 29.2829 | 29.2829 | 29.2829 | 29.2829 | 29.2829 | 29.2829 | 29.2829 | 29.2829 | 29.2829 | 29.2829 | 29.2829 | 29.2829 | 29.2829 | 29.2829 | 29.2829 | 29.2829 | 29.2829 | 29.2829 | 29.2829 | 29.2829 | 29.2829 | 29.2829 | 29.2829 | 29.2829 | 29.2829 | 29.2829 | 29.2829 | 29.2829 | 29.2829 | 29.2829 | 29.2829 | 29.2829 | 29.2829 | 29.2829 | 29.2829 | 29.2829 | 29.2829 | 29.2829 | 29.2829 | 29.2829 | 29.2829 | 29.2829 | 29.2829 | 29.2829 | 29.2829 | 29.2829 | 29.2829 | 29.2829 | 29.2829 | 29.2829 | 29.2829 | 29.2829 | 29.2829 | 29.2829 | 29.2829 | 29.2829 | 29.2829
3666 | 29.2835 | 29.2835 | 29.2835 | 29.2835 | 29.2835 | 29.2835 | 29.2835 | 29.2835 | 29.2835 | 29.2835 | 29.2835 | 29.2835 | 29.2835 | 29.2835 | 29.2835 | 29.2835 | 29.2835 | 29.2835 | 29.2835 | 29.2835 | 29.2835 | 29.2835 | 29.2835 | 29.2835 | 29.2835 | 29.2835 | 29.2835 | 29.2835 | 29.2835 | 29.2835 | 29.2835 | 29.2835 | 29.2835 | 29.2835 | 29.2835 | 29.2835 | 29.2835 | 29.2835 | 29.2835 | 29.2835 | 29.2835 | 29.2835 | 29.2835 | 29.2835 | 29.2835 | 29.2835 | 29.2835 | 29.2835 | 29.2835 | 29.2835 | 29.2835 | 29.2835 | 29.2835 | 29.2835 | 29.2835 | 29.2835 | 29.2835 | 29.2835 | 29.2835 | 29.2835
3667 | 29.2842 | 29.2842 | 29.2842 | 29.2842 | 29.2842 | 29.2842 | 29.2842 | 29.2842 | 29.2842 | 29.2842 | 29.2842 | 29.2842 | 29.2842 | 29.2842 | 29.2842 | 29.2842 | 29.2842 | 29.2842 | 29.2842 | 29.2842 | 29.2842 | 29.2842 | 29.2842 | 29.2842 | 29.2842 | 29.2842 | 29.2842 | 29.2842 | 29.2842 | 29.2842 | 29.2842 | 29.2842 | 29.2842 | 29.2842 | 29.2842 | 29.2842 | 29.2842 | 29.2842 | 29.2842 | 29.2842 | 29.2842 | 29.2842 | 29.2842 | 29.2842 | 29.2842 | 29.2842 | 29.2842 | 29.2842 | 29.2842 | 29.2842 | 29.2842 | 29.2842 | 29.2842 | 29.2842 | 29.2842 | 29.2842 | 29.2842 | 29.2842 | 29.2842 | 29.2842
3668 | 29.2849 | 29.2849 | 29.2849 | 29.2849 | 29.2849 | 29.2849 | 29.2849 | 29.2849 | 29.2849 | 29.2849 | 29.2849 | 29.2849 | 29.2849 | 29.2849 | 29.2849 | 29.2849 | 29.2849 | 29.2849 | 29.2849 | 29.2849 | 29.2849 | 29.2849 | 29.2849 | 29.2849 | 29.2849 | 29.2849 | 29.2849 | 29.2849 | 29.2849 | 29.2849 | 29.2849 | 29.2849 | 29.2849 | 29.2849 | 29.2849 | 29.2849 | 29.2849 | 29.2849 | 29.2849 | 29.2849 | 29.2849 | 29.2849 | 29.2849 | 29.2849 | 29.2849 | 29.2849 | 29.2849 | 29.2849 | 29.2849 | 29.2849 | 29.2849 | 29.2849 | 29.2849 | 29.2849 | 29.2849 | 29.2849 | 29.2849 | 29.2849 | 29.2849 | 29.2849
3669 | 29.2856 | 29.2856 | 29.2856 | 29.2856 | 29.2856 | 29.2856 | 29.2856 | 29.2856 | 29.2856 | 29.2856 | 29.2856 | 29.2856 | 29.2856 | 29.2856 | 29.2856 | 29.2856 | 29.2856 | 29.2856 | 29.2856 | 29.2856 | 29.2856 | 29.2856 | 29.2856 | 29.2856 | 29.2856 | 29.2856 | 29.2856 | 29.2856 | 29.2856 | 29.2856 | 29.2856 | 29.2856 | 29.2856 | 29.2856 | 29.2856 | 29.2856 | 29.2856 | 29.2856 | 29.2856 | 29.2856 | 29.2856 | 29.2856 | 29.2856 | 29.2856 | 29.2856 | 29.2856 | 29.2856 | 29.2856 | 29.2856 | 29.2856 | 29.2856 | 29.2856 | 29.2856 | 29.2856 | 29.2856 | 29.2856 | 29.2856 | 29.2856 | 29.2856 | 29.2856
3670 | 29.2863 | 29.2863 | 29.2863 | 29.2863 | 29.2863 | 29.2863 | 29.2863 | 29.2863 | 29.2863 | 29.2863 | 29.2863 | 29.2863 | 29.2863 | 29.2863 | 29.2863 | 29.2863 | 29.2863 | 29.2863 | 29.2863 | 29.2863 | 29.2863 | 29.2863 | 29.2863 | 29.2863 | 29.2863 | 29.2863 | 29.2863 | 29.2863 | 29.2863 | 29.2863 | 29.2863 | 29.2863 | 29.2863 | 29.2863 | 29.2863 | 29.2863 | 29.2863 | 29.2863 | 29.2863 | 29.2863 | 29.2863 | 29.2863 | 29.2863 | 29.2863 | 29.2863 | 29.2863 | 29.2863 | 29.2863 | 29.2863 | 29.2863 | 29.2863 | 29.2863 | 29.2863 | 29.2863 | 29.2863 | 29.2863 | 29.2863 | 29.2863 | 29.2863 | 29.2863
3671 | 29.2869 | 29.2869 | 29.2869 | 29.2869 | 29.2869 | 29.2869 | 29.2869 | 29.2869 | 29.2869 | 29.2869 | 29.2869 | 29.2869 | 29.2869 | 29.2869 | 29.2869 | 29.2869 | 29.2869 | 29.2869 | 29.2869 | 29.2869 | 29.2869 | 29.2869 | 29.2869 | 29.2869 | 29.2869 | 29.2869 | 29.2869 | 29.2869 | 29.2869 | 29.2869 | 29.2869 | 29.2869 | 29.2869 | 29.2869 | 29.2869 | 29.2869 | 29.2869 | 29.2869 | 29.2869 | 29.2869 | 29.2869 | 29.2869 | 29.2869 | 29.2869 | 29.2869 | 29.2869 | 29.2869 | 29.2869 | 29.2869 | 29.2869 | 29.2869 | 29.2869 | 29.2869 | 29.2869 | 29.2869 | 29.2869 | 29.2869 | 29.2869 | 29.2869 | 29.2869
3672 | 29.2876 | 29.2876 | 29.2876 | 29.2876 | 29.2876 | 29.2876 | 29.2876 | 29.2876 | 29.2876 | 29.2876 | 29.2876 | 29.2876 | 29.2876 | 29.2876 | 29.2876 | 29.2876 | 29.2876 | 29.2876 | 29.2876 | 29.2876 | 29.2876 | 29.2876 | 29.2876 | 29.2876 | 29.2876 | 29.2876 | 29.2876 | 29.2876 | 29.2876 | 29.2876 | 29.2876 | 29.2876 | 29.2876 | 29.2876 | 29.2876 | 29.2876 | 29.2876 | 29.2876 | 29.2876 | 29.2876 | 29.2876 | 29.2876 | 29.2876 | 29.2876 | 29.2876 | 29.2876 | 29.2876 | 29.2876 | 29.2876 | 29.2876 | 29.2876 | 29.2876 | 29.2876 | 29.2876 | 29.2876 | 29.2876 | 29.2876 | 29.2876 | 29.2876 | 29.2876
3673 | 29.2883 | 29.2883 | 29.2883 | 29.2883 | 29.2883 | 29.2883 | 29.2883 | 29.2883 | 29.2883 | 29.2883 | 29.2883 | 29.2883 | 29.2883 | 29.2883 | 29.2883 | 29.2883 | 29.2883 | 29.2883 | 29.2883 | 29.2883 | 29.2883 | 29.2883 | 29.2883 | 29.2883 | 29.2883 | 29.2883 | 29.2883 | 29.2883 | 29.2883 | 29.2883 | 29.2883 | 29.2883 | 29.2883 | 29.2883 | 29.2883 | 29.2883 | 29.2883 | 29.2883 | 29.2883 | 29.2883 | 29.2883 | 29.2883 | 29.2883 | 29.2883 | 29.2883 | 29.2883 | 29.2883 | 29.2883 | 29.2883 | 29.2883 | 29.2883 | 29.2883 | 29.2883 | 29.2883 | 29.2883 | 29.2883 | 29.2883 | 29.2883 | 29.2883 | 29.2883
3674 | 29.289 | 29.289 | 29.289 | 29.289 | 29.289 | 29.289 | 29.289 | 29.289 | 29.289 | 29.289 | 29.289 | 29.289 | 29.289 | 29.289 | 29.289 | 29.289 | 29.289 | 29.289 | 29.289 | 29.289 | 29.289 | 29.289 | 29.289 | 29.289 | 29.289 | 29.289 | 29.289 | 29.289 | 29.289 | 29.289 | 29.289 | 29.289 | 29.289 | 29.289 | 29.289 | 29.289 | 29.289 | 29.289 | 29.289 | 29.289 | 29.289 | 29.289 | 29.289 | 29.289 | 29.289 | 29.289 | 29.289 | 29.289 | 29.289 | 29.289 | 29.289 | 29.289 | 29.289 | 29.289 | 29.289 | 29.289 | 29.289 | 29.289 | 29.289 | 29.289
3675 | 29.2897 | 29.2897 | 29.2897 | 29.2897 | 29.2897 | 29.2897 | 29.2897 | 29.2897 | 29.2897 | 29.2897 | 29.2897 | 29.2897 | 29.2897 | 29.2897 | 29.2897 | 29.2897 | 29.2897 | 29.2897 | 29.2897 | 29.2897 | 29.2897 | 29.2897 | 29.2897 | 29.2897 | 29.2897 | 29.2897 | 29.2897 | 29.2897 | 29.2897 | 29.2897 | 29.2897 | 29.2897 | 29.2897 | 29.2897 | 29.2897 | 29.2897 | 29.2897 | 29.2897 | 29.2897 | 29.2897 | 29.2897 | 29.2897 | 29.2897 | 29.2897 | 29.2897 | 29.2897 | 29.2897 | 29.2897 | 29.2897 | 29.2897 | 29.2897 | 29.2897 | 29.2897 | 29.2897 | 29.2897 | 29.2897 | 29.2897 | 29.2897 | 29.2897 | 29.2897
3676 | 29.2903 | 29.2903 | 29.2903 | 29.2903 | 29.2903 | 29.2903 | 29.2903 | 29.2903 | 29.2903 | 29.2903 | 29.2903 | 29.2903 | 29.2903 | 29.2903 | 29.2903 | 29.2903 | 29.2903 | 29.2903 | 29.2903 | 29.2903 | 29.2903 | 29.2903 | 29.2903 | 29.2903 | 29.2903 | 29.2903 | 29.2903 | 29.2903 | 29.2903 | 29.2903 | 29.2903 | 29.2903 | 29.2903 | 29.2903 | 29.2903 | 29.2903 | 29.2903 | 29.2903 | 29.2903 | 29.2903 | 29.2903 | 29.2903 | 29.2903 | 29.2903 | 29.2903 | 29.2903 | 29.2903 | 29.2903 | 29.2903 | 29.2903 | 29.2903 | 29.2903 | 29.2903 | 29.2903 | 29.2903 | 29.2903 | 29.2903 | 29.2903 | 29.2903 | 29.2903
3677 | 29.291 | 29.291 | 29.291 | 29.291 | 29.291 | 29.291 | 29.291 | 29.291 | 29.291 | 29.291 | 29.291 | 29.291 | 29.291 | 29.291 | 29.291 | 29.291 | 29.291 | 29.291 | 29.291 | 29.291 | 29.291 | 29.291 | 29.291 | 29.291 | 29.291 | 29.291 | 29.291 | 29.291 | 29.291 | 29.291 | 29.291 | 29.291 | 29.291 | 29.291 | 29.291 | 29.291 | 29.291 | 29.291 | 29.291 | 29.291 | 29.291 | 29.291 | 29.291 | 29.291 | 29.291 | 29.291 | 29.291 | 29.291 | 29.291 | 29.291 | 29.291 | 29.291 | 29.291 | 29.291 | 29.291 | 29.291 | 29.291 | 29.291 | 29.291 | 29.291
3678 | 29.2917 | 29.2917 | 29.2917 | 29.2917 | 29.2917 | 29.2917 | 29.2917 | 29.2917 | 29.2917 | 29.2917 | 29.2917 | 29.2917 | 29.2917 | 29.2917 | 29.2917 | 29.2917 | 29.2917 | 29.2917 | 29.2917 | 29.2917 | 29.2917 | 29.2917 | 29.2917 | 29.2917 | 29.2917 | 29.2917 | 29.2917 | 29.2917 | 29.2917 | 29.2917 | 29.2917 | 29.2917 | 29.2917 | 29.2917 | 29.2917 | 29.2917 | 29.2917 | 29.2917 | 29.2917 | 29.2917 | 29.2917 | 29.2917 | 29.2917 | 29.2917 | 29.2917 | 29.2917 | 29.2917 | 29.2917 | 29.2917 | 29.2917 | 29.2917 | 29.2917 | 29.2917 | 29.2917 | 29.2917 | 29.2917 | 29.2917 | 29.2917 | 29.2917 | 29.2917
3679 | 29.2924 | 29.2924 | 29.2924 | 29.2924 | 29.2924 | 29.2924 | 29.2924 | 29.2924 | 29.2924 | 29.2924 | 29.2924 | 29.2924 | 29.2924 | 29.2924 | 29.2924 | 29.2924 | 29.2924 | 29.2924 | 29.2924 | 29.2924 | 29.2924 | 29.2924 | 29.2924 | 29.2924 | 29.2924 | 29.2924 | 29.2924 | 29.2924 | 29.2924 | 29.2924 | 29.2924 | 29.2924 | 29.2924 | 29.2924 | 29.2924 | 29.2924 | 29.2924 | 29.2924 | 29.2924 | 29.2924 | 29.2924 | 29.2924 | 29.2924 | 29.2924 | 29.2924 | 29.2924 | 29.2924 | 29.2924 | 29.2924 | 29.2924 | 29.2924 | 29.2924 | 29.2924 | 29.2924 | 29.2924 | 29.2924 | 29.2924 | 29.2924 | 29.2924 | 29.2924
3680 | 29.2931 | 29.2931 | 29.2931 | 29.2931 | 29.2931 | 29.2931 | 29.2931 | 29.2931 | 29.2931 | 29.2931 | 29.2931 | 29.2931 | 29.2931 | 29.2931 | 29.2931 | 29.2931 | 29.2931 | 29.2931 | 29.2931 | 29.2931 | 29.2931 | 29.2931 | 29.2931 | 29.2931 | 29.2931 | 29.2931 | 29.2931 | 29.2931 | 29.2931 | 29.2931 | 29.2931 | 29.2931 | 29.2931 | 29.2931 | 29.2931 | 29.2931 | 29.2931 | 29.2931 | 29.2931 | 29.2931 | 29.2931 | 29.2931 | 29.2931 | 29.2931 | 29.2931 | 29.2931 | 29.2931 | 29.2931 | 29.2931 | 29.2931 | 29.2931 | 29.2931 | 29.2931 | 29.2931 | 29.2931 | 29.2931 | 29.2931 | 29.2931 | 29.2931 | 29.2931
3681 | 29.2937 | 29.2937 | 29.2937 | 29.2937 | 29.2937 | 29.2937 | 29.2937 | 29.2937 | 29.2937 | 29.2937 | 29.2937 | 29.2937 | 29.2937 | 29.2937 | 29.2937 | 29.2937 | 29.2937 | 29.2937 | 29.2937 | 29.2937 | 29.2937 | 29.2937 | 29.2937 | 29.2937 | 29.2937 | 29.2937 | 29.2937 | 29.2937 | 29.2937 | 29.2937 | 29.2937 | 29.2937 | 29.2937 | 29.2937 | 29.2937 | 29.2937 | 29.2937 | 29.2937 | 29.2937 | 29.2937 | 29.2937 | 29.2937 | 29.2937 | 29.2937 | 29.2937 | 29.2937 | 29.2937 | 29.2937 | 29.2937 | 29.2937 | 29.2937 | 29.2937 | 29.2937 | 29.2937 | 29.2937 | 29.2937 | 29.2937 | 29.2937 | 29.2937 | 29.2937
3682 | 29.2944 | 29.2944 | 29.2944 | 29.2944 | 29.2944 | 29.2944 | 29.2944 | 29.2944 | 29.2944 | 29.2944 | 29.2944 | 29.2944 | 29.2944 | 29.2944 | 29.2944 | 29.2944 | 29.2944 | 29.2944 | 29.2944 | 29.2944 | 29.2944 | 29.2944 | 29.2944 | 29.2944 | 29.2944 | 29.2944 | 29.2944 | 29.2944 | 29.2944 | 29.2944 | 29.2944 | 29.2944 | 29.2944 | 29.2944 | 29.2944 | 29.2944 | 29.2944 | 29.2944 | 29.2944 | 29.2944 | 29.2944 | 29.2944 | 29.2944 | 29.2944 | 29.2944 | 29.2944 | 29.2944 | 29.2944 | 29.2944 | 29.2944 | 29.2944 | 29.2944 | 29.2944 | 29.2944 | 29.2944 | 29.2944 | 29.2944 | 29.2944 | 29.2944 | 29.2944
3683 | 29.2951 | 29.2951 | 29.2951 | 29.2951 | 29.2951 | 29.2951 | 29.2951 | 29.2951 | 29.2951 | 29.2951 | 29.2951 | 29.2951 | 29.2951 | 29.2951 | 29.2951 | 29.2951 | 29.2951 | 29.2951 | 29.2951 | 29.2951 | 29.2951 | 29.2951 | 29.2951 | 29.2951 | 29.2951 | 29.2951 | 29.2951 | 29.2951 | 29.2951 | 29.2951 | 29.2951 | 29.2951 | 29.2951 | 29.2951 | 29.2951 | 29.2951 | 29.2951 | 29.2951 | 29.2951 | 29.2951 | 29.2951 | 29.2951 | 29.2951 | 29.2951 | 29.2951 | 29.2951 | 29.2951 | 29.2951 | 29.2951 | 29.2951 | 29.2951 | 29.2951 | 29.2951 | 29.2951 | 29.2951 | 29.2951 | 29.2951 | 29.2951 | 29.2951 | 29.2951
3684 | 29.2958 | 29.2958 | 29.2958 | 29.2958 | 29.2958 | 29.2958 | 29.2958 | 29.2958 | 29.2958 | 29.2958 | 29.2958 | 29.2958 | 29.2958 | 29.2958 | 29.2958 | 29.2958 | 29.2958 | 29.2958 | 29.2958 | 29.2958 | 29.2958 | 29.2958 | 29.2958 | 29.2958 | 29.2958 | 29.2958 | 29.2958 | 29.2958 | 29.2958 | 29.2958 | 29.2958 | 29.2958 | 29.2958 | 29.2958 | 29.2958 | 29.2958 | 29.2958 | 29.2958 | 29.2958 | 29.2958 | 29.2958 | 29.2958 | 29.2958 | 29.2958 | 29.2958 | 29.2958 | 29.2958 | 29.2958 | 29.2958 | 29.2958 | 29.2958 | 29.2958 | 29.2958 | 29.2958 | 29.2958 | 29.2958 | 29.2958 | 29.2958 | 29.2958 | 29.2958
3685 | 29.2965 | 29.2965 | 29.2965 | 29.2965 | 29.2965 | 29.2965 | 29.2965 | 29.2965 | 29.2965 | 29.2965 | 29.2965 | 29.2965 | 29.2965 | 29.2965 | 29.2965 | 29.2965 | 29.2965 | 29.2965 | 29.2965 | 29.2965 | 29.2965 | 29.2965 | 29.2965 | 29.2965 | 29.2965 | 29.2965 | 29.2965 | 29.2965 | 29.2965 | 29.2965 | 29.2965 | 29.2965 | 29.2965 | 29.2965 | 29.2965 | 29.2965 | 29.2965 | 29.2965 | 29.2965 | 29.2965 | 29.2965 | 29.2965 | 29.2965 | 29.2965 | 29.2965 | 29.2965 | 29.2965 | 29.2965 | 29.2965 | 29.2965 | 29.2965 | 29.2965 | 29.2965 | 29.2965 | 29.2965 | 29.2965 | 29.2965 | 29.2965 | 29.2965 | 29.2965
3686 | 29.2971 | 29.2971 | 29.2971 | 29.2971 | 29.2971 | 29.2971 | 29.2971 | 29.2971 | 29.2971 | 29.2971 | 29.2971 | 29.2971 | 29.2971 | 29.2971 | 29.2971 | 29.2971 | 29.2971 | 29.2971 | 29.2971 | 29.2971 | 29.2971 | 29.2971 | 29.2971 | 29.2971 | 29.2971 | 29.2971 | 29.2971 | 29.2971 | 29.2971 | 29.2971 | 29.2971 | 29.2971 | 29.2971 | 29.2971 | 29.2971 | 29.2971 | 29.2971 | 29.2971 | 29.2971 | 29.2971 | 29.2971 | 29.2971 | 29.2971 | 29.2971 | 29.2971 | 29.2971 | 29.2971 | 29.2971 | 29.2971 | 29.2971 | 29.2971 | 29.2971 | 29.2971 | 29.2971 | 29.2971 | 29.2971 | 29.2971 | 29.2971 | 29.2971 | 29.2971
3687 | 29.2978 | 29.2978 | 29.2978 | 29.2978 | 29.2978 | 29.2978 | 29.2978 | 29.2978 | 29.2978 | 29.2978 | 29.2978 | 29.2978 | 29.2978 | 29.2978 | 29.2978 | 29.2978 | 29.2978 | 29.2978 | 29.2978 | 29.2978 | 29.2978 | 29.2978 | 29.2978 | 29.2978 | 29.2978 | 29.2978 | 29.2978 | 29.2978 | 29.2978 | 29.2978 | 29.2978 | 29.2978 | 29.2978 | 29.2978 | 29.2978 | 29.2978 | 29.2978 | 29.2978 | 29.2978 | 29.2978 | 29.2978 | 29.2978 | 29.2978 | 29.2978 | 29.2978 | 29.2978 | 29.2978 | 29.2978 | 29.2978 | 29.2978 | 29.2978 | 29.2978 | 29.2978 | 29.2978 | 29.2978 | 29.2978 | 29.2978 | 29.2978 | 29.2978 | 29.2978
3688 | 29.2985 | 29.2985 | 29.2985 | 29.2985 | 29.2985 | 29.2985 | 29.2985 | 29.2985 | 29.2985 | 29.2985 | 29.2985 | 29.2985 | 29.2985 | 29.2985 | 29.2985 | 29.2985 | 29.2985 | 29.2985 | 29.2985 | 29.2985 | 29.2985 | 29.2985 | 29.2985 | 29.2985 | 29.2985 | 29.2985 | 29.2985 | 29.2985 | 29.2985 | 29.2985 | 29.2985 | 29.2985 | 29.2985 | 29.2985 | 29.2985 | 29.2985 | 29.2985 | 29.2985 | 29.2985 | 29.2985 | 29.2985 | 29.2985 | 29.2985 | 29.2985 | 29.2985 | 29.2985 | 29.2985 | 29.2985 | 29.2985 | 29.2985 | 29.2985 | 29.2985 | 29.2985 | 29.2985 | 29.2985 | 29.2985 | 29.2985 | 29.2985 | 29.2985 | 29.2985
3689 | 29.2992 | 29.2992 | 29.2992 | 29.2992 | 29.2992 | 29.2992 | 29.2992 | 29.2992 | 29.2992 | 29.2992 | 29.2992 | 29.2992 | 29.2992 | 29.2992 | 29.2992 | 29.2992 | 29.2992 | 29.2992 | 29.2992 | 29.2992 | 29.2992 | 29.2992 | 29.2992 | 29.2992 | 29.2992 | 29.2992 | 29.2992 | 29.2992 | 29.2992 | 29.2992 | 29.2992 | 29.2992 | 29.2992 | 29.2992 | 29.2992 | 29.2992 | 29.2992 | 29.2992 | 29.2992 | 29.2992 | 29.2992 | 29.2992 | 29.2992 | 29.2992 | 29.2992 | 29.2992 | 29.2992 | 29.2992 | 29.2992 | 29.2992 | 29.2992 | 29.2992 | 29.2992 | 29.2992 | 29.2992 | 29.2992 | 29.2992 | 29.2992 | 29.2992 | 29.2992
3690 | 29.2998 | 29.2998 | 29.2998 | 29.2998 | 29.2998 | 29.2998 | 29.2998 | 29.2998 | 29.2998 | 29.2998 | 29.2998 | 29.2998 | 29.2998 | 29.2998 | 29.2998 | 29.2998 | 29.2998 | 29.2998 | 29.2998 | 29.2998 | 29.2998 | 29.2998 | 29.2998 | 29.2998 | 29.2998 | 29.2998 | 29.2998 | 29.2998 | 29.2998 | 29.2998 | 29.2998 | 29.2998 | 29.2998 | 29.2998 | 29.2998 | 29.2998 | 29.2998 | 29.2998 | 29.2998 | 29.2998 | 29.2998 | 29.2998 | 29.2998 | 29.2998 | 29.2998 | 29.2998 | 29.2998 | 29.2998 | 29.2998 | 29.2998 | 29.2998 | 29.2998 | 29.2998 | 29.2998 | 29.2998 | 29.2998 | 29.2998 | 29.2998 | 29.2998 | 29.2998
3691 | 29.3005 | 29.3005 | 29.3005 | 29.3005 | 29.3005 | 29.3005 | 29.3005 | 29.3005 | 29.3005 | 29.3005 | 29.3005 | 29.3005 | 29.3005 | 29.3005 | 29.3005 | 29.3005 | 29.3005 | 29.3005 | 29.3005 | 29.3005 | 29.3005 | 29.3005 | 29.3005 | 29.3005 | 29.3005 | 29.3005 | 29.3005 | 29.3005 | 29.3005 | 29.3005 | 29.3005 | 29.3005 | 29.3005 | 29.3005 | 29.3005 | 29.3005 | 29.3005 | 29.3005 | 29.3005 | 29.3005 | 29.3005 | 29.3005 | 29.3005 | 29.3005 | 29.3005 | 29.3005 | 29.3005 | 29.3005 | 29.3005 | 29.3005 | 29.3005 | 29.3005 | 29.3005 | 29.3005 | 29.3005 | 29.3005 | 29.3005 | 29.3005 | 29.3005 | 29.3005
3692 | 29.3012 | 29.3012 | 29.3012 | 29.3012 | 29.3012 | 29.3012 | 29.3012 | 29.3012 | 29.3012 | 29.3012 | 29.3012 | 29.3012 | 29.3012 | 29.3012 | 29.3012 | 29.3012 | 29.3012 | 29.3012 | 29.3012 | 29.3012 | 29.3012 | 29.3012 | 29.3012 | 29.3012 | 29.3012 | 29.3012 | 29.3012 | 29.3012 | 29.3012 | 29.3012 | 29.3012 | 29.3012 | 29.3012 | 29.3012 | 29.3012 | 29.3012 | 29.3012 | 29.3012 | 29.3012 | 29.3012 | 29.3012 | 29.3012 | 29.3012 | 29.3012 | 29.3012 | 29.3012 | 29.3012 | 29.3012 | 29.3012 | 29.3012 | 29.3012 | 29.3012 | 29.3012 | 29.3012 | 29.3012 | 29.3012 | 29.3012 | 29.3012 | 29.3012 | 29.3012
3693 | 29.3019 | 29.3019 | 29.3019 | 29.3019 | 29.3019 | 29.3019 | 29.3019 | 29.3019 | 29.3019 | 29.3019 | 29.3019 | 29.3019 | 29.3019 | 29.3019 | 29.3019 | 29.3019 | 29.3019 | 29.3019 | 29.3019 | 29.3019 | 29.3019 | 29.3019 | 29.3019 | 29.3019 | 29.3019 | 29.3019 | 29.3019 | 29.3019 | 29.3019 | 29.3019 | 29.3019 | 29.3019 | 29.3019 | 29.3019 | 29.3019 | 29.3019 | 29.3019 | 29.3019 | 29.3019 | 29.3019 | 29.3019 | 29.3019 | 29.3019 | 29.3019 | 29.3019 | 29.3019 | 29.3019 | 29.3019 | 29.3019 | 29.3019 | 29.3019 | 29.3019 | 29.3019 | 29.3019 | 29.3019 | 29.3019 | 29.3019 | 29.3019 | 29.3019 | 29.3019
3694 | 29.3026 | 29.3026 | 29.3026 | 29.3026 | 29.3026 | 29.3026 | 29.3026 | 29.3026 | 29.3026 | 29.3026 | 29.3026 | 29.3026 | 29.3026 | 29.3026 | 29.3026 | 29.3026 | 29.3026 | 29.3026 | 29.3026 | 29.3026 | 29.3026 | 29.3026 | 29.3026 | 29.3026 | 29.3026 | 29.3026 | 29.3026 | 29.3026 | 29.3026 | 29.3026 | 29.3026 | 29.3026 | 29.3026 | 29.3026 | 29.3026 | 29.3026 | 29.3026 | 29.3026 | 29.3026 | 29.3026 | 29.3026 | 29.3026 | 29.3026 | 29.3026 | 29.3026 | 29.3026 | 29.3026 | 29.3026 | 29.3026 | 29.3026 | 29.3026 | 29.3026 | 29.3026 | 29.3026 | 29.3026 | 29.3026 | 29.3026 | 29.3026 | 29.3026 | 29.3026
3695 | 29.3032 | 29.3032 | 29.3032 | 29.3032 | 29.3032 | 29.3032 | 29.3032 | 29.3032 | 29.3032 | 29.3032 | 29.3032 | 29.3032 | 29.3032 | 29.3032 | 29.3032 | 29.3032 | 29.3032 | 29.3032 | 29.3032 | 29.3032 | 29.3032 | 29.3032 | 29.3032 | 29.3032 | 29.3032 | 29.3032 | 29.3032 | 29.3032 | 29.3032 | 29.3032 | 29.3032 | 29.3032 | 29.3032 | 29.3032 | 29.3032 | 29.3032 | 29.3032 | 29.3032 | 29.3032 | 29.3032 | 29.3032 | 29.3032 | 29.3032 | 29.3032 | 29.3032 | 29.3032 | 29.3032 | 29.3032 | 29.3032 | 29.3032 | 29.3032 | 29.3032 | 29.3032 | 29.3032 | 29.3032 | 29.3032 | 29.3032 | 29.3032 | 29.3032 | 29.3032
3696 | 29.3039 | 29.3039 | 29.3039 | 29.3039 | 29.3039 | 29.3039 | 29.3039 | 29.3039 | 29.3039 | 29.3039 | 29.3039 | 29.3039 | 29.3039 | 29.3039 | 29.3039 | 29.3039 | 29.3039 | 29.3039 | 29.3039 | 29.3039 | 29.3039 | 29.3039 | 29.3039 | 29.3039 | 29.3039 | 29.3039 | 29.3039 | 29.3039 | 29.3039 | 29.3039 | 29.3039 | 29.3039 | 29.3039 | 29.3039 | 29.3039 | 29.3039 | 29.3039 | 29.3039 | 29.3039 | 29.3039 | 29.3039 | 29.3039 | 29.3039 | 29.3039 | 29.3039 | 29.3039 | 29.3039 | 29.3039 | 29.3039 | 29.3039 | 29.3039 | 29.3039 | 29.3039 | 29.3039 | 29.3039 | 29.3039 | 29.3039 | 29.3039 | 29.3039 | 29.3039
3697 | 29.3046 | 29.3046 | 29.3046 | 29.3046 | 29.3046 | 29.3046 | 29.3046 | 29.3046 | 29.3046 | 29.3046 | 29.3046 | 29.3046 | 29.3046 | 29.3046 | 29.3046 | 29.3046 | 29.3046 | 29.3046 | 29.3046 | 29.3046 | 29.3046 | 29.3046 | 29.3046 | 29.3046 | 29.3046 | 29.3046 | 29.3046 | 29.3046 | 29.3046 | 29.3046 | 29.3046 | 29.3046 | 29.3046 | 29.3046 | 29.3046 | 29.3046 | 29.3046 | 29.3046 | 29.3046 | 29.3046 | 29.3046 | 29.3046 | 29.3046 | 29.3046 | 29.3046 | 29.3046 | 29.3046 | 29.3046 | 29.3046 | 29.3046 | 29.3046 | 29.3046 | 29.3046 | 29.3046 | 29.3046 | 29.3046 | 29.3046 | 29.3046 | 29.3046 | 29.3046
3698 | 29.3053 | 29.3053 | 29.3053 | 29.3053 | 29.3053 | 29.3053 | 29.3053 | 29.3053 | 29.3053 | 29.3053 | 29.3053 | 29.3053 | 29.3053 | 29.3053 | 29.3053 | 29.3053 | 29.3053 | 29.3053 | 29.3053 | 29.3053 | 29.3053 | 29.3053 | 29.3053 | 29.3053 | 29.3053 | 29.3053 | 29.3053 | 29.3053 | 29.3053 | 29.3053 | 29.3053 | 29.3053 | 29.3053 | 29.3053 | 29.3053 | 29.3053 | 29.3053 | 29.3053 | 29.3053 | 29.3053 | 29.3053 | 29.3053 | 29.3053 | 29.3053 | 29.3053 | 29.3053 | 29.3053 | 29.3053 | 29.3053 | 29.3053 | 29.3053 | 29.3053 | 29.3053 | 29.3053 | 29.3053 | 29.3053 | 29.3053 | 29.3053 | 29.3053 | 29.3053
3699 | 29.3059 | 29.3059 | 29.3059 | 29.3059 | 29.3059 | 29.3059 | 29.3059 | 29.3059 | 29.3059 | 29.3059 | 29.3059 | 29.3059 | 29.3059 | 29.3059 | 29.3059 | 29.3059 | 29.3059 | 29.3059 | 29.3059 | 29.3059 | 29.3059 | 29.3059 | 29.3059 | 29.3059 | 29.3059 | 29.3059 | 29.3059 | 29.3059 | 29.3059 | 29.3059 | 29.3059 | 29.3059 | 29.3059 | 29.3059 | 29.3059 | 29.3059 | 29.3059 | 29.3059 | 29.3059 | 29.3059 | 29.3059 | 29.3059 | 29.3059 | 29.3059 | 29.3059 | 29.3059 | 29.3059 | 29.3059 | 29.3059 | 29.3059 | 29.3059 | 29.3059 | 29.3059 | 29.3059 | 29.3059 | 29.3059 | 29.3059 | 29.3059 | 29.3059 | 29.3059
3700 | 29.3066 | 29.3066 | 29.3066 | 29.3066 | 29.3066 | 29.3066 | 29.3066 | 29.3066 | 29.3066 | 29.3066 | 29.3066 | 29.3066 | 29.3066 | 29.3066 | 29.3066 | 29.3066 | 29.3066 | 29.3066 | 29.3066 | 29.3066 | 29.3066 | 29.3066 | 29.3066 | 29.3066 | 29.3066 | 29.3066 | 29.3066 | 29.3066 | 29.3066 | 29.3066 | 29.3066 | 29.3066 | 29.3066 | 29.3066 | 29.3066 | 29.3066 | 29.3066 | 29.3066 | 29.3066 | 29.3066 | 29.3066 | 29.3066 | 29.3066 | 29.3066 | 29.3066 | 29.3066 | 29.3066 | 29.3066 | 29.3066 | 29.3066 | 29.3066 | 29.3066 | 29.3066 | 29.3066 | 29.3066 | 29.3066 | 29.3066 | 29.3066 | 29.3066 | 29.3066
3701 | 29.3073 | 29.3073 | 29.3073 | 29.3073 | 29.3073 | 29.3073 | 29.3073 | 29.3073 | 29.3073 | 29.3073 | 29.3073 | 29.3073 | 29.3073 | 29.3073 | 29.3073 | 29.3073 | 29.3073 | 29.3073 | 29.3073 | 29.3073 | 29.3073 | 29.3073 | 29.3073 | 29.3073 | 29.3073 | 29.3073 | 29.3073 | 29.3073 | 29.3073 | 29.3073 | 29.3073 | 29.3073 | 29.3073 | 29.3073 | 29.3073 | 29.3073 | 29.3073 | 29.3073 | 29.3073 | 29.3073 | 29.3073 | 29.3073 | 29.3073 | 29.3073 | 29.3073 | 29.3073 | 29.3073 | 29.3073 | 29.3073 | 29.3073 | 29.3073 | 29.3073 | 29.3073 | 29.3073 | 29.3073 | 29.3073 | 29.3073 | 29.3073 | 29.3073 | 29.3073
3702 | 29.308 | 29.308 | 29.308 | 29.308 | 29.308 | 29.308 | 29.308 | 29.308 | 29.308 | 29.308 | 29.308 | 29.308 | 29.308 | 29.308 | 29.308 | 29.308 | 29.308 | 29.308 | 29.308 | 29.308 | 29.308 | 29.308 | 29.308 | 29.308 | 29.308 | 29.308 | 29.308 | 29.308 | 29.308 | 29.308 | 29.308 | 29.308 | 29.308 | 29.308 | 29.308 | 29.308 | 29.308 | 29.308 | 29.308 | 29.308 | 29.308 | 29.308 | 29.308 | 29.308 | 29.308 | 29.308 | 29.308 | 29.308 | 29.308 | 29.308 | 29.308 | 29.308 | 29.308 | 29.308 | 29.308 | 29.308 | 29.308 | 29.308 | 29.308 | 29.308
3703 | 29.3086 | 29.3086 | 29.3086 | 29.3086 | 29.3086 | 29.3086 | 29.3086 | 29.3086 | 29.3086 | 29.3086 | 29.3086 | 29.3086 | 29.3086 | 29.3086 | 29.3086 | 29.3086 | 29.3086 | 29.3086 | 29.3086 | 29.3086 | 29.3086 | 29.3086 | 29.3086 | 29.3086 | 29.3086 | 29.3086 | 29.3086 | 29.3086 | 29.3086 | 29.3086 | 29.3086 | 29.3086 | 29.3086 | 29.3086 | 29.3086 | 29.3086 | 29.3086 | 29.3086 | 29.3086 | 29.3086 | 29.3086 | 29.3086 | 29.3086 | 29.3086 | 29.3086 | 29.3086 | 29.3086 | 29.3086 | 29.3086 | 29.3086 | 29.3086 | 29.3086 | 29.3086 | 29.3086 | 29.3086 | 29.3086 | 29.3086 | 29.3086 | 29.3086 | 29.3086
3704 | 29.3093 | 29.3093 | 29.3093 | 29.3093 | 29.3093 | 29.3093 | 29.3093 | 29.3093 | 29.3093 | 29.3093 | 29.3093 | 29.3093 | 29.3093 | 29.3093 | 29.3093 | 29.3093 | 29.3093 | 29.3093 | 29.3093 | 29.3093 | 29.3093 | 29.3093 | 29.3093 | 29.3093 | 29.3093 | 29.3093 | 29.3093 | 29.3093 | 29.3093 | 29.3093 | 29.3093 | 29.3093 | 29.3093 | 29.3093 | 29.3093 | 29.3093 | 29.3093 | 29.3093 | 29.3093 | 29.3093 | 29.3093 | 29.3093 | 29.3093 | 29.3093 | 29.3093 | 29.3093 | 29.3093 | 29.3093 | 29.3093 | 29.3093 | 29.3093 | 29.3093 | 29.3093 | 29.3093 | 29.3093 | 29.3093 | 29.3093 | 29.3093 | 29.3093 | 29.3093
3705 | 29.31 | 29.31 | 29.31 | 29.31 | 29.31 | 29.31 | 29.31 | 29.31 | 29.31 | 29.31 | 29.31 | 29.31 | 29.31 | 29.31 | 29.31 | 29.31 | 29.31 | 29.31 | 29.31 | 29.31 | 29.31 | 29.31 | 29.31 | 29.31 | 29.31 | 29.31 | 29.31 | 29.31 | 29.31 | 29.31 | 29.31 | 29.31 | 29.31 | 29.31 | 29.31 | 29.31 | 29.31 | 29.31 | 29.31 | 29.31 | 29.31 | 29.31 | 29.31 | 29.31 | 29.31 | 29.31 | 29.31 | 29.31 | 29.31 | 29.31 | 29.31 | 29.31 | 29.31 | 29.31 | 29.31 | 29.31 | 29.31 | 29.31 | 29.31 | 29.31
3706 | 29.3107 | 29.3107 | 29.3107 | 29.3107 | 29.3107 | 29.3107 | 29.3107 | 29.3107 | 29.3107 | 29.3107 | 29.3107 | 29.3107 | 29.3107 | 29.3107 | 29.3107 | 29.3107 | 29.3107 | 29.3107 | 29.3107 | 29.3107 | 29.3107 | 29.3107 | 29.3107 | 29.3107 | 29.3107 | 29.3107 | 29.3107 | 29.3107 | 29.3107 | 29.3107 | 29.3107 | 29.3107 | 29.3107 | 29.3107 | 29.3107 | 29.3107 | 29.3107 | 29.3107 | 29.3107 | 29.3107 | 29.3107 | 29.3107 | 29.3107 | 29.3107 | 29.3107 | 29.3107 | 29.3107 | 29.3107 | 29.3107 | 29.3107 | 29.3107 | 29.3107 | 29.3107 | 29.3107 | 29.3107 | 29.3107 | 29.3107 | 29.3107 | 29.3107 | 29.3107
3707 | 29.3113 | 29.3113 | 29.3113 | 29.3113 | 29.3113 | 29.3113 | 29.3113 | 29.3113 | 29.3113 | 29.3113 | 29.3113 | 29.3113 | 29.3113 | 29.3113 | 29.3113 | 29.3113 | 29.3113 | 29.3113 | 29.3113 | 29.3113 | 29.3113 | 29.3113 | 29.3113 | 29.3113 | 29.3113 | 29.3113 | 29.3113 | 29.3113 | 29.3113 | 29.3113 | 29.3113 | 29.3113 | 29.3113 | 29.3113 | 29.3113 | 29.3113 | 29.3113 | 29.3113 | 29.3113 | 29.3113 | 29.3113 | 29.3113 | 29.3113 | 29.3113 | 29.3113 | 29.3113 | 29.3113 | 29.3113 | 29.3113 | 29.3113 | 29.3113 | 29.3113 | 29.3113 | 29.3113 | 29.3113 | 29.3113 | 29.3113 | 29.3113 | 29.3113 | 29.3113
3708 | 29.312 | 29.312 | 29.312 | 29.312 | 29.312 | 29.312 | 29.312 | 29.312 | 29.312 | 29.312 | 29.312 | 29.312 | 29.312 | 29.312 | 29.312 | 29.312 | 29.312 | 29.312 | 29.312 | 29.312 | 29.312 | 29.312 | 29.312 | 29.312 | 29.312 | 29.312 | 29.312 | 29.312 | 29.312 | 29.312 | 29.312 | 29.312 | 29.312 | 29.312 | 29.312 | 29.312 | 29.312 | 29.312 | 29.312 | 29.312 | 29.312 | 29.312 | 29.312 | 29.312 | 29.312 | 29.312 | 29.312 | 29.312 | 29.312 | 29.312 | 29.312 | 29.312 | 29.312 | 29.312 | 29.312 | 29.312 | 29.312 | 29.312 | 29.312 | 29.312
3709 | 29.3127 | 29.3127 | 29.3127 | 29.3127 | 29.3127 | 29.3127 | 29.3127 | 29.3127 | 29.3127 | 29.3127 | 29.3127 | 29.3127 | 29.3127 | 29.3127 | 29.3127 | 29.3127 | 29.3127 | 29.3127 | 29.3127 | 29.3127 | 29.3127 | 29.3127 | 29.3127 | 29.3127 | 29.3127 | 29.3127 | 29.3127 | 29.3127 | 29.3127 | 29.3127 | 29.3127 | 29.3127 | 29.3127 | 29.3127 | 29.3127 | 29.3127 | 29.3127 | 29.3127 | 29.3127 | 29.3127 | 29.3127 | 29.3127 | 29.3127 | 29.3127 | 29.3127 | 29.3127 | 29.3127 | 29.3127 | 29.3127 | 29.3127 | 29.3127 | 29.3127 | 29.3127 | 29.3127 | 29.3127 | 29.3127 | 29.3127 | 29.3127 | 29.3127 | 29.3127
3710 | 29.3134 | 29.3134 | 29.3134 | 29.3134 | 29.3134 | 29.3134 | 29.3134 | 29.3134 | 29.3134 | 29.3134 | 29.3134 | 29.3134 | 29.3134 | 29.3134 | 29.3134 | 29.3134 | 29.3134 | 29.3134 | 29.3134 | 29.3134 | 29.3134 | 29.3134 | 29.3134 | 29.3134 | 29.3134 | 29.3134 | 29.3134 | 29.3134 | 29.3134 | 29.3134 | 29.3134 | 29.3134 | 29.3134 | 29.3134 | 29.3134 | 29.3134 | 29.3134 | 29.3134 | 29.3134 | 29.3134 | 29.3134 | 29.3134 | 29.3134 | 29.3134 | 29.3134 | 29.3134 | 29.3134 | 29.3134 | 29.3134 | 29.3134 | 29.3134 | 29.3134 | 29.3134 | 29.3134 | 29.3134 | 29.3134 | 29.3134 | 29.3134 | 29.3134 | 29.3134
3711 | 29.314 | 29.314 | 29.314 | 29.314 | 29.314 | 29.314 | 29.314 | 29.314 | 29.314 | 29.314 | 29.314 | 29.314 | 29.314 | 29.314 | 29.314 | 29.314 | 29.314 | 29.314 | 29.314 | 29.314 | 29.314 | 29.314 | 29.314 | 29.314 | 29.314 | 29.314 | 29.314 | 29.314 | 29.314 | 29.314 | 29.314 | 29.314 | 29.314 | 29.314 | 29.314 | 29.314 | 29.314 | 29.314 | 29.314 | 29.314 | 29.314 | 29.314 | 29.314 | 29.314 | 29.314 | 29.314 | 29.314 | 29.314 | 29.314 | 29.314 | 29.314 | 29.314 | 29.314 | 29.314 | 29.314 | 29.314 | 29.314 | 29.314 | 29.314 | 29.314
3712 | 29.3147 | 29.3147 | 29.3147 | 29.3147 | 29.3147 | 29.3147 | 29.3147 | 29.3147 | 29.3147 | 29.3147 | 29.3147 | 29.3147 | 29.3147 | 29.3147 | 29.3147 | 29.3147 | 29.3147 | 29.3147 | 29.3147 | 29.3147 | 29.3147 | 29.3147 | 29.3147 | 29.3147 | 29.3147 | 29.3147 | 29.3147 | 29.3147 | 29.3147 | 29.3147 | 29.3147 | 29.3147 | 29.3147 | 29.3147 | 29.3147 | 29.3147 | 29.3147 | 29.3147 | 29.3147 | 29.3147 | 29.3147 | 29.3147 | 29.3147 | 29.3147 | 29.3147 | 29.3147 | 29.3147 | 29.3147 | 29.3147 | 29.3147 | 29.3147 | 29.3147 | 29.3147 | 29.3147 | 29.3147 | 29.3147 | 29.3147 | 29.3147 | 29.3147 | 29.3147
3713 | 29.3154 | 29.3154 | 29.3154 | 29.3154 | 29.3154 | 29.3154 | 29.3154 | 29.3154 | 29.3154 | 29.3154 | 29.3154 | 29.3154 | 29.3154 | 29.3154 | 29.3154 | 29.3154 | 29.3154 | 29.3154 | 29.3154 | 29.3154 | 29.3154 | 29.3154 | 29.3154 | 29.3154 | 29.3154 | 29.3154 | 29.3154 | 29.3154 | 29.3154 | 29.3154 | 29.3154 | 29.3154 | 29.3154 | 29.3154 | 29.3154 | 29.3154 | 29.3154 | 29.3154 | 29.3154 | 29.3154 | 29.3154 | 29.3154 | 29.3154 | 29.3154 | 29.3154 | 29.3154 | 29.3154 | 29.3154 | 29.3154 | 29.3154 | 29.3154 | 29.3154 | 29.3154 | 29.3154 | 29.3154 | 29.3154 | 29.3154 | 29.3154 | 29.3154 | 29.3154
3714 | 29.3161 | 29.3161 | 29.3161 | 29.3161 | 29.3161 | 29.3161 | 29.3161 | 29.3161 | 29.3161 | 29.3161 | 29.3161 | 29.3161 | 29.3161 | 29.3161 | 29.3161 | 29.3161 | 29.3161 | 29.3161 | 29.3161 | 29.3161 | 29.3161 | 29.3161 | 29.3161 | 29.3161 | 29.3161 | 29.3161 | 29.3161 | 29.3161 | 29.3161 | 29.3161 | 29.3161 | 29.3161 | 29.3161 | 29.3161 | 29.3161 | 29.3161 | 29.3161 | 29.3161 | 29.3161 | 29.3161 | 29.3161 | 29.3161 | 29.3161 | 29.3161 | 29.3161 | 29.3161 | 29.3161 | 29.3161 | 29.3161 | 29.3161 | 29.3161 | 29.3161 | 29.3161 | 29.3161 | 29.3161 | 29.3161 | 29.3161 | 29.3161 | 29.3161 | 29.3161
3715 | 29.3167 | 29.3167 | 29.3167 | 29.3167 | 29.3167 | 29.3167 | 29.3167 | 29.3167 | 29.3167 | 29.3167 | 29.3167 | 29.3167 | 29.3167 | 29.3167 | 29.3167 | 29.3167 | 29.3167 | 29.3167 | 29.3167 | 29.3167 | 29.3167 | 29.3167 | 29.3167 | 29.3167 | 29.3167 | 29.3167 | 29.3167 | 29.3167 | 29.3167 | 29.3167 | 29.3167 | 29.3167 | 29.3167 | 29.3167 | 29.3167 | 29.3167 | 29.3167 | 29.3167 | 29.3167 | 29.3167 | 29.3167 | 29.3167 | 29.3167 | 29.3167 | 29.3167 | 29.3167 | 29.3167 | 29.3167 | 29.3167 | 29.3167 | 29.3167 | 29.3167 | 29.3167 | 29.3167 | 29.3167 | 29.3167 | 29.3167 | 29.3167 | 29.3167 | 29.3167
3716 | 29.3174 | 29.3174 | 29.3174 | 29.3174 | 29.3174 | 29.3174 | 29.3174 | 29.3174 | 29.3174 | 29.3174 | 29.3174 | 29.3174 | 29.3174 | 29.3174 | 29.3174 | 29.3174 | 29.3174 | 29.3174 | 29.3174 | 29.3174 | 29.3174 | 29.3174 | 29.3174 | 29.3174 | 29.3174 | 29.3174 | 29.3174 | 29.3174 | 29.3174 | 29.3174 | 29.3174 | 29.3174 | 29.3174 | 29.3174 | 29.3174 | 29.3174 | 29.3174 | 29.3174 | 29.3174 | 29.3174 | 29.3174 | 29.3174 | 29.3174 | 29.3174 | 29.3174 | 29.3174 | 29.3174 | 29.3174 | 29.3174 | 29.3174 | 29.3174 | 29.3174 | 29.3174 | 29.3174 | 29.3174 | 29.3174 | 29.3174 | 29.3174 | 29.3174 | 29.3174
3717 | 29.3181 | 29.3181 | 29.3181 | 29.3181 | 29.3181 | 29.3181 | 29.3181 | 29.3181 | 29.3181 | 29.3181 | 29.3181 | 29.3181 | 29.3181 | 29.3181 | 29.3181 | 29.3181 | 29.3181 | 29.3181 | 29.3181 | 29.3181 | 29.3181 | 29.3181 | 29.3181 | 29.3181 | 29.3181 | 29.3181 | 29.3181 | 29.3181 | 29.3181 | 29.3181 | 29.3181 | 29.3181 | 29.3181 | 29.3181 | 29.3181 | 29.3181 | 29.3181 | 29.3181 | 29.3181 | 29.3181 | 29.3181 | 29.3181 | 29.3181 | 29.3181 | 29.3181 | 29.3181 | 29.3181 | 29.3181 | 29.3181 | 29.3181 | 29.3181 | 29.3181 | 29.3181 | 29.3181 | 29.3181 | 29.3181 | 29.3181 | 29.3181 | 29.3181 | 29.3181
3718 | 29.3187 | 29.3187 | 29.3187 | 29.3187 | 29.3187 | 29.3187 | 29.3187 | 29.3187 | 29.3187 | 29.3187 | 29.3187 | 29.3187 | 29.3187 | 29.3187 | 29.3187 | 29.3187 | 29.3187 | 29.3187 | 29.3187 | 29.3187 | 29.3187 | 29.3187 | 29.3187 | 29.3187 | 29.3187 | 29.3187 | 29.3187 | 29.3187 | 29.3187 | 29.3187 | 29.3187 | 29.3187 | 29.3187 | 29.3187 | 29.3187 | 29.3187 | 29.3187 | 29.3187 | 29.3187 | 29.3187 | 29.3187 | 29.3187 | 29.3187 | 29.3187 | 29.3187 | 29.3187 | 29.3187 | 29.3187 | 29.3187 | 29.3187 | 29.3187 | 29.3187 | 29.3187 | 29.3187 | 29.3187 | 29.3187 | 29.3187 | 29.3187 | 29.3187 | 29.3187
3719 | 29.3194 | 29.3194 | 29.3194 | 29.3194 | 29.3194 | 29.3194 | 29.3194 | 29.3194 | 29.3194 | 29.3194 | 29.3194 | 29.3194 | 29.3194 | 29.3194 | 29.3194 | 29.3194 | 29.3194 | 29.3194 | 29.3194 | 29.3194 | 29.3194 | 29.3194 | 29.3194 | 29.3194 | 29.3194 | 29.3194 | 29.3194 | 29.3194 | 29.3194 | 29.3194 | 29.3194 | 29.3194 | 29.3194 | 29.3194 | 29.3194 | 29.3194 | 29.3194 | 29.3194 | 29.3194 | 29.3194 | 29.3194 | 29.3194 | 29.3194 | 29.3194 | 29.3194 | 29.3194 | 29.3194 | 29.3194 | 29.3194 | 29.3194 | 29.3194 | 29.3194 | 29.3194 | 29.3194 | 29.3194 | 29.3194 | 29.3194 | 29.3194 | 29.3194 | 29.3194
3720 | 29.3201 | 29.3201 | 29.3201 | 29.3201 | 29.3201 | 29.3201 | 29.3201 | 29.3201 | 29.3201 | 29.3201 | 29.3201 | 29.3201 | 29.3201 | 29.3201 | 29.3201 | 29.3201 | 29.3201 | 29.3201 | 29.3201 | 29.3201 | 29.3201 | 29.3201 | 29.3201 | 29.3201 | 29.3201 | 29.3201 | 29.3201 | 29.3201 | 29.3201 | 29.3201 | 29.3201 | 29.3201 | 29.3201 | 29.3201 | 29.3201 | 29.3201 | 29.3201 | 29.3201 | 29.3201 | 29.3201 | 29.3201 | 29.3201 | 29.3201 | 29.3201 | 29.3201 | 29.3201 | 29.3201 | 29.3201 | 29.3201 | 29.3201 | 29.3201 | 29.3201 | 29.3201 | 29.3201 | 29.3201 | 29.3201 | 29.3201 | 29.3201 | 29.3201 | 29.3201
3721 | 29.3208 | 29.3208 | 29.3208 | 29.3208 | 29.3208 | 29.3208 | 29.3208 | 29.3208 | 29.3208 | 29.3208 | 29.3208 | 29.3208 | 29.3208 | 29.3208 | 29.3208 | 29.3208 | 29.3208 | 29.3208 | 29.3208 | 29.3208 | 29.3208 | 29.3208 | 29.3208 | 29.3208 | 29.3208 | 29.3208 | 29.3208 | 29.3208 | 29.3208 | 29.3208 | 29.3208 | 29.3208 | 29.3208 | 29.3208 | 29.3208 | 29.3208 | 29.3208 | 29.3208 | 29.3208 | 29.3208 | 29.3208 | 29.3208 | 29.3208 | 29.3208 | 29.3208 | 29.3208 | 29.3208 | 29.3208 | 29.3208 | 29.3208 | 29.3208 | 29.3208 | 29.3208 | 29.3208 | 29.3208 | 29.3208 | 29.3208 | 29.3208 | 29.3208 | 29.3208
3722 | 29.3214 | 29.3214 | 29.3214 | 29.3214 | 29.3214 | 29.3214 | 29.3214 | 29.3214 | 29.3214 | 29.3214 | 29.3214 | 29.3214 | 29.3214 | 29.3214 | 29.3214 | 29.3214 | 29.3214 | 29.3214 | 29.3214 | 29.3214 | 29.3214 | 29.3214 | 29.3214 | 29.3214 | 29.3214 | 29.3214 | 29.3214 | 29.3214 | 29.3214 | 29.3214 | 29.3214 | 29.3214 | 29.3214 | 29.3214 | 29.3214 | 29.3214 | 29.3214 | 29.3214 | 29.3214 | 29.3214 | 29.3214 | 29.3214 | 29.3214 | 29.3214 | 29.3214 | 29.3214 | 29.3214 | 29.3214 | 29.3214 | 29.3214 | 29.3214 | 29.3214 | 29.3214 | 29.3214 | 29.3214 | 29.3214 | 29.3214 | 29.3214 | 29.3214 | 29.3214
3723 | 29.3221 | 29.3221 | 29.3221 | 29.3221 | 29.3221 | 29.3221 | 29.3221 | 29.3221 | 29.3221 | 29.3221 | 29.3221 | 29.3221 | 29.3221 | 29.3221 | 29.3221 | 29.3221 | 29.3221 | 29.3221 | 29.3221 | 29.3221 | 29.3221 | 29.3221 | 29.3221 | 29.3221 | 29.3221 | 29.3221 | 29.3221 | 29.3221 | 29.3221 | 29.3221 | 29.3221 | 29.3221 | 29.3221 | 29.3221 | 29.3221 | 29.3221 | 29.3221 | 29.3221 | 29.3221 | 29.3221 | 29.3221 | 29.3221 | 29.3221 | 29.3221 | 29.3221 | 29.3221 | 29.3221 | 29.3221 | 29.3221 | 29.3221 | 29.3221 | 29.3221 | 29.3221 | 29.3221 | 29.3221 | 29.3221 | 29.3221 | 29.3221 | 29.3221 | 29.3221
3724 | 29.3228 | 29.3228 | 29.3228 | 29.3228 | 29.3228 | 29.3228 | 29.3228 | 29.3228 | 29.3228 | 29.3228 | 29.3228 | 29.3228 | 29.3228 | 29.3228 | 29.3228 | 29.3228 | 29.3228 | 29.3228 | 29.3228 | 29.3228 | 29.3228 | 29.3228 | 29.3228 | 29.3228 | 29.3228 | 29.3228 | 29.3228 | 29.3228 | 29.3228 | 29.3228 | 29.3228 | 29.3228 | 29.3228 | 29.3228 | 29.3228 | 29.3228 | 29.3228 | 29.3228 | 29.3228 | 29.3228 | 29.3228 | 29.3228 | 29.3228 | 29.3228 | 29.3228 | 29.3228 | 29.3228 | 29.3228 | 29.3228 | 29.3228 | 29.3228 | 29.3228 | 29.3228 | 29.3228 | 29.3228 | 29.3228 | 29.3228 | 29.3228 | 29.3228 | 29.3228
3725 | 29.3235 | 29.3235 | 29.3235 | 29.3235 | 29.3235 | 29.3235 | 29.3235 | 29.3235 | 29.3235 | 29.3235 | 29.3235 | 29.3235 | 29.3235 | 29.3235 | 29.3235 | 29.3235 | 29.3235 | 29.3235 | 29.3235 | 29.3235 | 29.3235 | 29.3235 | 29.3235 | 29.3235 | 29.3235 | 29.3235 | 29.3235 | 29.3235 | 29.3235 | 29.3235 | 29.3235 | 29.3235 | 29.3235 | 29.3235 | 29.3235 | 29.3235 | 29.3235 | 29.3235 | 29.3235 | 29.3235 | 29.3235 | 29.3235 | 29.3235 | 29.3235 | 29.3235 | 29.3235 | 29.3235 | 29.3235 | 29.3235 | 29.3235 | 29.3235 | 29.3235 | 29.3235 | 29.3235 | 29.3235 | 29.3235 | 29.3235 | 29.3235 | 29.3235 | 29.3235
3726 | 29.3241 | 29.3241 | 29.3241 | 29.3241 | 29.3241 | 29.3241 | 29.3241 | 29.3241 | 29.3241 | 29.3241 | 29.3241 | 29.3241 | 29.3241 | 29.3241 | 29.3241 | 29.3241 | 29.3241 | 29.3241 | 29.3241 | 29.3241 | 29.3241 | 29.3241 | 29.3241 | 29.3241 | 29.3241 | 29.3241 | 29.3241 | 29.3241 | 29.3241 | 29.3241 | 29.3241 | 29.3241 | 29.3241 | 29.3241 | 29.3241 | 29.3241 | 29.3241 | 29.3241 | 29.3241 | 29.3241 | 29.3241 | 29.3241 | 29.3241 | 29.3241 | 29.3241 | 29.3241 | 29.3241 | 29.3241 | 29.3241 | 29.3241 | 29.3241 | 29.3241 | 29.3241 | 29.3241 | 29.3241 | 29.3241 | 29.3241 | 29.3241 | 29.3241 | 29.3241
3727 | 29.3248 | 29.3248 | 29.3248 | 29.3248 | 29.3248 | 29.3248 | 29.3248 | 29.3248 | 29.3248 | 29.3248 | 29.3248 | 29.3248 | 29.3248 | 29.3248 | 29.3248 | 29.3248 | 29.3248 | 29.3248 | 29.3248 | 29.3248 | 29.3248 | 29.3248 | 29.3248 | 29.3248 | 29.3248 | 29.3248 | 29.3248 | 29.3248 | 29.3248 | 29.3248 | 29.3248 | 29.3248 | 29.3248 | 29.3248 | 29.3248 | 29.3248 | 29.3248 | 29.3248 | 29.3248 | 29.3248 | 29.3248 | 29.3248 | 29.3248 | 29.3248 | 29.3248 | 29.3248 | 29.3248 | 29.3248 | 29.3248 | 29.3248 | 29.3248 | 29.3248 | 29.3248 | 29.3248 | 29.3248 | 29.3248 | 29.3248 | 29.3248 | 29.3248 | 29.3248
3728 | 29.3255 | 29.3255 | 29.3255 | 29.3255 | 29.3255 | 29.3255 | 29.3255 | 29.3255 | 29.3255 | 29.3255 | 29.3255 | 29.3255 | 29.3255 | 29.3255 | 29.3255 | 29.3255 | 29.3255 | 29.3255 | 29.3255 | 29.3255 | 29.3255 | 29.3255 | 29.3255 | 29.3255 | 29.3255 | 29.3255 | 29.3255 | 29.3255 | 29.3255 | 29.3255 | 29.3255 | 29.3255 | 29.3255 | 29.3255 | 29.3255 | 29.3255 | 29.3255 | 29.3255 | 29.3255 | 29.3255 | 29.3255 | 29.3255 | 29.3255 | 29.3255 | 29.3255 | 29.3255 | 29.3255 | 29.3255 | 29.3255 | 29.3255 | 29.3255 | 29.3255 | 29.3255 | 29.3255 | 29.3255 | 29.3255 | 29.3255 | 29.3255 | 29.3255 | 29.3255
3729 | 29.3261 | 29.3261 | 29.3261 | 29.3261 | 29.3261 | 29.3261 | 29.3261 | 29.3261 | 29.3261 | 29.3261 | 29.3261 | 29.3261 | 29.3261 | 29.3261 | 29.3261 | 29.3261 | 29.3261 | 29.3261 | 29.3261 | 29.3261 | 29.3261 | 29.3261 | 29.3261 | 29.3261 | 29.3261 | 29.3261 | 29.3261 | 29.3261 | 29.3261 | 29.3261 | 29.3261 | 29.3261 | 29.3261 | 29.3261 | 29.3261 | 29.3261 | 29.3261 | 29.3261 | 29.3261 | 29.3261 | 29.3261 | 29.3261 | 29.3261 | 29.3261 | 29.3261 | 29.3261 | 29.3261 | 29.3261 | 29.3261 | 29.3261 | 29.3261 | 29.3261 | 29.3261 | 29.3261 | 29.3261 | 29.3261 | 29.3261 | 29.3261 | 29.3261 | 29.3261
3730 | 29.3268 | 29.3268 | 29.3268 | 29.3268 | 29.3268 | 29.3268 | 29.3268 | 29.3268 | 29.3268 | 29.3268 | 29.3268 | 29.3268 | 29.3268 | 29.3268 | 29.3268 | 29.3268 | 29.3268 | 29.3268 | 29.3268 | 29.3268 | 29.3268 | 29.3268 | 29.3268 | 29.3268 | 29.3268 | 29.3268 | 29.3268 | 29.3268 | 29.3268 | 29.3268 | 29.3268 | 29.3268 | 29.3268 | 29.3268 | 29.3268 | 29.3268 | 29.3268 | 29.3268 | 29.3268 | 29.3268 | 29.3268 | 29.3268 | 29.3268 | 29.3268 | 29.3268 | 29.3268 | 29.3268 | 29.3268 | 29.3268 | 29.3268 | 29.3268 | 29.3268 | 29.3268 | 29.3268 | 29.3268 | 29.3268 | 29.3268 | 29.3268 | 29.3268 | 29.3268
3731 | 29.3275 | 29.3275 | 29.3275 | 29.3275 | 29.3275 | 29.3275 | 29.3275 | 29.3275 | 29.3275 | 29.3275 | 29.3275 | 29.3275 | 29.3275 | 29.3275 | 29.3275 | 29.3275 | 29.3275 | 29.3275 | 29.3275 | 29.3275 | 29.3275 | 29.3275 | 29.3275 | 29.3275 | 29.3275 | 29.3275 | 29.3275 | 29.3275 | 29.3275 | 29.3275 | 29.3275 | 29.3275 | 29.3275 | 29.3275 | 29.3275 | 29.3275 | 29.3275 | 29.3275 | 29.3275 | 29.3275 | 29.3275 | 29.3275 | 29.3275 | 29.3275 | 29.3275 | 29.3275 | 29.3275 | 29.3275 | 29.3275 | 29.3275 | 29.3275 | 29.3275 | 29.3275 | 29.3275 | 29.3275 | 29.3275 | 29.3275 | 29.3275 | 29.3275 | 29.3275
3732 | 29.3281 | 29.3281 | 29.3281 | 29.3281 | 29.3281 | 29.3281 | 29.3281 | 29.3281 | 29.3281 | 29.3281 | 29.3281 | 29.3281 | 29.3281 | 29.3281 | 29.3281 | 29.3281 | 29.3281 | 29.3281 | 29.3281 | 29.3281 | 29.3281 | 29.3281 | 29.3281 | 29.3281 | 29.3281 | 29.3281 | 29.3281 | 29.3281 | 29.3281 | 29.3281 | 29.3281 | 29.3281 | 29.3281 | 29.3281 | 29.3281 | 29.3281 | 29.3281 | 29.3281 | 29.3281 | 29.3281 | 29.3281 | 29.3281 | 29.3281 | 29.3281 | 29.3281 | 29.3281 | 29.3281 | 29.3281 | 29.3281 | 29.3281 | 29.3281 | 29.3281 | 29.3281 | 29.3281 | 29.3281 | 29.3281 | 29.3281 | 29.3281 | 29.3281 | 29.3281
3733 | 29.3288 | 29.3288 | 29.3288 | 29.3288 | 29.3288 | 29.3288 | 29.3288 | 29.3288 | 29.3288 | 29.3288 | 29.3288 | 29.3288 | 29.3288 | 29.3288 | 29.3288 | 29.3288 | 29.3288 | 29.3288 | 29.3288 | 29.3288 | 29.3288 | 29.3288 | 29.3288 | 29.3288 | 29.3288 | 29.3288 | 29.3288 | 29.3288 | 29.3288 | 29.3288 | 29.3288 | 29.3288 | 29.3288 | 29.3288 | 29.3288 | 29.3288 | 29.3288 | 29.3288 | 29.3288 | 29.3288 | 29.3288 | 29.3288 | 29.3288 | 29.3288 | 29.3288 | 29.3288 | 29.3288 | 29.3288 | 29.3288 | 29.3288 | 29.3288 | 29.3288 | 29.3288 | 29.3288 | 29.3288 | 29.3288 | 29.3288 | 29.3288 | 29.3288 | 29.3288
3734 | 29.3295 | 29.3295 | 29.3295 | 29.3295 | 29.3295 | 29.3295 | 29.3295 | 29.3295 | 29.3295 | 29.3295 | 29.3295 | 29.3295 | 29.3295 | 29.3295 | 29.3295 | 29.3295 | 29.3295 | 29.3295 | 29.3295 | 29.3295 | 29.3295 | 29.3295 | 29.3295 | 29.3295 | 29.3295 | 29.3295 | 29.3295 | 29.3295 | 29.3295 | 29.3295 | 29.3295 | 29.3295 | 29.3295 | 29.3295 | 29.3295 | 29.3295 | 29.3295 | 29.3295 | 29.3295 | 29.3295 | 29.3295 | 29.3295 | 29.3295 | 29.3295 | 29.3295 | 29.3295 | 29.3295 | 29.3295 | 29.3295 | 29.3295 | 29.3295 | 29.3295 | 29.3295 | 29.3295 | 29.3295 | 29.3295 | 29.3295 | 29.3295 | 29.3295 | 29.3295
3735 | 29.3302 | 29.3302 | 29.3302 | 29.3302 | 29.3302 | 29.3302 | 29.3302 | 29.3302 | 29.3302 | 29.3302 | 29.3302 | 29.3302 | 29.3302 | 29.3302 | 29.3302 | 29.3302 | 29.3302 | 29.3302 | 29.3302 | 29.3302 | 29.3302 | 29.3302 | 29.3302 | 29.3302 | 29.3302 | 29.3302 | 29.3302 | 29.3302 | 29.3302 | 29.3302 | 29.3302 | 29.3302 | 29.3302 | 29.3302 | 29.3302 | 29.3302 | 29.3302 | 29.3302 | 29.3302 | 29.3302 | 29.3302 | 29.3302 | 29.3302 | 29.3302 | 29.3302 | 29.3302 | 29.3302 | 29.3302 | 29.3302 | 29.3302 | 29.3302 | 29.3302 | 29.3302 | 29.3302 | 29.3302 | 29.3302 | 29.3302 | 29.3302 | 29.3302 | 29.3302
3736 | 29.3308 | 29.3308 | 29.3308 | 29.3308 | 29.3308 | 29.3308 | 29.3308 | 29.3308 | 29.3308 | 29.3308 | 29.3308 | 29.3308 | 29.3308 | 29.3308 | 29.3308 | 29.3308 | 29.3308 | 29.3308 | 29.3308 | 29.3308 | 29.3308 | 29.3308 | 29.3308 | 29.3308 | 29.3308 | 29.3308 | 29.3308 | 29.3308 | 29.3308 | 29.3308 | 29.3308 | 29.3308 | 29.3308 | 29.3308 | 29.3308 | 29.3308 | 29.3308 | 29.3308 | 29.3308 | 29.3308 | 29.3308 | 29.3308 | 29.3308 | 29.3308 | 29.3308 | 29.3308 | 29.3308 | 29.3308 | 29.3308 | 29.3308 | 29.3308 | 29.3308 | 29.3308 | 29.3308 | 29.3308 | 29.3308 | 29.3308 | 29.3308 | 29.3308 | 29.3308
3737 | 29.3315 | 29.3315 | 29.3315 | 29.3315 | 29.3315 | 29.3315 | 29.3315 | 29.3315 | 29.3315 | 29.3315 | 29.3315 | 29.3315 | 29.3315 | 29.3315 | 29.3315 | 29.3315 | 29.3315 | 29.3315 | 29.3315 | 29.3315 | 29.3315 | 29.3315 | 29.3315 | 29.3315 | 29.3315 | 29.3315 | 29.3315 | 29.3315 | 29.3315 | 29.3315 | 29.3315 | 29.3315 | 29.3315 | 29.3315 | 29.3315 | 29.3315 | 29.3315 | 29.3315 | 29.3315 | 29.3315 | 29.3315 | 29.3315 | 29.3315 | 29.3315 | 29.3315 | 29.3315 | 29.3315 | 29.3315 | 29.3315 | 29.3315 | 29.3315 | 29.3315 | 29.3315 | 29.3315 | 29.3315 | 29.3315 | 29.3315 | 29.3315 | 29.3315 | 29.3315
3738 | 29.3322 | 29.3322 | 29.3322 | 29.3322 | 29.3322 | 29.3322 | 29.3322 | 29.3322 | 29.3322 | 29.3322 | 29.3322 | 29.3322 | 29.3322 | 29.3322 | 29.3322 | 29.3322 | 29.3322 | 29.3322 | 29.3322 | 29.3322 | 29.3322 | 29.3322 | 29.3322 | 29.3322 | 29.3322 | 29.3322 | 29.3322 | 29.3322 | 29.3322 | 29.3322 | 29.3322 | 29.3322 | 29.3322 | 29.3322 | 29.3322 | 29.3322 | 29.3322 | 29.3322 | 29.3322 | 29.3322 | 29.3322 | 29.3322 | 29.3322 | 29.3322 | 29.3322 | 29.3322 | 29.3322 | 29.3322 | 29.3322 | 29.3322 | 29.3322 | 29.3322 | 29.3322 | 29.3322 | 29.3322 | 29.3322 | 29.3322 | 29.3322 | 29.3322 | 29.3322
3739 | 29.3328 | 29.3328 | 29.3328 | 29.3328 | 29.3328 | 29.3328 | 29.3328 | 29.3328 | 29.3328 | 29.3328 | 29.3328 | 29.3328 | 29.3328 | 29.3328 | 29.3328 | 29.3328 | 29.3328 | 29.3328 | 29.3328 | 29.3328 | 29.3328 | 29.3328 | 29.3328 | 29.3328 | 29.3328 | 29.3328 | 29.3328 | 29.3328 | 29.3328 | 29.3328 | 29.3328 | 29.3328 | 29.3328 | 29.3328 | 29.3328 | 29.3328 | 29.3328 | 29.3328 | 29.3328 | 29.3328 | 29.3328 | 29.3328 | 29.3328 | 29.3328 | 29.3328 | 29.3328 | 29.3328 | 29.3328 | 29.3328 | 29.3328 | 29.3328 | 29.3328 | 29.3328 | 29.3328 | 29.3328 | 29.3328 | 29.3328 | 29.3328 | 29.3328 | 29.3328
3740 | 29.3335 | 29.3335 | 29.3335 | 29.3335 | 29.3335 | 29.3335 | 29.3335 | 29.3335 | 29.3335 | 29.3335 | 29.3335 | 29.3335 | 29.3335 | 29.3335 | 29.3335 | 29.3335 | 29.3335 | 29.3335 | 29.3335 | 29.3335 | 29.3335 | 29.3335 | 29.3335 | 29.3335 | 29.3335 | 29.3335 | 29.3335 | 29.3335 | 29.3335 | 29.3335 | 29.3335 | 29.3335 | 29.3335 | 29.3335 | 29.3335 | 29.3335 | 29.3335 | 29.3335 | 29.3335 | 29.3335 | 29.3335 | 29.3335 | 29.3335 | 29.3335 | 29.3335 | 29.3335 | 29.3335 | 29.3335 | 29.3335 | 29.3335 | 29.3335 | 29.3335 | 29.3335 | 29.3335 | 29.3335 | 29.3335 | 29.3335 | 29.3335 | 29.3335 | 29.3335
3741 | 29.3342 | 29.3342 | 29.3342 | 29.3342 | 29.3342 | 29.3342 | 29.3342 | 29.3342 | 29.3342 | 29.3342 | 29.3342 | 29.3342 | 29.3342 | 29.3342 | 29.3342 | 29.3342 | 29.3342 | 29.3342 | 29.3342 | 29.3342 | 29.3342 | 29.3342 | 29.3342 | 29.3342 | 29.3342 | 29.3342 | 29.3342 | 29.3342 | 29.3342 | 29.3342 | 29.3342 | 29.3342 | 29.3342 | 29.3342 | 29.3342 | 29.3342 | 29.3342 | 29.3342 | 29.3342 | 29.3342 | 29.3342 | 29.3342 | 29.3342 | 29.3342 | 29.3342 | 29.3342 | 29.3342 | 29.3342 | 29.3342 | 29.3342 | 29.3342 | 29.3342 | 29.3342 | 29.3342 | 29.3342 | 29.3342 | 29.3342 | 29.3342 | 29.3342 | 29.3342
3742 | 29.3348 | 29.3348 | 29.3348 | 29.3348 | 29.3348 | 29.3348 | 29.3348 | 29.3348 | 29.3348 | 29.3348 | 29.3348 | 29.3348 | 29.3348 | 29.3348 | 29.3348 | 29.3348 | 29.3348 | 29.3348 | 29.3348 | 29.3348 | 29.3348 | 29.3348 | 29.3348 | 29.3348 | 29.3348 | 29.3348 | 29.3348 | 29.3348 | 29.3348 | 29.3348 | 29.3348 | 29.3348 | 29.3348 | 29.3348 | 29.3348 | 29.3348 | 29.3348 | 29.3348 | 29.3348 | 29.3348 | 29.3348 | 29.3348 | 29.3348 | 29.3348 | 29.3348 | 29.3348 | 29.3348 | 29.3348 | 29.3348 | 29.3348 | 29.3348 | 29.3348 | 29.3348 | 29.3348 | 29.3348 | 29.3348 | 29.3348 | 29.3348 | 29.3348 | 29.3348
3743 | 29.3355 | 29.3355 | 29.3355 | 29.3355 | 29.3355 | 29.3355 | 29.3355 | 29.3355 | 29.3355 | 29.3355 | 29.3355 | 29.3355 | 29.3355 | 29.3355 | 29.3355 | 29.3355 | 29.3355 | 29.3355 | 29.3355 | 29.3355 | 29.3355 | 29.3355 | 29.3355 | 29.3355 | 29.3355 | 29.3355 | 29.3355 | 29.3355 | 29.3355 | 29.3355 | 29.3355 | 29.3355 | 29.3355 | 29.3355 | 29.3355 | 29.3355 | 29.3355 | 29.3355 | 29.3355 | 29.3355 | 29.3355 | 29.3355 | 29.3355 | 29.3355 | 29.3355 | 29.3355 | 29.3355 | 29.3355 | 29.3355 | 29.3355 | 29.3355 | 29.3355 | 29.3355 | 29.3355 | 29.3355 | 29.3355 | 29.3355 | 29.3355 | 29.3355 | 29.3355
3744 | 29.3362 | 29.3362 | 29.3362 | 29.3362 | 29.3362 | 29.3362 | 29.3362 | 29.3362 | 29.3362 | 29.3362 | 29.3362 | 29.3362 | 29.3362 | 29.3362 | 29.3362 | 29.3362 | 29.3362 | 29.3362 | 29.3362 | 29.3362 | 29.3362 | 29.3362 | 29.3362 | 29.3362 | 29.3362 | 29.3362 | 29.3362 | 29.3362 | 29.3362 | 29.3362 | 29.3362 | 29.3362 | 29.3362 | 29.3362 | 29.3362 | 29.3362 | 29.3362 | 29.3362 | 29.3362 | 29.3362 | 29.3362 | 29.3362 | 29.3362 | 29.3362 | 29.3362 | 29.3362 | 29.3362 | 29.3362 | 29.3362 | 29.3362 | 29.3362 | 29.3362 | 29.3362 | 29.3362 | 29.3362 | 29.3362 | 29.3362 | 29.3362 | 29.3362 | 29.3362
3745 | 29.3368 | 29.3368 | 29.3368 | 29.3368 | 29.3368 | 29.3368 | 29.3368 | 29.3368 | 29.3368 | 29.3368 | 29.3368 | 29.3368 | 29.3368 | 29.3368 | 29.3368 | 29.3368 | 29.3368 | 29.3368 | 29.3368 | 29.3368 | 29.3368 | 29.3368 | 29.3368 | 29.3368 | 29.3368 | 29.3368 | 29.3368 | 29.3368 | 29.3368 | 29.3368 | 29.3368 | 29.3368 | 29.3368 | 29.3368 | 29.3368 | 29.3368 | 29.3368 | 29.3368 | 29.3368 | 29.3368 | 29.3368 | 29.3368 | 29.3368 | 29.3368 | 29.3368 | 29.3368 | 29.3368 | 29.3368 | 29.3368 | 29.3368 | 29.3368 | 29.3368 | 29.3368 | 29.3368 | 29.3368 | 29.3368 | 29.3368 | 29.3368 | 29.3368 | 29.3368
3746 | 29.3375 | 29.3375 | 29.3375 | 29.3375 | 29.3375 | 29.3375 | 29.3375 | 29.3375 | 29.3375 | 29.3375 | 29.3375 | 29.3375 | 29.3375 | 29.3375 | 29.3375 | 29.3375 | 29.3375 | 29.3375 | 29.3375 | 29.3375 | 29.3375 | 29.3375 | 29.3375 | 29.3375 | 29.3375 | 29.3375 | 29.3375 | 29.3375 | 29.3375 | 29.3375 | 29.3375 | 29.3375 | 29.3375 | 29.3375 | 29.3375 | 29.3375 | 29.3375 | 29.3375 | 29.3375 | 29.3375 | 29.3375 | 29.3375 | 29.3375 | 29.3375 | 29.3375 | 29.3375 | 29.3375 | 29.3375 | 29.3375 | 29.3375 | 29.3375 | 29.3375 | 29.3375 | 29.3375 | 29.3375 | 29.3375 | 29.3375 | 29.3375 | 29.3375 | 29.3375
3747 | 29.3382 | 29.3382 | 29.3382 | 29.3382 | 29.3382 | 29.3382 | 29.3382 | 29.3382 | 29.3382 | 29.3382 | 29.3382 | 29.3382 | 29.3382 | 29.3382 | 29.3382 | 29.3382 | 29.3382 | 29.3382 | 29.3382 | 29.3382 | 29.3382 | 29.3382 | 29.3382 | 29.3382 | 29.3382 | 29.3382 | 29.3382 | 29.3382 | 29.3382 | 29.3382 | 29.3382 | 29.3382 | 29.3382 | 29.3382 | 29.3382 | 29.3382 | 29.3382 | 29.3382 | 29.3382 | 29.3382 | 29.3382 | 29.3382 | 29.3382 | 29.3382 | 29.3382 | 29.3382 | 29.3382 | 29.3382 | 29.3382 | 29.3382 | 29.3382 | 29.3382 | 29.3382 | 29.3382 | 29.3382 | 29.3382 | 29.3382 | 29.3382 | 29.3382 | 29.3382
3748 | 29.3388 | 29.3388 | 29.3388 | 29.3388 | 29.3388 | 29.3388 | 29.3388 | 29.3388 | 29.3388 | 29.3388 | 29.3388 | 29.3388 | 29.3388 | 29.3388 | 29.3388 | 29.3388 | 29.3388 | 29.3388 | 29.3388 | 29.3388 | 29.3388 | 29.3388 | 29.3388 | 29.3388 | 29.3388 | 29.3388 | 29.3388 | 29.3388 | 29.3388 | 29.3388 | 29.3388 | 29.3388 | 29.3388 | 29.3388 | 29.3388 | 29.3388 | 29.3388 | 29.3388 | 29.3388 | 29.3388 | 29.3388 | 29.3388 | 29.3388 | 29.3388 | 29.3388 | 29.3388 | 29.3388 | 29.3388 | 29.3388 | 29.3388 | 29.3388 | 29.3388 | 29.3388 | 29.3388 | 29.3388 | 29.3388 | 29.3388 | 29.3388 | 29.3388 | 29.3388
3749 | 29.3395 | 29.3395 | 29.3395 | 29.3395 | 29.3395 | 29.3395 | 29.3395 | 29.3395 | 29.3395 | 29.3395 | 29.3395 | 29.3395 | 29.3395 | 29.3395 | 29.3395 | 29.3395 | 29.3395 | 29.3395 | 29.3395 | 29.3395 | 29.3395 | 29.3395 | 29.3395 | 29.3395 | 29.3395 | 29.3395 | 29.3395 | 29.3395 | 29.3395 | 29.3395 | 29.3395 | 29.3395 | 29.3395 | 29.3395 | 29.3395 | 29.3395 | 29.3395 | 29.3395 | 29.3395 | 29.3395 | 29.3395 | 29.3395 | 29.3395 | 29.3395 | 29.3395 | 29.3395 | 29.3395 | 29.3395 | 29.3395 | 29.3395 | 29.3395 | 29.3395 | 29.3395 | 29.3395 | 29.3395 | 29.3395 | 29.3395 | 29.3395 | 29.3395 | 29.3395
3750 | 29.3402 | 29.3402 | 29.3402 | 29.3402 | 29.3402 | 29.3402 | 29.3402 | 29.3402 | 29.3402 | 29.3402 | 29.3402 | 29.3402 | 29.3402 | 29.3402 | 29.3402 | 29.3402 | 29.3402 | 29.3402 | 29.3402 | 29.3402 | 29.3402 | 29.3402 | 29.3402 | 29.3402 | 29.3402 | 29.3402 | 29.3402 | 29.3402 | 29.3402 | 29.3402 | 29.3402 | 29.3402 | 29.3402 | 29.3402 | 29.3402 | 29.3402 | 29.3402 | 29.3402 | 29.3402 | 29.3402 | 29.3402 | 29.3402 | 29.3402 | 29.3402 | 29.3402 | 29.3402 | 29.3402 | 29.3402 | 29.3402 | 29.3402 | 29.3402 | 29.3402 | 29.3402 | 29.3402 | 29.3402 | 29.3402 | 29.3402 | 29.3402 | 29.3402 | 29.3402
3751 | 29.3408 | 29.3408 | 29.3408 | 29.3408 | 29.3408 | 29.3408 | 29.3408 | 29.3408 | 29.3408 | 29.3408 | 29.3408 | 29.3408 | 29.3408 | 29.3408 | 29.3408 | 29.3408 | 29.3408 | 29.3408 | 29.3408 | 29.3408 | 29.3408 | 29.3408 | 29.3408 | 29.3408 | 29.3408 | 29.3408 | 29.3408 | 29.3408 | 29.3408 | 29.3408 | 29.3408 | 29.3408 | 29.3408 | 29.3408 | 29.3408 | 29.3408 | 29.3408 | 29.3408 | 29.3408 | 29.3408 | 29.3408 | 29.3408 | 29.3408 | 29.3408 | 29.3408 | 29.3408 | 29.3408 | 29.3408 | 29.3408 | 29.3408 | 29.3408 | 29.3408 | 29.3408 | 29.3408 | 29.3408 | 29.3408 | 29.3408 | 29.3408 | 29.3408 | 29.3408
3752 | 29.3415 | 29.3415 | 29.3415 | 29.3415 | 29.3415 | 29.3415 | 29.3415 | 29.3415 | 29.3415 | 29.3415 | 29.3415 | 29.3415 | 29.3415 | 29.3415 | 29.3415 | 29.3415 | 29.3415 | 29.3415 | 29.3415 | 29.3415 | 29.3415 | 29.3415 | 29.3415 | 29.3415 | 29.3415 | 29.3415 | 29.3415 | 29.3415 | 29.3415 | 29.3415 | 29.3415 | 29.3415 | 29.3415 | 29.3415 | 29.3415 | 29.3415 | 29.3415 | 29.3415 | 29.3415 | 29.3415 | 29.3415 | 29.3415 | 29.3415 | 29.3415 | 29.3415 | 29.3415 | 29.3415 | 29.3415 | 29.3415 | 29.3415 | 29.3415 | 29.3415 | 29.3415 | 29.3415 | 29.3415 | 29.3415 | 29.3415 | 29.3415 | 29.3415 | 29.3415
3753 | 29.3422 | 29.3422 | 29.3422 | 29.3422 | 29.3422 | 29.3422 | 29.3422 | 29.3422 | 29.3422 | 29.3422 | 29.3422 | 29.3422 | 29.3422 | 29.3422 | 29.3422 | 29.3422 | 29.3422 | 29.3422 | 29.3422 | 29.3422 | 29.3422 | 29.3422 | 29.3422 | 29.3422 | 29.3422 | 29.3422 | 29.3422 | 29.3422 | 29.3422 | 29.3422 | 29.3422 | 29.3422 | 29.3422 | 29.3422 | 29.3422 | 29.3422 | 29.3422 | 29.3422 | 29.3422 | 29.3422 | 29.3422 | 29.3422 | 29.3422 | 29.3422 | 29.3422 | 29.3422 | 29.3422 | 29.3422 | 29.3422 | 29.3422 | 29.3422 | 29.3422 | 29.3422 | 29.3422 | 29.3422 | 29.3422 | 29.3422 | 29.3422 | 29.3422 | 29.3422
3754 | 29.3428 | 29.3428 | 29.3428 | 29.3428 | 29.3428 | 29.3428 | 29.3428 | 29.3428 | 29.3428 | 29.3428 | 29.3428 | 29.3428 | 29.3428 | 29.3428 | 29.3428 | 29.3428 | 29.3428 | 29.3428 | 29.3428 | 29.3428 | 29.3428 | 29.3428 | 29.3428 | 29.3428 | 29.3428 | 29.3428 | 29.3428 | 29.3428 | 29.3428 | 29.3428 | 29.3428 | 29.3428 | 29.3428 | 29.3428 | 29.3428 | 29.3428 | 29.3428 | 29.3428 | 29.3428 | 29.3428 | 29.3428 | 29.3428 | 29.3428 | 29.3428 | 29.3428 | 29.3428 | 29.3428 | 29.3428 | 29.3428 | 29.3428 | 29.3428 | 29.3428 | 29.3428 | 29.3428 | 29.3428 | 29.3428 | 29.3428 | 29.3428 | 29.3428 | 29.3428
3755 | 29.3435 | 29.3435 | 29.3435 | 29.3435 | 29.3435 | 29.3435 | 29.3435 | 29.3435 | 29.3435 | 29.3435 | 29.3435 | 29.3435 | 29.3435 | 29.3435 | 29.3435 | 29.3435 | 29.3435 | 29.3435 | 29.3435 | 29.3435 | 29.3435 | 29.3435 | 29.3435 | 29.3435 | 29.3435 | 29.3435 | 29.3435 | 29.3435 | 29.3435 | 29.3435 | 29.3435 | 29.3435 | 29.3435 | 29.3435 | 29.3435 | 29.3435 | 29.3435 | 29.3435 | 29.3435 | 29.3435 | 29.3435 | 29.3435 | 29.3435 | 29.3435 | 29.3435 | 29.3435 | 29.3435 | 29.3435 | 29.3435 | 29.3435 | 29.3435 | 29.3435 | 29.3435 | 29.3435 | 29.3435 | 29.3435 | 29.3435 | 29.3435 | 29.3435 | 29.3435
3756 | 29.3442 | 29.3442 | 29.3442 | 29.3442 | 29.3442 | 29.3442 | 29.3442 | 29.3442 | 29.3442 | 29.3442 | 29.3442 | 29.3442 | 29.3442 | 29.3442 | 29.3442 | 29.3442 | 29.3442 | 29.3442 | 29.3442 | 29.3442 | 29.3442 | 29.3442 | 29.3442 | 29.3442 | 29.3442 | 29.3442 | 29.3442 | 29.3442 | 29.3442 | 29.3442 | 29.3442 | 29.3442 | 29.3442 | 29.3442 | 29.3442 | 29.3442 | 29.3442 | 29.3442 | 29.3442 | 29.3442 | 29.3442 | 29.3442 | 29.3442 | 29.3442 | 29.3442 | 29.3442 | 29.3442 | 29.3442 | 29.3442 | 29.3442 | 29.3442 | 29.3442 | 29.3442 | 29.3442 | 29.3442 | 29.3442 | 29.3442 | 29.3442 | 29.3442 | 29.3442
3757 | 29.3448 | 29.3448 | 29.3448 | 29.3448 | 29.3448 | 29.3448 | 29.3448 | 29.3448 | 29.3448 | 29.3448 | 29.3448 | 29.3448 | 29.3448 | 29.3448 | 29.3448 | 29.3448 | 29.3448 | 29.3448 | 29.3448 | 29.3448 | 29.3448 | 29.3448 | 29.3448 | 29.3448 | 29.3448 | 29.3448 | 29.3448 | 29.3448 | 29.3448 | 29.3448 | 29.3448 | 29.3448 | 29.3448 | 29.3448 | 29.3448 | 29.3448 | 29.3448 | 29.3448 | 29.3448 | 29.3448 | 29.3448 | 29.3448 | 29.3448 | 29.3448 | 29.3448 | 29.3448 | 29.3448 | 29.3448 | 29.3448 | 29.3448 | 29.3448 | 29.3448 | 29.3448 | 29.3448 | 29.3448 | 29.3448 | 29.3448 | 29.3448 | 29.3448 | 29.3448
3758 | 29.3455 | 29.3455 | 29.3455 | 29.3455 | 29.3455 | 29.3455 | 29.3455 | 29.3455 | 29.3455 | 29.3455 | 29.3455 | 29.3455 | 29.3455 | 29.3455 | 29.3455 | 29.3455 | 29.3455 | 29.3455 | 29.3455 | 29.3455 | 29.3455 | 29.3455 | 29.3455 | 29.3455 | 29.3455 | 29.3455 | 29.3455 | 29.3455 | 29.3455 | 29.3455 | 29.3455 | 29.3455 | 29.3455 | 29.3455 | 29.3455 | 29.3455 | 29.3455 | 29.3455 | 29.3455 | 29.3455 | 29.3455 | 29.3455 | 29.3455 | 29.3455 | 29.3455 | 29.3455 | 29.3455 | 29.3455 | 29.3455 | 29.3455 | 29.3455 | 29.3455 | 29.3455 | 29.3455 | 29.3455 | 29.3455 | 29.3455 | 29.3455 | 29.3455 | 29.3455
3759 | 29.3462 | 29.3462 | 29.3462 | 29.3462 | 29.3462 | 29.3462 | 29.3462 | 29.3462 | 29.3462 | 29.3462 | 29.3462 | 29.3462 | 29.3462 | 29.3462 | 29.3462 | 29.3462 | 29.3462 | 29.3462 | 29.3462 | 29.3462 | 29.3462 | 29.3462 | 29.3462 | 29.3462 | 29.3462 | 29.3462 | 29.3462 | 29.3462 | 29.3462 | 29.3462 | 29.3462 | 29.3462 | 29.3462 | 29.3462 | 29.3462 | 29.3462 | 29.3462 | 29.3462 | 29.3462 | 29.3462 | 29.3462 | 29.3462 | 29.3462 | 29.3462 | 29.3462 | 29.3462 | 29.3462 | 29.3462 | 29.3462 | 29.3462 | 29.3462 | 29.3462 | 29.3462 | 29.3462 | 29.3462 | 29.3462 | 29.3462 | 29.3462 | 29.3462 | 29.3462
3760 | 29.3468 | 29.3468 | 29.3468 | 29.3468 | 29.3468 | 29.3468 | 29.3468 | 29.3468 | 29.3468 | 29.3468 | 29.3468 | 29.3468 | 29.3468 | 29.3468 | 29.3468 | 29.3468 | 29.3468 | 29.3468 | 29.3468 | 29.3468 | 29.3468 | 29.3468 | 29.3468 | 29.3468 | 29.3468 | 29.3468 | 29.3468 | 29.3468 | 29.3468 | 29.3468 | 29.3468 | 29.3468 | 29.3468 | 29.3468 | 29.3468 | 29.3468 | 29.3468 | 29.3468 | 29.3468 | 29.3468 | 29.3468 | 29.3468 | 29.3468 | 29.3468 | 29.3468 | 29.3468 | 29.3468 | 29.3468 | 29.3468 | 29.3468 | 29.3468 | 29.3468 | 29.3468 | 29.3468 | 29.3468 | 29.3468 | 29.3468 | 29.3468 | 29.3468 | 29.3468
3761 | 29.3475 | 29.3475 | 29.3475 | 29.3475 | 29.3475 | 29.3475 | 29.3475 | 29.3475 | 29.3475 | 29.3475 | 29.3475 | 29.3475 | 29.3475 | 29.3475 | 29.3475 | 29.3475 | 29.3475 | 29.3475 | 29.3475 | 29.3475 | 29.3475 | 29.3475 | 29.3475 | 29.3475 | 29.3475 | 29.3475 | 29.3475 | 29.3475 | 29.3475 | 29.3475 | 29.3475 | 29.3475 | 29.3475 | 29.3475 | 29.3475 | 29.3475 | 29.3475 | 29.3475 | 29.3475 | 29.3475 | 29.3475 | 29.3475 | 29.3475 | 29.3475 | 29.3475 | 29.3475 | 29.3475 | 29.3475 | 29.3475 | 29.3475 | 29.3475 | 29.3475 | 29.3475 | 29.3475 | 29.3475 | 29.3475 | 29.3475 | 29.3475 | 29.3475 | 29.3475
3762 | 29.3482 | 29.3482 | 29.3482 | 29.3482 | 29.3482 | 29.3482 | 29.3482 | 29.3482 | 29.3482 | 29.3482 | 29.3482 | 29.3482 | 29.3482 | 29.3482 | 29.3482 | 29.3482 | 29.3482 | 29.3482 | 29.3482 | 29.3482 | 29.3482 | 29.3482 | 29.3482 | 29.3482 | 29.3482 | 29.3482 | 29.3482 | 29.3482 | 29.3482 | 29.3482 | 29.3482 | 29.3482 | 29.3482 | 29.3482 | 29.3482 | 29.3482 | 29.3482 | 29.3482 | 29.3482 | 29.3482 | 29.3482 | 29.3482 | 29.3482 | 29.3482 | 29.3482 | 29.3482 | 29.3482 | 29.3482 | 29.3482 | 29.3482 | 29.3482 | 29.3482 | 29.3482 | 29.3482 | 29.3482 | 29.3482 | 29.3482 | 29.3482 | 29.3482 | 29.3482
3763 | 29.3488 | 29.3488 | 29.3488 | 29.3488 | 29.3488 | 29.3488 | 29.3488 | 29.3488 | 29.3488 | 29.3488 | 29.3488 | 29.3488 | 29.3488 | 29.3488 | 29.3488 | 29.3488 | 29.3488 | 29.3488 | 29.3488 | 29.3488 | 29.3488 | 29.3488 | 29.3488 | 29.3488 | 29.3488 | 29.3488 | 29.3488 | 29.3488 | 29.3488 | 29.3488 | 29.3488 | 29.3488 | 29.3488 | 29.3488 | 29.3488 | 29.3488 | 29.3488 | 29.3488 | 29.3488 | 29.3488 | 29.3488 | 29.3488 | 29.3488 | 29.3488 | 29.3488 | 29.3488 | 29.3488 | 29.3488 | 29.3488 | 29.3488 | 29.3488 | 29.3488 | 29.3488 | 29.3488 | 29.3488 | 29.3488 | 29.3488 | 29.3488 | 29.3488 | 29.3488
3764 | 29.3495 | 29.3495 | 29.3495 | 29.3495 | 29.3495 | 29.3495 | 29.3495 | 29.3495 | 29.3495 | 29.3495 | 29.3495 | 29.3495 | 29.3495 | 29.3495 | 29.3495 | 29.3495 | 29.3495 | 29.3495 | 29.3495 | 29.3495 | 29.3495 | 29.3495 | 29.3495 | 29.3495 | 29.3495 | 29.3495 | 29.3495 | 29.3495 | 29.3495 | 29.3495 | 29.3495 | 29.3495 | 29.3495 | 29.3495 | 29.3495 | 29.3495 | 29.3495 | 29.3495 | 29.3495 | 29.3495 | 29.3495 | 29.3495 | 29.3495 | 29.3495 | 29.3495 | 29.3495 | 29.3495 | 29.3495 | 29.3495 | 29.3495 | 29.3495 | 29.3495 | 29.3495 | 29.3495 | 29.3495 | 29.3495 | 29.3495 | 29.3495 | 29.3495 | 29.3495
3765 | 29.3502 | 29.3502 | 29.3502 | 29.3502 | 29.3502 | 29.3502 | 29.3502 | 29.3502 | 29.3502 | 29.3502 | 29.3502 | 29.3502 | 29.3502 | 29.3502 | 29.3502 | 29.3502 | 29.3502 | 29.3502 | 29.3502 | 29.3502 | 29.3502 | 29.3502 | 29.3502 | 29.3502 | 29.3502 | 29.3502 | 29.3502 | 29.3502 | 29.3502 | 29.3502 | 29.3502 | 29.3502 | 29.3502 | 29.3502 | 29.3502 | 29.3502 | 29.3502 | 29.3502 | 29.3502 | 29.3502 | 29.3502 | 29.3502 | 29.3502 | 29.3502 | 29.3502 | 29.3502 | 29.3502 | 29.3502 | 29.3502 | 29.3502 | 29.3502 | 29.3502 | 29.3502 | 29.3502 | 29.3502 | 29.3502 | 29.3502 | 29.3502 | 29.3502 | 29.3502
3766 | 29.3508 | 29.3508 | 29.3508 | 29.3508 | 29.3508 | 29.3508 | 29.3508 | 29.3508 | 29.3508 | 29.3508 | 29.3508 | 29.3508 | 29.3508 | 29.3508 | 29.3508 | 29.3508 | 29.3508 | 29.3508 | 29.3508 | 29.3508 | 29.3508 | 29.3508 | 29.3508 | 29.3508 | 29.3508 | 29.3508 | 29.3508 | 29.3508 | 29.3508 | 29.3508 | 29.3508 | 29.3508 | 29.3508 | 29.3508 | 29.3508 | 29.3508 | 29.3508 | 29.3508 | 29.3508 | 29.3508 | 29.3508 | 29.3508 | 29.3508 | 29.3508 | 29.3508 | 29.3508 | 29.3508 | 29.3508 | 29.3508 | 29.3508 | 29.3508 | 29.3508 | 29.3508 | 29.3508 | 29.3508 | 29.3508 | 29.3508 | 29.3508 | 29.3508 | 29.3508
3767 | 29.3515 | 29.3515 | 29.3515 | 29.3515 | 29.3515 | 29.3515 | 29.3515 | 29.3515 | 29.3515 | 29.3515 | 29.3515 | 29.3515 | 29.3515 | 29.3515 | 29.3515 | 29.3515 | 29.3515 | 29.3515 | 29.3515 | 29.3515 | 29.3515 | 29.3515 | 29.3515 | 29.3515 | 29.3515 | 29.3515 | 29.3515 | 29.3515 | 29.3515 | 29.3515 | 29.3515 | 29.3515 | 29.3515 | 29.3515 | 29.3515 | 29.3515 | 29.3515 | 29.3515 | 29.3515 | 29.3515 | 29.3515 | 29.3515 | 29.3515 | 29.3515 | 29.3515 | 29.3515 | 29.3515 | 29.3515 | 29.3515 | 29.3515 | 29.3515 | 29.3515 | 29.3515 | 29.3515 | 29.3515 | 29.3515 | 29.3515 | 29.3515 | 29.3515 | 29.3515
3768 | 29.3521 | 29.3521 | 29.3521 | 29.3521 | 29.3521 | 29.3521 | 29.3521 | 29.3521 | 29.3521 | 29.3521 | 29.3521 | 29.3521 | 29.3521 | 29.3521 | 29.3521 | 29.3521 | 29.3521 | 29.3521 | 29.3521 | 29.3521 | 29.3521 | 29.3521 | 29.3521 | 29.3521 | 29.3521 | 29.3521 | 29.3521 | 29.3521 | 29.3521 | 29.3521 | 29.3521 | 29.3521 | 29.3521 | 29.3521 | 29.3521 | 29.3521 | 29.3521 | 29.3521 | 29.3521 | 29.3521 | 29.3521 | 29.3521 | 29.3521 | 29.3521 | 29.3521 | 29.3521 | 29.3521 | 29.3521 | 29.3521 | 29.3521 | 29.3521 | 29.3521 | 29.3521 | 29.3521 | 29.3521 | 29.3521 | 29.3521 | 29.3521 | 29.3521 | 29.3521
3769 | 29.3528 | 29.3528 | 29.3528 | 29.3528 | 29.3528 | 29.3528 | 29.3528 | 29.3528 | 29.3528 | 29.3528 | 29.3528 | 29.3528 | 29.3528 | 29.3528 | 29.3528 | 29.3528 | 29.3528 | 29.3528 | 29.3528 | 29.3528 | 29.3528 | 29.3528 | 29.3528 | 29.3528 | 29.3528 | 29.3528 | 29.3528 | 29.3528 | 29.3528 | 29.3528 | 29.3528 | 29.3528 | 29.3528 | 29.3528 | 29.3528 | 29.3528 | 29.3528 | 29.3528 | 29.3528 | 29.3528 | 29.3528 | 29.3528 | 29.3528 | 29.3528 | 29.3528 | 29.3528 | 29.3528 | 29.3528 | 29.3528 | 29.3528 | 29.3528 | 29.3528 | 29.3528 | 29.3528 | 29.3528 | 29.3528 | 29.3528 | 29.3528 | 29.3528 | 29.3528
3770 | 29.3535 | 29.3535 | 29.3535 | 29.3535 | 29.3535 | 29.3535 | 29.3535 | 29.3535 | 29.3535 | 29.3535 | 29.3535 | 29.3535 | 29.3535 | 29.3535 | 29.3535 | 29.3535 | 29.3535 | 29.3535 | 29.3535 | 29.3535 | 29.3535 | 29.3535 | 29.3535 | 29.3535 | 29.3535 | 29.3535 | 29.3535 | 29.3535 | 29.3535 | 29.3535 | 29.3535 | 29.3535 | 29.3535 | 29.3535 | 29.3535 | 29.3535 | 29.3535 | 29.3535 | 29.3535 | 29.3535 | 29.3535 | 29.3535 | 29.3535 | 29.3535 | 29.3535 | 29.3535 | 29.3535 | 29.3535 | 29.3535 | 29.3535 | 29.3535 | 29.3535 | 29.3535 | 29.3535 | 29.3535 | 29.3535 | 29.3535 | 29.3535 | 29.3535 | 29.3535
3771 | 29.3541 | 29.3541 | 29.3541 | 29.3541 | 29.3541 | 29.3541 | 29.3541 | 29.3541 | 29.3541 | 29.3541 | 29.3541 | 29.3541 | 29.3541 | 29.3541 | 29.3541 | 29.3541 | 29.3541 | 29.3541 | 29.3541 | 29.3541 | 29.3541 | 29.3541 | 29.3541 | 29.3541 | 29.3541 | 29.3541 | 29.3541 | 29.3541 | 29.3541 | 29.3541 | 29.3541 | 29.3541 | 29.3541 | 29.3541 | 29.3541 | 29.3541 | 29.3541 | 29.3541 | 29.3541 | 29.3541 | 29.3541 | 29.3541 | 29.3541 | 29.3541 | 29.3541 | 29.3541 | 29.3541 | 29.3541 | 29.3541 | 29.3541 | 29.3541 | 29.3541 | 29.3541 | 29.3541 | 29.3541 | 29.3541 | 29.3541 | 29.3541 | 29.3541 | 29.3541
3772 | 29.3548 | 29.3548 | 29.3548 | 29.3548 | 29.3548 | 29.3548 | 29.3548 | 29.3548 | 29.3548 | 29.3548 | 29.3548 | 29.3548 | 29.3548 | 29.3548 | 29.3548 | 29.3548 | 29.3548 | 29.3548 | 29.3548 | 29.3548 | 29.3548 | 29.3548 | 29.3548 | 29.3548 | 29.3548 | 29.3548 | 29.3548 | 29.3548 | 29.3548 | 29.3548 | 29.3548 | 29.3548 | 29.3548 | 29.3548 | 29.3548 | 29.3548 | 29.3548 | 29.3548 | 29.3548 | 29.3548 | 29.3548 | 29.3548 | 29.3548 | 29.3548 | 29.3548 | 29.3548 | 29.3548 | 29.3548 | 29.3548 | 29.3548 | 29.3548 | 29.3548 | 29.3548 | 29.3548 | 29.3548 | 29.3548 | 29.3548 | 29.3548 | 29.3548 | 29.3548
3773 | 29.3555 | 29.3555 | 29.3555 | 29.3555 | 29.3555 | 29.3555 | 29.3555 | 29.3555 | 29.3555 | 29.3555 | 29.3555 | 29.3555 | 29.3555 | 29.3555 | 29.3555 | 29.3555 | 29.3555 | 29.3555 | 29.3555 | 29.3555 | 29.3555 | 29.3555 | 29.3555 | 29.3555 | 29.3555 | 29.3555 | 29.3555 | 29.3555 | 29.3555 | 29.3555 | 29.3555 | 29.3555 | 29.3555 | 29.3555 | 29.3555 | 29.3555 | 29.3555 | 29.3555 | 29.3555 | 29.3555 | 29.3555 | 29.3555 | 29.3555 | 29.3555 | 29.3555 | 29.3555 | 29.3555 | 29.3555 | 29.3555 | 29.3555 | 29.3555 | 29.3555 | 29.3555 | 29.3555 | 29.3555 | 29.3555 | 29.3555 | 29.3555 | 29.3555 | 29.3555
3774 | 29.3561 | 29.3561 | 29.3561 | 29.3561 | 29.3561 | 29.3561 | 29.3561 | 29.3561 | 29.3561 | 29.3561 | 29.3561 | 29.3561 | 29.3561 | 29.3561 | 29.3561 | 29.3561 | 29.3561 | 29.3561 | 29.3561 | 29.3561 | 29.3561 | 29.3561 | 29.3561 | 29.3561 | 29.3561 | 29.3561 | 29.3561 | 29.3561 | 29.3561 | 29.3561 | 29.3561 | 29.3561 | 29.3561 | 29.3561 | 29.3561 | 29.3561 | 29.3561 | 29.3561 | 29.3561 | 29.3561 | 29.3561 | 29.3561 | 29.3561 | 29.3561 | 29.3561 | 29.3561 | 29.3561 | 29.3561 | 29.3561 | 29.3561 | 29.3561 | 29.3561 | 29.3561 | 29.3561 | 29.3561 | 29.3561 | 29.3561 | 29.3561 | 29.3561 | 29.3561
3775 | 29.3568 | 29.3568 | 29.3568 | 29.3568 | 29.3568 | 29.3568 | 29.3568 | 29.3568 | 29.3568 | 29.3568 | 29.3568 | 29.3568 | 29.3568 | 29.3568 | 29.3568 | 29.3568 | 29.3568 | 29.3568 | 29.3568 | 29.3568 | 29.3568 | 29.3568 | 29.3568 | 29.3568 | 29.3568 | 29.3568 | 29.3568 | 29.3568 | 29.3568 | 29.3568 | 29.3568 | 29.3568 | 29.3568 | 29.3568 | 29.3568 | 29.3568 | 29.3568 | 29.3568 | 29.3568 | 29.3568 | 29.3568 | 29.3568 | 29.3568 | 29.3568 | 29.3568 | 29.3568 | 29.3568 | 29.3568 | 29.3568 | 29.3568 | 29.3568 | 29.3568 | 29.3568 | 29.3568 | 29.3568 | 29.3568 | 29.3568 | 29.3568 | 29.3568 | 29.3568
3776 | 29.3574 | 29.3574 | 29.3574 | 29.3574 | 29.3574 | 29.3574 | 29.3574 | 29.3574 | 29.3574 | 29.3574 | 29.3574 | 29.3574 | 29.3574 | 29.3574 | 29.3574 | 29.3574 | 29.3574 | 29.3574 | 29.3574 | 29.3574 | 29.3574 | 29.3574 | 29.3574 | 29.3574 | 29.3574 | 29.3574 | 29.3574 | 29.3574 | 29.3574 | 29.3574 | 29.3574 | 29.3574 | 29.3574 | 29.3574 | 29.3574 | 29.3574 | 29.3574 | 29.3574 | 29.3574 | 29.3574 | 29.3574 | 29.3574 | 29.3574 | 29.3574 | 29.3574 | 29.3574 | 29.3574 | 29.3574 | 29.3574 | 29.3574 | 29.3574 | 29.3574 | 29.3574 | 29.3574 | 29.3574 | 29.3574 | 29.3574 | 29.3574 | 29.3574 | 29.3574
3777 | 29.3581 | 29.3581 | 29.3581 | 29.3581 | 29.3581 | 29.3581 | 29.3581 | 29.3581 | 29.3581 | 29.3581 | 29.3581 | 29.3581 | 29.3581 | 29.3581 | 29.3581 | 29.3581 | 29.3581 | 29.3581 | 29.3581 | 29.3581 | 29.3581 | 29.3581 | 29.3581 | 29.3581 | 29.3581 | 29.3581 | 29.3581 | 29.3581 | 29.3581 | 29.3581 | 29.3581 | 29.3581 | 29.3581 | 29.3581 | 29.3581 | 29.3581 | 29.3581 | 29.3581 | 29.3581 | 29.3581 | 29.3581 | 29.3581 | 29.3581 | 29.3581 | 29.3581 | 29.3581 | 29.3581 | 29.3581 | 29.3581 | 29.3581 | 29.3581 | 29.3581 | 29.3581 | 29.3581 | 29.3581 | 29.3581 | 29.3581 | 29.3581 | 29.3581 | 29.3581
3778 | 29.3588 | 29.3588 | 29.3588 | 29.3588 | 29.3588 | 29.3588 | 29.3588 | 29.3588 | 29.3588 | 29.3588 | 29.3588 | 29.3588 | 29.3588 | 29.3588 | 29.3588 | 29.3588 | 29.3588 | 29.3588 | 29.3588 | 29.3588 | 29.3588 | 29.3588 | 29.3588 | 29.3588 | 29.3588 | 29.3588 | 29.3588 | 29.3588 | 29.3588 | 29.3588 | 29.3588 | 29.3588 | 29.3588 | 29.3588 | 29.3588 | 29.3588 | 29.3588 | 29.3588 | 29.3588 | 29.3588 | 29.3588 | 29.3588 | 29.3588 | 29.3588 | 29.3588 | 29.3588 | 29.3588 | 29.3588 | 29.3588 | 29.3588 | 29.3588 | 29.3588 | 29.3588 | 29.3588 | 29.3588 | 29.3588 | 29.3588 | 29.3588 | 29.3588 | 29.3588
3779 | 29.3594 | 29.3594 | 29.3594 | 29.3594 | 29.3594 | 29.3594 | 29.3594 | 29.3594 | 29.3594 | 29.3594 | 29.3594 | 29.3594 | 29.3594 | 29.3594 | 29.3594 | 29.3594 | 29.3594 | 29.3594 | 29.3594 | 29.3594 | 29.3594 | 29.3594 | 29.3594 | 29.3594 | 29.3594 | 29.3594 | 29.3594 | 29.3594 | 29.3594 | 29.3594 | 29.3594 | 29.3594 | 29.3594 | 29.3594 | 29.3594 | 29.3594 | 29.3594 | 29.3594 | 29.3594 | 29.3594 | 29.3594 | 29.3594 | 29.3594 | 29.3594 | 29.3594 | 29.3594 | 29.3594 | 29.3594 | 29.3594 | 29.3594 | 29.3594 | 29.3594 | 29.3594 | 29.3594 | 29.3594 | 29.3594 | 29.3594 | 29.3594 | 29.3594 | 29.3594
3780 | 29.3601 | 29.3601 | 29.3601 | 29.3601 | 29.3601 | 29.3601 | 29.3601 | 29.3601 | 29.3601 | 29.3601 | 29.3601 | 29.3601 | 29.3601 | 29.3601 | 29.3601 | 29.3601 | 29.3601 | 29.3601 | 29.3601 | 29.3601 | 29.3601 | 29.3601 | 29.3601 | 29.3601 | 29.3601 | 29.3601 | 29.3601 | 29.3601 | 29.3601 | 29.3601 | 29.3601 | 29.3601 | 29.3601 | 29.3601 | 29.3601 | 29.3601 | 29.3601 | 29.3601 | 29.3601 | 29.3601 | 29.3601 | 29.3601 | 29.3601 | 29.3601 | 29.3601 | 29.3601 | 29.3601 | 29.3601 | 29.3601 | 29.3601 | 29.3601 | 29.3601 | 29.3601 | 29.3601 | 29.3601 | 29.3601 | 29.3601 | 29.3601 | 29.3601 | 29.3601
3781 | 29.3608 | 29.3608 | 29.3608 | 29.3608 | 29.3608 | 29.3608 | 29.3608 | 29.3608 | 29.3608 | 29.3608 | 29.3608 | 29.3608 | 29.3608 | 29.3608 | 29.3608 | 29.3608 | 29.3608 | 29.3608 | 29.3608 | 29.3608 | 29.3608 | 29.3608 | 29.3608 | 29.3608 | 29.3608 | 29.3608 | 29.3608 | 29.3608 | 29.3608 | 29.3608 | 29.3608 | 29.3608 | 29.3608 | 29.3608 | 29.3608 | 29.3608 | 29.3608 | 29.3608 | 29.3608 | 29.3608 | 29.3608 | 29.3608 | 29.3608 | 29.3608 | 29.3608 | 29.3608 | 29.3608 | 29.3608 | 29.3608 | 29.3608 | 29.3608 | 29.3608 | 29.3608 | 29.3608 | 29.3608 | 29.3608 | 29.3608 | 29.3608 | 29.3608 | 29.3608
3782 | 29.3614 | 29.3614 | 29.3614 | 29.3614 | 29.3614 | 29.3614 | 29.3614 | 29.3614 | 29.3614 | 29.3614 | 29.3614 | 29.3614 | 29.3614 | 29.3614 | 29.3614 | 29.3614 | 29.3614 | 29.3614 | 29.3614 | 29.3614 | 29.3614 | 29.3614 | 29.3614 | 29.3614 | 29.3614 | 29.3614 | 29.3614 | 29.3614 | 29.3614 | 29.3614 | 29.3614 | 29.3614 | 29.3614 | 29.3614 | 29.3614 | 29.3614 | 29.3614 | 29.3614 | 29.3614 | 29.3614 | 29.3614 | 29.3614 | 29.3614 | 29.3614 | 29.3614 | 29.3614 | 29.3614 | 29.3614 | 29.3614 | 29.3614 | 29.3614 | 29.3614 | 29.3614 | 29.3614 | 29.3614 | 29.3614 | 29.3614 | 29.3614 | 29.3614 | 29.3614
3783 | 29.3621 | 29.3621 | 29.3621 | 29.3621 | 29.3621 | 29.3621 | 29.3621 | 29.3621 | 29.3621 | 29.3621 | 29.3621 | 29.3621 | 29.3621 | 29.3621 | 29.3621 | 29.3621 | 29.3621 | 29.3621 | 29.3621 | 29.3621 | 29.3621 | 29.3621 | 29.3621 | 29.3621 | 29.3621 | 29.3621 | 29.3621 | 29.3621 | 29.3621 | 29.3621 | 29.3621 | 29.3621 | 29.3621 | 29.3621 | 29.3621 | 29.3621 | 29.3621 | 29.3621 | 29.3621 | 29.3621 | 29.3621 | 29.3621 | 29.3621 | 29.3621 | 29.3621 | 29.3621 | 29.3621 | 29.3621 | 29.3621 | 29.3621 | 29.3621 | 29.3621 | 29.3621 | 29.3621 | 29.3621 | 29.3621 | 29.3621 | 29.3621 | 29.3621 | 29.3621
3784 | 29.3627 | 29.3627 | 29.3627 | 29.3627 | 29.3627 | 29.3627 | 29.3627 | 29.3627 | 29.3627 | 29.3627 | 29.3627 | 29.3627 | 29.3627 | 29.3627 | 29.3627 | 29.3627 | 29.3627 | 29.3627 | 29.3627 | 29.3627 | 29.3627 | 29.3627 | 29.3627 | 29.3627 | 29.3627 | 29.3627 | 29.3627 | 29.3627 | 29.3627 | 29.3627 | 29.3627 | 29.3627 | 29.3627 | 29.3627 | 29.3627 | 29.3627 | 29.3627 | 29.3627 | 29.3627 | 29.3627 | 29.3627 | 29.3627 | 29.3627 | 29.3627 | 29.3627 | 29.3627 | 29.3627 | 29.3627 | 29.3627 | 29.3627 | 29.3627 | 29.3627 | 29.3627 | 29.3627 | 29.3627 | 29.3627 | 29.3627 | 29.3627 | 29.3627 | 29.3627
3785 | 29.3634 | 29.3634 | 29.3634 | 29.3634 | 29.3634 | 29.3634 | 29.3634 | 29.3634 | 29.3634 | 29.3634 | 29.3634 | 29.3634 | 29.3634 | 29.3634 | 29.3634 | 29.3634 | 29.3634 | 29.3634 | 29.3634 | 29.3634 | 29.3634 | 29.3634 | 29.3634 | 29.3634 | 29.3634 | 29.3634 | 29.3634 | 29.3634 | 29.3634 | 29.3634 | 29.3634 | 29.3634 | 29.3634 | 29.3634 | 29.3634 | 29.3634 | 29.3634 | 29.3634 | 29.3634 | 29.3634 | 29.3634 | 29.3634 | 29.3634 | 29.3634 | 29.3634 | 29.3634 | 29.3634 | 29.3634 | 29.3634 | 29.3634 | 29.3634 | 29.3634 | 29.3634 | 29.3634 | 29.3634 | 29.3634 | 29.3634 | 29.3634 | 29.3634 | 29.3634
3786 | 29.3641 | 29.3641 | 29.3641 | 29.3641 | 29.3641 | 29.3641 | 29.3641 | 29.3641 | 29.3641 | 29.3641 | 29.3641 | 29.3641 | 29.3641 | 29.3641 | 29.3641 | 29.3641 | 29.3641 | 29.3641 | 29.3641 | 29.3641 | 29.3641 | 29.3641 | 29.3641 | 29.3641 | 29.3641 | 29.3641 | 29.3641 | 29.3641 | 29.3641 | 29.3641 | 29.3641 | 29.3641 | 29.3641 | 29.3641 | 29.3641 | 29.3641 | 29.3641 | 29.3641 | 29.3641 | 29.3641 | 29.3641 | 29.3641 | 29.3641 | 29.3641 | 29.3641 | 29.3641 | 29.3641 | 29.3641 | 29.3641 | 29.3641 | 29.3641 | 29.3641 | 29.3641 | 29.3641 | 29.3641 | 29.3641 | 29.3641 | 29.3641 | 29.3641 | 29.3641
3787 | 29.3647 | 29.3647 | 29.3647 | 29.3647 | 29.3647 | 29.3647 | 29.3647 | 29.3647 | 29.3647 | 29.3647 | 29.3647 | 29.3647 | 29.3647 | 29.3647 | 29.3647 | 29.3647 | 29.3647 | 29.3647 | 29.3647 | 29.3647 | 29.3647 | 29.3647 | 29.3647 | 29.3647 | 29.3647 | 29.3647 | 29.3647 | 29.3647 | 29.3647 | 29.3647 | 29.3647 | 29.3647 | 29.3647 | 29.3647 | 29.3647 | 29.3647 | 29.3647 | 29.3647 | 29.3647 | 29.3647 | 29.3647 | 29.3647 | 29.3647 | 29.3647 | 29.3647 | 29.3647 | 29.3647 | 29.3647 | 29.3647 | 29.3647 | 29.3647 | 29.3647 | 29.3647 | 29.3647 | 29.3647 | 29.3647 | 29.3647 | 29.3647 | 29.3647 | 29.3647
3788 | 29.3654 | 29.3654 | 29.3654 | 29.3654 | 29.3654 | 29.3654 | 29.3654 | 29.3654 | 29.3654 | 29.3654 | 29.3654 | 29.3654 | 29.3654 | 29.3654 | 29.3654 | 29.3654 | 29.3654 | 29.3654 | 29.3654 | 29.3654 | 29.3654 | 29.3654 | 29.3654 | 29.3654 | 29.3654 | 29.3654 | 29.3654 | 29.3654 | 29.3654 | 29.3654 | 29.3654 | 29.3654 | 29.3654 | 29.3654 | 29.3654 | 29.3654 | 29.3654 | 29.3654 | 29.3654 | 29.3654 | 29.3654 | 29.3654 | 29.3654 | 29.3654 | 29.3654 | 29.3654 | 29.3654 | 29.3654 | 29.3654 | 29.3654 | 29.3654 | 29.3654 | 29.3654 | 29.3654 | 29.3654 | 29.3654 | 29.3654 | 29.3654 | 29.3654 | 29.3654
3789 | 29.366 | 29.366 | 29.366 | 29.366 | 29.366 | 29.366 | 29.366 | 29.366 | 29.366 | 29.366 | 29.366 | 29.366 | 29.366 | 29.366 | 29.366 | 29.366 | 29.366 | 29.366 | 29.366 | 29.366 | 29.366 | 29.366 | 29.366 | 29.366 | 29.366 | 29.366 | 29.366 | 29.366 | 29.366 | 29.366 | 29.366 | 29.366 | 29.366 | 29.366 | 29.366 | 29.366 | 29.366 | 29.366 | 29.366 | 29.366 | 29.366 | 29.366 | 29.366 | 29.366 | 29.366 | 29.366 | 29.366 | 29.366 | 29.366 | 29.366 | 29.366 | 29.366 | 29.366 | 29.366 | 29.366 | 29.366 | 29.366 | 29.366 | 29.366 | 29.366
3790 | 29.3667 | 29.3667 | 29.3667 | 29.3667 | 29.3667 | 29.3667 | 29.3667 | 29.3667 | 29.3667 | 29.3667 | 29.3667 | 29.3667 | 29.3667 | 29.3667 | 29.3667 | 29.3667 | 29.3667 | 29.3667 | 29.3667 | 29.3667 | 29.3667 | 29.3667 | 29.3667 | 29.3667 | 29.3667 | 29.3667 | 29.3667 | 29.3667 | 29.3667 | 29.3667 | 29.3667 | 29.3667 | 29.3667 | 29.3667 | 29.3667 | 29.3667 | 29.3667 | 29.3667 | 29.3667 | 29.3667 | 29.3667 | 29.3667 | 29.3667 | 29.3667 | 29.3667 | 29.3667 | 29.3667 | 29.3667 | 29.3667 | 29.3667 | 29.3667 | 29.3667 | 29.3667 | 29.3667 | 29.3667 | 29.3667 | 29.3667 | 29.3667 | 29.3667 | 29.3667
3791 | 29.3674 | 29.3674 | 29.3674 | 29.3674 | 29.3674 | 29.3674 | 29.3674 | 29.3674 | 29.3674 | 29.3674 | 29.3674 | 29.3674 | 29.3674 | 29.3674 | 29.3674 | 29.3674 | 29.3674 | 29.3674 | 29.3674 | 29.3674 | 29.3674 | 29.3674 | 29.3674 | 29.3674 | 29.3674 | 29.3674 | 29.3674 | 29.3674 | 29.3674 | 29.3674 | 29.3674 | 29.3674 | 29.3674 | 29.3674 | 29.3674 | 29.3674 | 29.3674 | 29.3674 | 29.3674 | 29.3674 | 29.3674 | 29.3674 | 29.3674 | 29.3674 | 29.3674 | 29.3674 | 29.3674 | 29.3674 | 29.3674 | 29.3674 | 29.3674 | 29.3674 | 29.3674 | 29.3674 | 29.3674 | 29.3674 | 29.3674 | 29.3674 | 29.3674 | 29.3674
3792 | 29.368 | 29.368 | 29.368 | 29.368 | 29.368 | 29.368 | 29.368 | 29.368 | 29.368 | 29.368 | 29.368 | 29.368 | 29.368 | 29.368 | 29.368 | 29.368 | 29.368 | 29.368 | 29.368 | 29.368 | 29.368 | 29.368 | 29.368 | 29.368 | 29.368 | 29.368 | 29.368 | 29.368 | 29.368 | 29.368 | 29.368 | 29.368 | 29.368 | 29.368 | 29.368 | 29.368 | 29.368 | 29.368 | 29.368 | 29.368 | 29.368 | 29.368 | 29.368 | 29.368 | 29.368 | 29.368 | 29.368 | 29.368 | 29.368 | 29.368 | 29.368 | 29.368 | 29.368 | 29.368 | 29.368 | 29.368 | 29.368 | 29.368 | 29.368 | 29.368
3793 | 29.3687 | 29.3687 | 29.3687 | 29.3687 | 29.3687 | 29.3687 | 29.3687 | 29.3687 | 29.3687 | 29.3687 | 29.3687 | 29.3687 | 29.3687 | 29.3687 | 29.3687 | 29.3687 | 29.3687 | 29.3687 | 29.3687 | 29.3687 | 29.3687 | 29.3687 | 29.3687 | 29.3687 | 29.3687 | 29.3687 | 29.3687 | 29.3687 | 29.3687 | 29.3687 | 29.3687 | 29.3687 | 29.3687 | 29.3687 | 29.3687 | 29.3687 | 29.3687 | 29.3687 | 29.3687 | 29.3687 | 29.3687 | 29.3687 | 29.3687 | 29.3687 | 29.3687 | 29.3687 | 29.3687 | 29.3687 | 29.3687 | 29.3687 | 29.3687 | 29.3687 | 29.3687 | 29.3687 | 29.3687 | 29.3687 | 29.3687 | 29.3687 | 29.3687 | 29.3687
3794 | 29.3693 | 29.3693 | 29.3693 | 29.3693 | 29.3693 | 29.3693 | 29.3693 | 29.3693 | 29.3693 | 29.3693 | 29.3693 | 29.3693 | 29.3693 | 29.3693 | 29.3693 | 29.3693 | 29.3693 | 29.3693 | 29.3693 | 29.3693 | 29.3693 | 29.3693 | 29.3693 | 29.3693 | 29.3693 | 29.3693 | 29.3693 | 29.3693 | 29.3693 | 29.3693 | 29.3693 | 29.3693 | 29.3693 | 29.3693 | 29.3693 | 29.3693 | 29.3693 | 29.3693 | 29.3693 | 29.3693 | 29.3693 | 29.3693 | 29.3693 | 29.3693 | 29.3693 | 29.3693 | 29.3693 | 29.3693 | 29.3693 | 29.3693 | 29.3693 | 29.3693 | 29.3693 | 29.3693 | 29.3693 | 29.3693 | 29.3693 | 29.3693 | 29.3693 | 29.3693
3795 | 29.37 | 29.37 | 29.37 | 29.37 | 29.37 | 29.37 | 29.37 | 29.37 | 29.37 | 29.37 | 29.37 | 29.37 | 29.37 | 29.37 | 29.37 | 29.37 | 29.37 | 29.37 | 29.37 | 29.37 | 29.37 | 29.37 | 29.37 | 29.37 | 29.37 | 29.37 | 29.37 | 29.37 | 29.37 | 29.37 | 29.37 | 29.37 | 29.37 | 29.37 | 29.37 | 29.37 | 29.37 | 29.37 | 29.37 | 29.37 | 29.37 | 29.37 | 29.37 | 29.37 | 29.37 | 29.37 | 29.37 | 29.37 | 29.37 | 29.37 | 29.37 | 29.37 | 29.37 | 29.37 | 29.37 | 29.37 | 29.37 | 29.37 | 29.37 | 29.37
3796 | 29.3707 | 29.3707 | 29.3707 | 29.3707 | 29.3707 | 29.3707 | 29.3707 | 29.3707 | 29.3707 | 29.3707 | 29.3707 | 29.3707 | 29.3707 | 29.3707 | 29.3707 | 29.3707 | 29.3707 | 29.3707 | 29.3707 | 29.3707 | 29.3707 | 29.3707 | 29.3707 | 29.3707 | 29.3707 | 29.3707 | 29.3707 | 29.3707 | 29.3707 | 29.3707 | 29.3707 | 29.3707 | 29.3707 | 29.3707 | 29.3707 | 29.3707 | 29.3707 | 29.3707 | 29.3707 | 29.3707 | 29.3707 | 29.3707 | 29.3707 | 29.3707 | 29.3707 | 29.3707 | 29.3707 | 29.3707 | 29.3707 | 29.3707 | 29.3707 | 29.3707 | 29.3707 | 29.3707 | 29.3707 | 29.3707 | 29.3707 | 29.3707 | 29.3707 | 29.3707
3797 | 29.3713 | 29.3713 | 29.3713 | 29.3713 | 29.3713 | 29.3713 | 29.3713 | 29.3713 | 29.3713 | 29.3713 | 29.3713 | 29.3713 | 29.3713 | 29.3713 | 29.3713 | 29.3713 | 29.3713 | 29.3713 | 29.3713 | 29.3713 | 29.3713 | 29.3713 | 29.3713 | 29.3713 | 29.3713 | 29.3713 | 29.3713 | 29.3713 | 29.3713 | 29.3713 | 29.3713 | 29.3713 | 29.3713 | 29.3713 | 29.3713 | 29.3713 | 29.3713 | 29.3713 | 29.3713 | 29.3713 | 29.3713 | 29.3713 | 29.3713 | 29.3713 | 29.3713 | 29.3713 | 29.3713 | 29.3713 | 29.3713 | 29.3713 | 29.3713 | 29.3713 | 29.3713 | 29.3713 | 29.3713 | 29.3713 | 29.3713 | 29.3713 | 29.3713 | 29.3713
3798 | 29.372 | 29.372 | 29.372 | 29.372 | 29.372 | 29.372 | 29.372 | 29.372 | 29.372 | 29.372 | 29.372 | 29.372 | 29.372 | 29.372 | 29.372 | 29.372 | 29.372 | 29.372 | 29.372 | 29.372 | 29.372 | 29.372 | 29.372 | 29.372 | 29.372 | 29.372 | 29.372 | 29.372 | 29.372 | 29.372 | 29.372 | 29.372 | 29.372 | 29.372 | 29.372 | 29.372 | 29.372 | 29.372 | 29.372 | 29.372 | 29.372 | 29.372 | 29.372 | 29.372 | 29.372 | 29.372 | 29.372 | 29.372 | 29.372 | 29.372 | 29.372 | 29.372 | 29.372 | 29.372 | 29.372 | 29.372 | 29.372 | 29.372 | 29.372 | 29.372
3799 | 29.3726 | 29.3726 | 29.3726 | 29.3726 | 29.3726 | 29.3726 | 29.3726 | 29.3726 | 29.3726 | 29.3726 | 29.3726 | 29.3726 | 29.3726 | 29.3726 | 29.3726 | 29.3726 | 29.3726 | 29.3726 | 29.3726 | 29.3726 | 29.3726 | 29.3726 | 29.3726 | 29.3726 | 29.3726 | 29.3726 | 29.3726 | 29.3726 | 29.3726 | 29.3726 | 29.3726 | 29.3726 | 29.3726 | 29.3726 | 29.3726 | 29.3726 | 29.3726 | 29.3726 | 29.3726 | 29.3726 | 29.3726 | 29.3726 | 29.3726 | 29.3726 | 29.3726 | 29.3726 | 29.3726 | 29.3726 | 29.3726 | 29.3726 | 29.3726 | 29.3726 | 29.3726 | 29.3726 | 29.3726 | 29.3726 | 29.3726 | 29.3726 | 29.3726 | 29.3726
3800 | 29.3733 | 29.3733 | 29.3733 | 29.3733 | 29.3733 | 29.3733 | 29.3733 | 29.3733 | 29.3733 | 29.3733 | 29.3733 | 29.3733 | 29.3733 | 29.3733 | 29.3733 | 29.3733 | 29.3733 | 29.3733 | 29.3733 | 29.3733 | 29.3733 | 29.3733 | 29.3733 | 29.3733 | 29.3733 | 29.3733 | 29.3733 | 29.3733 | 29.3733 | 29.3733 | 29.3733 | 29.3733 | 29.3733 | 29.3733 | 29.3733 | 29.3733 | 29.3733 | 29.3733 | 29.3733 | 29.3733 | 29.3733 | 29.3733 | 29.3733 | 29.3733 | 29.3733 | 29.3733 | 29.3733 | 29.3733 | 29.3733 | 29.3733 | 29.3733 | 29.3733 | 29.3733 | 29.3733 | 29.3733 | 29.3733 | 29.3733 | 29.3733 | 29.3733 | 29.3733
3801 | 29.3739 | 29.3739 | 29.3739 | 29.3739 | 29.3739 | 29.3739 | 29.3739 | 29.3739 | 29.3739 | 29.3739 | 29.3739 | 29.3739 | 29.3739 | 29.3739 | 29.3739 | 29.3739 | 29.3739 | 29.3739 | 29.3739 | 29.3739 | 29.3739 | 29.3739 | 29.3739 | 29.3739 | 29.3739 | 29.3739 | 29.3739 | 29.3739 | 29.3739 | 29.3739 | 29.3739 | 29.3739 | 29.3739 | 29.3739 | 29.3739 | 29.3739 | 29.3739 | 29.3739 | 29.3739 | 29.3739 | 29.3739 | 29.3739 | 29.3739 | 29.3739 | 29.3739 | 29.3739 | 29.3739 | 29.3739 | 29.3739 | 29.3739 | 29.3739 | 29.3739 | 29.3739 | 29.3739 | 29.3739 | 29.3739 | 29.3739 | 29.3739 | 29.3739 | 29.3739
3802 | 29.3746 | 29.3746 | 29.3746 | 29.3746 | 29.3746 | 29.3746 | 29.3746 | 29.3746 | 29.3746 | 29.3746 | 29.3746 | 29.3746 | 29.3746 | 29.3746 | 29.3746 | 29.3746 | 29.3746 | 29.3746 | 29.3746 | 29.3746 | 29.3746 | 29.3746 | 29.3746 | 29.3746 | 29.3746 | 29.3746 | 29.3746 | 29.3746 | 29.3746 | 29.3746 | 29.3746 | 29.3746 | 29.3746 | 29.3746 | 29.3746 | 29.3746 | 29.3746 | 29.3746 | 29.3746 | 29.3746 | 29.3746 | 29.3746 | 29.3746 | 29.3746 | 29.3746 | 29.3746 | 29.3746 | 29.3746 | 29.3746 | 29.3746 | 29.3746 | 29.3746 | 29.3746 | 29.3746 | 29.3746 | 29.3746 | 29.3746 | 29.3746 | 29.3746 | 29.3746
3803 | 29.3753 | 29.3753 | 29.3753 | 29.3753 | 29.3753 | 29.3753 | 29.3753 | 29.3753 | 29.3753 | 29.3753 | 29.3753 | 29.3753 | 29.3753 | 29.3753 | 29.3753 | 29.3753 | 29.3753 | 29.3753 | 29.3753 | 29.3753 | 29.3753 | 29.3753 | 29.3753 | 29.3753 | 29.3753 | 29.3753 | 29.3753 | 29.3753 | 29.3753 | 29.3753 | 29.3753 | 29.3753 | 29.3753 | 29.3753 | 29.3753 | 29.3753 | 29.3753 | 29.3753 | 29.3753 | 29.3753 | 29.3753 | 29.3753 | 29.3753 | 29.3753 | 29.3753 | 29.3753 | 29.3753 | 29.3753 | 29.3753 | 29.3753 | 29.3753 | 29.3753 | 29.3753 | 29.3753 | 29.3753 | 29.3753 | 29.3753 | 29.3753 | 29.3753 | 29.3753
3804 | 29.3759 | 29.3759 | 29.3759 | 29.3759 | 29.3759 | 29.3759 | 29.3759 | 29.3759 | 29.3759 | 29.3759 | 29.3759 | 29.3759 | 29.3759 | 29.3759 | 29.3759 | 29.3759 | 29.3759 | 29.3759 | 29.3759 | 29.3759 | 29.3759 | 29.3759 | 29.3759 | 29.3759 | 29.3759 | 29.3759 | 29.3759 | 29.3759 | 29.3759 | 29.3759 | 29.3759 | 29.3759 | 29.3759 | 29.3759 | 29.3759 | 29.3759 | 29.3759 | 29.3759 | 29.3759 | 29.3759 | 29.3759 | 29.3759 | 29.3759 | 29.3759 | 29.3759 | 29.3759 | 29.3759 | 29.3759 | 29.3759 | 29.3759 | 29.3759 | 29.3759 | 29.3759 | 29.3759 | 29.3759 | 29.3759 | 29.3759 | 29.3759 | 29.3759 | 29.3759
3805 | 29.3766 | 29.3766 | 29.3766 | 29.3766 | 29.3766 | 29.3766 | 29.3766 | 29.3766 | 29.3766 | 29.3766 | 29.3766 | 29.3766 | 29.3766 | 29.3766 | 29.3766 | 29.3766 | 29.3766 | 29.3766 | 29.3766 | 29.3766 | 29.3766 | 29.3766 | 29.3766 | 29.3766 | 29.3766 | 29.3766 | 29.3766 | 29.3766 | 29.3766 | 29.3766 | 29.3766 | 29.3766 | 29.3766 | 29.3766 | 29.3766 | 29.3766 | 29.3766 | 29.3766 | 29.3766 | 29.3766 | 29.3766 | 29.3766 | 29.3766 | 29.3766 | 29.3766 | 29.3766 | 29.3766 | 29.3766 | 29.3766 | 29.3766 | 29.3766 | 29.3766 | 29.3766 | 29.3766 | 29.3766 | 29.3766 | 29.3766 | 29.3766 | 29.3766 | 29.3766
3806 | 29.3772 | 29.3772 | 29.3772 | 29.3772 | 29.3772 | 29.3772 | 29.3772 | 29.3772 | 29.3772 | 29.3772 | 29.3772 | 29.3772 | 29.3772 | 29.3772 | 29.3772 | 29.3772 | 29.3772 | 29.3772 | 29.3772 | 29.3772 | 29.3772 | 29.3772 | 29.3772 | 29.3772 | 29.3772 | 29.3772 | 29.3772 | 29.3772 | 29.3772 | 29.3772 | 29.3772 | 29.3772 | 29.3772 | 29.3772 | 29.3772 | 29.3772 | 29.3772 | 29.3772 | 29.3772 | 29.3772 | 29.3772 | 29.3772 | 29.3772 | 29.3772 | 29.3772 | 29.3772 | 29.3772 | 29.3772 | 29.3772 | 29.3772 | 29.3772 | 29.3772 | 29.3772 | 29.3772 | 29.3772 | 29.3772 | 29.3772 | 29.3772 | 29.3772 | 29.3772
3807 | 29.3779 | 29.3779 | 29.3779 | 29.3779 | 29.3779 | 29.3779 | 29.3779 | 29.3779 | 29.3779 | 29.3779 | 29.3779 | 29.3779 | 29.3779 | 29.3779 | 29.3779 | 29.3779 | 29.3779 | 29.3779 | 29.3779 | 29.3779 | 29.3779 | 29.3779 | 29.3779 | 29.3779 | 29.3779 | 29.3779 | 29.3779 | 29.3779 | 29.3779 | 29.3779 | 29.3779 | 29.3779 | 29.3779 | 29.3779 | 29.3779 | 29.3779 | 29.3779 | 29.3779 | 29.3779 | 29.3779 | 29.3779 | 29.3779 | 29.3779 | 29.3779 | 29.3779 | 29.3779 | 29.3779 | 29.3779 | 29.3779 | 29.3779 | 29.3779 | 29.3779 | 29.3779 | 29.3779 | 29.3779 | 29.3779 | 29.3779 | 29.3779 | 29.3779 | 29.3779
3808 | 29.3785 | 29.3785 | 29.3785 | 29.3785 | 29.3785 | 29.3785 | 29.3785 | 29.3785 | 29.3785 | 29.3785 | 29.3785 | 29.3785 | 29.3785 | 29.3785 | 29.3785 | 29.3785 | 29.3785 | 29.3785 | 29.3785 | 29.3785 | 29.3785 | 29.3785 | 29.3785 | 29.3785 | 29.3785 | 29.3785 | 29.3785 | 29.3785 | 29.3785 | 29.3785 | 29.3785 | 29.3785 | 29.3785 | 29.3785 | 29.3785 | 29.3785 | 29.3785 | 29.3785 | 29.3785 | 29.3785 | 29.3785 | 29.3785 | 29.3785 | 29.3785 | 29.3785 | 29.3785 | 29.3785 | 29.3785 | 29.3785 | 29.3785 | 29.3785 | 29.3785 | 29.3785 | 29.3785 | 29.3785 | 29.3785 | 29.3785 | 29.3785 | 29.3785 | 29.3785
3809 | 29.3792 | 29.3792 | 29.3792 | 29.3792 | 29.3792 | 29.3792 | 29.3792 | 29.3792 | 29.3792 | 29.3792 | 29.3792 | 29.3792 | 29.3792 | 29.3792 | 29.3792 | 29.3792 | 29.3792 | 29.3792 | 29.3792 | 29.3792 | 29.3792 | 29.3792 | 29.3792 | 29.3792 | 29.3792 | 29.3792 | 29.3792 | 29.3792 | 29.3792 | 29.3792 | 29.3792 | 29.3792 | 29.3792 | 29.3792 | 29.3792 | 29.3792 | 29.3792 | 29.3792 | 29.3792 | 29.3792 | 29.3792 | 29.3792 | 29.3792 | 29.3792 | 29.3792 | 29.3792 | 29.3792 | 29.3792 | 29.3792 | 29.3792 | 29.3792 | 29.3792 | 29.3792 | 29.3792 | 29.3792 | 29.3792 | 29.3792 | 29.3792 | 29.3792 | 29.3792
3810 | 29.3799 | 29.3799 | 29.3799 | 29.3799 | 29.3799 | 29.3799 | 29.3799 | 29.3799 | 29.3799 | 29.3799 | 29.3799 | 29.3799 | 29.3799 | 29.3799 | 29.3799 | 29.3799 | 29.3799 | 29.3799 | 29.3799 | 29.3799 | 29.3799 | 29.3799 | 29.3799 | 29.3799 | 29.3799 | 29.3799 | 29.3799 | 29.3799 | 29.3799 | 29.3799 | 29.3799 | 29.3799 | 29.3799 | 29.3799 | 29.3799 | 29.3799 | 29.3799 | 29.3799 | 29.3799 | 29.3799 | 29.3799 | 29.3799 | 29.3799 | 29.3799 | 29.3799 | 29.3799 | 29.3799 | 29.3799 | 29.3799 | 29.3799 | 29.3799 | 29.3799 | 29.3799 | 29.3799 | 29.3799 | 29.3799 | 29.3799 | 29.3799 | 29.3799 | 29.3799
3811 | 29.3805 | 29.3805 | 29.3805 | 29.3805 | 29.3805 | 29.3805 | 29.3805 | 29.3805 | 29.3805 | 29.3805 | 29.3805 | 29.3805 | 29.3805 | 29.3805 | 29.3805 | 29.3805 | 29.3805 | 29.3805 | 29.3805 | 29.3805 | 29.3805 | 29.3805 | 29.3805 | 29.3805 | 29.3805 | 29.3805 | 29.3805 | 29.3805 | 29.3805 | 29.3805 | 29.3805 | 29.3805 | 29.3805 | 29.3805 | 29.3805 | 29.3805 | 29.3805 | 29.3805 | 29.3805 | 29.3805 | 29.3805 | 29.3805 | 29.3805 | 29.3805 | 29.3805 | 29.3805 | 29.3805 | 29.3805 | 29.3805 | 29.3805 | 29.3805 | 29.3805 | 29.3805 | 29.3805 | 29.3805 | 29.3805 | 29.3805 | 29.3805 | 29.3805 | 29.3805
3812 | 29.3812 | 29.3812 | 29.3812 | 29.3812 | 29.3812 | 29.3812 | 29.3812 | 29.3812 | 29.3812 | 29.3812 | 29.3812 | 29.3812 | 29.3812 | 29.3812 | 29.3812 | 29.3812 | 29.3812 | 29.3812 | 29.3812 | 29.3812 | 29.3812 | 29.3812 | 29.3812 | 29.3812 | 29.3812 | 29.3812 | 29.3812 | 29.3812 | 29.3812 | 29.3812 | 29.3812 | 29.3812 | 29.3812 | 29.3812 | 29.3812 | 29.3812 | 29.3812 | 29.3812 | 29.3812 | 29.3812 | 29.3812 | 29.3812 | 29.3812 | 29.3812 | 29.3812 | 29.3812 | 29.3812 | 29.3812 | 29.3812 | 29.3812 | 29.3812 | 29.3812 | 29.3812 | 29.3812 | 29.3812 | 29.3812 | 29.3812 | 29.3812 | 29.3812 | 29.3812
3813 | 29.3818 | 29.3818 | 29.3818 | 29.3818 | 29.3818 | 29.3818 | 29.3818 | 29.3818 | 29.3818 | 29.3818 | 29.3818 | 29.3818 | 29.3818 | 29.3818 | 29.3818 | 29.3818 | 29.3818 | 29.3818 | 29.3818 | 29.3818 | 29.3818 | 29.3818 | 29.3818 | 29.3818 | 29.3818 | 29.3818 | 29.3818 | 29.3818 | 29.3818 | 29.3818 | 29.3818 | 29.3818 | 29.3818 | 29.3818 | 29.3818 | 29.3818 | 29.3818 | 29.3818 | 29.3818 | 29.3818 | 29.3818 | 29.3818 | 29.3818 | 29.3818 | 29.3818 | 29.3818 | 29.3818 | 29.3818 | 29.3818 | 29.3818 | 29.3818 | 29.3818 | 29.3818 | 29.3818 | 29.3818 | 29.3818 | 29.3818 | 29.3818 | 29.3818 | 29.3818
3814 | 29.3825 | 29.3825 | 29.3825 | 29.3825 | 29.3825 | 29.3825 | 29.3825 | 29.3825 | 29.3825 | 29.3825 | 29.3825 | 29.3825 | 29.3825 | 29.3825 | 29.3825 | 29.3825 | 29.3825 | 29.3825 | 29.3825 | 29.3825 | 29.3825 | 29.3825 | 29.3825 | 29.3825 | 29.3825 | 29.3825 | 29.3825 | 29.3825 | 29.3825 | 29.3825 | 29.3825 | 29.3825 | 29.3825 | 29.3825 | 29.3825 | 29.3825 | 29.3825 | 29.3825 | 29.3825 | 29.3825 | 29.3825 | 29.3825 | 29.3825 | 29.3825 | 29.3825 | 29.3825 | 29.3825 | 29.3825 | 29.3825 | 29.3825 | 29.3825 | 29.3825 | 29.3825 | 29.3825 | 29.3825 | 29.3825 | 29.3825 | 29.3825 | 29.3825 | 29.3825
3815 | 29.3831 | 29.3831 | 29.3831 | 29.3831 | 29.3831 | 29.3831 | 29.3831 | 29.3831 | 29.3831 | 29.3831 | 29.3831 | 29.3831 | 29.3831 | 29.3831 | 29.3831 | 29.3831 | 29.3831 | 29.3831 | 29.3831 | 29.3831 | 29.3831 | 29.3831 | 29.3831 | 29.3831 | 29.3831 | 29.3831 | 29.3831 | 29.3831 | 29.3831 | 29.3831 | 29.3831 | 29.3831 | 29.3831 | 29.3831 | 29.3831 | 29.3831 | 29.3831 | 29.3831 | 29.3831 | 29.3831 | 29.3831 | 29.3831 | 29.3831 | 29.3831 | 29.3831 | 29.3831 | 29.3831 | 29.3831 | 29.3831 | 29.3831 | 29.3831 | 29.3831 | 29.3831 | 29.3831 | 29.3831 | 29.3831 | 29.3831 | 29.3831 | 29.3831 | 29.3831
3816 | 29.3838 | 29.3838 | 29.3838 | 29.3838 | 29.3838 | 29.3838 | 29.3838 | 29.3838 | 29.3838 | 29.3838 | 29.3838 | 29.3838 | 29.3838 | 29.3838 | 29.3838 | 29.3838 | 29.3838 | 29.3838 | 29.3838 | 29.3838 | 29.3838 | 29.3838 | 29.3838 | 29.3838 | 29.3838 | 29.3838 | 29.3838 | 29.3838 | 29.3838 | 29.3838 | 29.3838 | 29.3838 | 29.3838 | 29.3838 | 29.3838 | 29.3838 | 29.3838 | 29.3838 | 29.3838 | 29.3838 | 29.3838 | 29.3838 | 29.3838 | 29.3838 | 29.3838 | 29.3838 | 29.3838 | 29.3838 | 29.3838 | 29.3838 | 29.3838 | 29.3838 | 29.3838 | 29.3838 | 29.3838 | 29.3838 | 29.3838 | 29.3838 | 29.3838 | 29.3838
3817 | 29.3844 | 29.3844 | 29.3844 | 29.3844 | 29.3844 | 29.3844 | 29.3844 | 29.3844 | 29.3844 | 29.3844 | 29.3844 | 29.3844 | 29.3844 | 29.3844 | 29.3844 | 29.3844 | 29.3844 | 29.3844 | 29.3844 | 29.3844 | 29.3844 | 29.3844 | 29.3844 | 29.3844 | 29.3844 | 29.3844 | 29.3844 | 29.3844 | 29.3844 | 29.3844 | 29.3844 | 29.3844 | 29.3844 | 29.3844 | 29.3844 | 29.3844 | 29.3844 | 29.3844 | 29.3844 | 29.3844 | 29.3844 | 29.3844 | 29.3844 | 29.3844 | 29.3844 | 29.3844 | 29.3844 | 29.3844 | 29.3844 | 29.3844 | 29.3844 | 29.3844 | 29.3844 | 29.3844 | 29.3844 | 29.3844 | 29.3844 | 29.3844 | 29.3844 | 29.3844
3818 | 29.3851 | 29.3851 | 29.3851 | 29.3851 | 29.3851 | 29.3851 | 29.3851 | 29.3851 | 29.3851 | 29.3851 | 29.3851 | 29.3851 | 29.3851 | 29.3851 | 29.3851 | 29.3851 | 29.3851 | 29.3851 | 29.3851 | 29.3851 | 29.3851 | 29.3851 | 29.3851 | 29.3851 | 29.3851 | 29.3851 | 29.3851 | 29.3851 | 29.3851 | 29.3851 | 29.3851 | 29.3851 | 29.3851 | 29.3851 | 29.3851 | 29.3851 | 29.3851 | 29.3851 | 29.3851 | 29.3851 | 29.3851 | 29.3851 | 29.3851 | 29.3851 | 29.3851 | 29.3851 | 29.3851 | 29.3851 | 29.3851 | 29.3851 | 29.3851 | 29.3851 | 29.3851 | 29.3851 | 29.3851 | 29.3851 | 29.3851 | 29.3851 | 29.3851 | 29.3851
3819 | 29.3858 | 29.3858 | 29.3858 | 29.3858 | 29.3858 | 29.3858 | 29.3858 | 29.3858 | 29.3858 | 29.3858 | 29.3858 | 29.3858 | 29.3858 | 29.3858 | 29.3858 | 29.3858 | 29.3858 | 29.3858 | 29.3858 | 29.3858 | 29.3858 | 29.3858 | 29.3858 | 29.3858 | 29.3858 | 29.3858 | 29.3858 | 29.3858 | 29.3858 | 29.3858 | 29.3858 | 29.3858 | 29.3858 | 29.3858 | 29.3858 | 29.3858 | 29.3858 | 29.3858 | 29.3858 | 29.3858 | 29.3858 | 29.3858 | 29.3858 | 29.3858 | 29.3858 | 29.3858 | 29.3858 | 29.3858 | 29.3858 | 29.3858 | 29.3858 | 29.3858 | 29.3858 | 29.3858 | 29.3858 | 29.3858 | 29.3858 | 29.3858 | 29.3858 | 29.3858
3820 | 29.3864 | 29.3864 | 29.3864 | 29.3864 | 29.3864 | 29.3864 | 29.3864 | 29.3864 | 29.3864 | 29.3864 | 29.3864 | 29.3864 | 29.3864 | 29.3864 | 29.3864 | 29.3864 | 29.3864 | 29.3864 | 29.3864 | 29.3864 | 29.3864 | 29.3864 | 29.3864 | 29.3864 | 29.3864 | 29.3864 | 29.3864 | 29.3864 | 29.3864 | 29.3864 | 29.3864 | 29.3864 | 29.3864 | 29.3864 | 29.3864 | 29.3864 | 29.3864 | 29.3864 | 29.3864 | 29.3864 | 29.3864 | 29.3864 | 29.3864 | 29.3864 | 29.3864 | 29.3864 | 29.3864 | 29.3864 | 29.3864 | 29.3864 | 29.3864 | 29.3864 | 29.3864 | 29.3864 | 29.3864 | 29.3864 | 29.3864 | 29.3864 | 29.3864 | 29.3864
3821 | 29.3871 | 29.3871 | 29.3871 | 29.3871 | 29.3871 | 29.3871 | 29.3871 | 29.3871 | 29.3871 | 29.3871 | 29.3871 | 29.3871 | 29.3871 | 29.3871 | 29.3871 | 29.3871 | 29.3871 | 29.3871 | 29.3871 | 29.3871 | 29.3871 | 29.3871 | 29.3871 | 29.3871 | 29.3871 | 29.3871 | 29.3871 | 29.3871 | 29.3871 | 29.3871 | 29.3871 | 29.3871 | 29.3871 | 29.3871 | 29.3871 | 29.3871 | 29.3871 | 29.3871 | 29.3871 | 29.3871 | 29.3871 | 29.3871 | 29.3871 | 29.3871 | 29.3871 | 29.3871 | 29.3871 | 29.3871 | 29.3871 | 29.3871 | 29.3871 | 29.3871 | 29.3871 | 29.3871 | 29.3871 | 29.3871 | 29.3871 | 29.3871 | 29.3871 | 29.3871
3822 | 29.3877 | 29.3877 | 29.3877 | 29.3877 | 29.3877 | 29.3877 | 29.3877 | 29.3877 | 29.3877 | 29.3877 | 29.3877 | 29.3877 | 29.3877 | 29.3877 | 29.3877 | 29.3877 | 29.3877 | 29.3877 | 29.3877 | 29.3877 | 29.3877 | 29.3877 | 29.3877 | 29.3877 | 29.3877 | 29.3877 | 29.3877 | 29.3877 | 29.3877 | 29.3877 | 29.3877 | 29.3877 | 29.3877 | 29.3877 | 29.3877 | 29.3877 | 29.3877 | 29.3877 | 29.3877 | 29.3877 | 29.3877 | 29.3877 | 29.3877 | 29.3877 | 29.3877 | 29.3877 | 29.3877 | 29.3877 | 29.3877 | 29.3877 | 29.3877 | 29.3877 | 29.3877 | 29.3877 | 29.3877 | 29.3877 | 29.3877 | 29.3877 | 29.3877 | 29.3877
3823 | 29.3884 | 29.3884 | 29.3884 | 29.3884 | 29.3884 | 29.3884 | 29.3884 | 29.3884 | 29.3884 | 29.3884 | 29.3884 | 29.3884 | 29.3884 | 29.3884 | 29.3884 | 29.3884 | 29.3884 | 29.3884 | 29.3884 | 29.3884 | 29.3884 | 29.3884 | 29.3884 | 29.3884 | 29.3884 | 29.3884 | 29.3884 | 29.3884 | 29.3884 | 29.3884 | 29.3884 | 29.3884 | 29.3884 | 29.3884 | 29.3884 | 29.3884 | 29.3884 | 29.3884 | 29.3884 | 29.3884 | 29.3884 | 29.3884 | 29.3884 | 29.3884 | 29.3884 | 29.3884 | 29.3884 | 29.3884 | 29.3884 | 29.3884 | 29.3884 | 29.3884 | 29.3884 | 29.3884 | 29.3884 | 29.3884 | 29.3884 | 29.3884 | 29.3884 | 29.3884
3824 | 29.389 | 29.389 | 29.389 | 29.389 | 29.389 | 29.389 | 29.389 | 29.389 | 29.389 | 29.389 | 29.389 | 29.389 | 29.389 | 29.389 | 29.389 | 29.389 | 29.389 | 29.389 | 29.389 | 29.389 | 29.389 | 29.389 | 29.389 | 29.389 | 29.389 | 29.389 | 29.389 | 29.389 | 29.389 | 29.389 | 29.389 | 29.389 | 29.389 | 29.389 | 29.389 | 29.389 | 29.389 | 29.389 | 29.389 | 29.389 | 29.389 | 29.389 | 29.389 | 29.389 | 29.389 | 29.389 | 29.389 | 29.389 | 29.389 | 29.389 | 29.389 | 29.389 | 29.389 | 29.389 | 29.389 | 29.389 | 29.389 | 29.389 | 29.389 | 29.389
3825 | 29.3897 | 29.3897 | 29.3897 | 29.3897 | 29.3897 | 29.3897 | 29.3897 | 29.3897 | 29.3897 | 29.3897 | 29.3897 | 29.3897 | 29.3897 | 29.3897 | 29.3897 | 29.3897 | 29.3897 | 29.3897 | 29.3897 | 29.3897 | 29.3897 | 29.3897 | 29.3897 | 29.3897 | 29.3897 | 29.3897 | 29.3897 | 29.3897 | 29.3897 | 29.3897 | 29.3897 | 29.3897 | 29.3897 | 29.3897 | 29.3897 | 29.3897 | 29.3897 | 29.3897 | 29.3897 | 29.3897 | 29.3897 | 29.3897 | 29.3897 | 29.3897 | 29.3897 | 29.3897 | 29.3897 | 29.3897 | 29.3897 | 29.3897 | 29.3897 | 29.3897 | 29.3897 | 29.3897 | 29.3897 | 29.3897 | 29.3897 | 29.3897 | 29.3897 | 29.3897
3826 | 29.3903 | 29.3903 | 29.3903 | 29.3903 | 29.3903 | 29.3903 | 29.3903 | 29.3903 | 29.3903 | 29.3903 | 29.3903 | 29.3903 | 29.3903 | 29.3903 | 29.3903 | 29.3903 | 29.3903 | 29.3903 | 29.3903 | 29.3903 | 29.3903 | 29.3903 | 29.3903 | 29.3903 | 29.3903 | 29.3903 | 29.3903 | 29.3903 | 29.3903 | 29.3903 | 29.3903 | 29.3903 | 29.3903 | 29.3903 | 29.3903 | 29.3903 | 29.3903 | 29.3903 | 29.3903 | 29.3903 | 29.3903 | 29.3903 | 29.3903 | 29.3903 | 29.3903 | 29.3903 | 29.3903 | 29.3903 | 29.3903 | 29.3903 | 29.3903 | 29.3903 | 29.3903 | 29.3903 | 29.3903 | 29.3903 | 29.3903 | 29.3903 | 29.3903 | 29.3903
3827 | 29.391 | 29.391 | 29.391 | 29.391 | 29.391 | 29.391 | 29.391 | 29.391 | 29.391 | 29.391 | 29.391 | 29.391 | 29.391 | 29.391 | 29.391 | 29.391 | 29.391 | 29.391 | 29.391 | 29.391 | 29.391 | 29.391 | 29.391 | 29.391 | 29.391 | 29.391 | 29.391 | 29.391 | 29.391 | 29.391 | 29.391 | 29.391 | 29.391 | 29.391 | 29.391 | 29.391 | 29.391 | 29.391 | 29.391 | 29.391 | 29.391 | 29.391 | 29.391 | 29.391 | 29.391 | 29.391 | 29.391 | 29.391 | 29.391 | 29.391 | 29.391 | 29.391 | 29.391 | 29.391 | 29.391 | 29.391 | 29.391 | 29.391 | 29.391 | 29.391
3828 | 29.3916 | 29.3916 | 29.3916 | 29.3916 | 29.3916 | 29.3916 | 29.3916 | 29.3916 | 29.3916 | 29.3916 | 29.3916 | 29.3916 | 29.3916 | 29.3916 | 29.3916 | 29.3916 | 29.3916 | 29.3916 | 29.3916 | 29.3916 | 29.3916 | 29.3916 | 29.3916 | 29.3916 | 29.3916 | 29.3916 | 29.3916 | 29.3916 | 29.3916 | 29.3916 | 29.3916 | 29.3916 | 29.3916 | 29.3916 | 29.3916 | 29.3916 | 29.3916 | 29.3916 | 29.3916 | 29.3916 | 29.3916 | 29.3916 | 29.3916 | 29.3916 | 29.3916 | 29.3916 | 29.3916 | 29.3916 | 29.3916 | 29.3916 | 29.3916 | 29.3916 | 29.3916 | 29.3916 | 29.3916 | 29.3916 | 29.3916 | 29.3916 | 29.3916 | 29.3916
3829 | 29.3923 | 29.3923 | 29.3923 | 29.3923 | 29.3923 | 29.3923 | 29.3923 | 29.3923 | 29.3923 | 29.3923 | 29.3923 | 29.3923 | 29.3923 | 29.3923 | 29.3923 | 29.3923 | 29.3923 | 29.3923 | 29.3923 | 29.3923 | 29.3923 | 29.3923 | 29.3923 | 29.3923 | 29.3923 | 29.3923 | 29.3923 | 29.3923 | 29.3923 | 29.3923 | 29.3923 | 29.3923 | 29.3923 | 29.3923 | 29.3923 | 29.3923 | 29.3923 | 29.3923 | 29.3923 | 29.3923 | 29.3923 | 29.3923 | 29.3923 | 29.3923 | 29.3923 | 29.3923 | 29.3923 | 29.3923 | 29.3923 | 29.3923 | 29.3923 | 29.3923 | 29.3923 | 29.3923 | 29.3923 | 29.3923 | 29.3923 | 29.3923 | 29.3923 | 29.3923
3830 | 29.3929 | 29.3929 | 29.3929 | 29.3929 | 29.3929 | 29.3929 | 29.3929 | 29.3929 | 29.3929 | 29.3929 | 29.3929 | 29.3929 | 29.3929 | 29.3929 | 29.3929 | 29.3929 | 29.3929 | 29.3929 | 29.3929 | 29.3929 | 29.3929 | 29.3929 | 29.3929 | 29.3929 | 29.3929 | 29.3929 | 29.3929 | 29.3929 | 29.3929 | 29.3929 | 29.3929 | 29.3929 | 29.3929 | 29.3929 | 29.3929 | 29.3929 | 29.3929 | 29.3929 | 29.3929 | 29.3929 | 29.3929 | 29.3929 | 29.3929 | 29.3929 | 29.3929 | 29.3929 | 29.3929 | 29.3929 | 29.3929 | 29.3929 | 29.3929 | 29.3929 | 29.3929 | 29.3929 | 29.3929 | 29.3929 | 29.3929 | 29.3929 | 29.3929 | 29.3929
3831 | 29.3936 | 29.3936 | 29.3936 | 29.3936 | 29.3936 | 29.3936 | 29.3936 | 29.3936 | 29.3936 | 29.3936 | 29.3936 | 29.3936 | 29.3936 | 29.3936 | 29.3936 | 29.3936 | 29.3936 | 29.3936 | 29.3936 | 29.3936 | 29.3936 | 29.3936 | 29.3936 | 29.3936 | 29.3936 | 29.3936 | 29.3936 | 29.3936 | 29.3936 | 29.3936 | 29.3936 | 29.3936 | 29.3936 | 29.3936 | 29.3936 | 29.3936 | 29.3936 | 29.3936 | 29.3936 | 29.3936 | 29.3936 | 29.3936 | 29.3936 | 29.3936 | 29.3936 | 29.3936 | 29.3936 | 29.3936 | 29.3936 | 29.3936 | 29.3936 | 29.3936 | 29.3936 | 29.3936 | 29.3936 | 29.3936 | 29.3936 | 29.3936 | 29.3936 | 29.3936
3832 | 29.3943 | 29.3943 | 29.3943 | 29.3943 | 29.3943 | 29.3943 | 29.3943 | 29.3943 | 29.3943 | 29.3943 | 29.3943 | 29.3943 | 29.3943 | 29.3943 | 29.3943 | 29.3943 | 29.3943 | 29.3943 | 29.3943 | 29.3943 | 29.3943 | 29.3943 | 29.3943 | 29.3943 | 29.3943 | 29.3943 | 29.3943 | 29.3943 | 29.3943 | 29.3943 | 29.3943 | 29.3943 | 29.3943 | 29.3943 | 29.3943 | 29.3943 | 29.3943 | 29.3943 | 29.3943 | 29.3943 | 29.3943 | 29.3943 | 29.3943 | 29.3943 | 29.3943 | 29.3943 | 29.3943 | 29.3943 | 29.3943 | 29.3943 | 29.3943 | 29.3943 | 29.3943 | 29.3943 | 29.3943 | 29.3943 | 29.3943 | 29.3943 | 29.3943 | 29.3943
3833 | 29.3949 | 29.3949 | 29.3949 | 29.3949 | 29.3949 | 29.3949 | 29.3949 | 29.3949 | 29.3949 | 29.3949 | 29.3949 | 29.3949 | 29.3949 | 29.3949 | 29.3949 | 29.3949 | 29.3949 | 29.3949 | 29.3949 | 29.3949 | 29.3949 | 29.3949 | 29.3949 | 29.3949 | 29.3949 | 29.3949 | 29.3949 | 29.3949 | 29.3949 | 29.3949 | 29.3949 | 29.3949 | 29.3949 | 29.3949 | 29.3949 | 29.3949 | 29.3949 | 29.3949 | 29.3949 | 29.3949 | 29.3949 | 29.3949 | 29.3949 | 29.3949 | 29.3949 | 29.3949 | 29.3949 | 29.3949 | 29.3949 | 29.3949 | 29.3949 | 29.3949 | 29.3949 | 29.3949 | 29.3949 | 29.3949 | 29.3949 | 29.3949 | 29.3949 | 29.3949
3834 | 29.3956 | 29.3956 | 29.3956 | 29.3956 | 29.3956 | 29.3956 | 29.3956 | 29.3956 | 29.3956 | 29.3956 | 29.3956 | 29.3956 | 29.3956 | 29.3956 | 29.3956 | 29.3956 | 29.3956 | 29.3956 | 29.3956 | 29.3956 | 29.3956 | 29.3956 | 29.3956 | 29.3956 | 29.3956 | 29.3956 | 29.3956 | 29.3956 | 29.3956 | 29.3956 | 29.3956 | 29.3956 | 29.3956 | 29.3956 | 29.3956 | 29.3956 | 29.3956 | 29.3956 | 29.3956 | 29.3956 | 29.3956 | 29.3956 | 29.3956 | 29.3956 | 29.3956 | 29.3956 | 29.3956 | 29.3956 | 29.3956 | 29.3956 | 29.3956 | 29.3956 | 29.3956 | 29.3956 | 29.3956 | 29.3956 | 29.3956 | 29.3956 | 29.3956 | 29.3956
3835 | 29.3962 | 29.3962 | 29.3962 | 29.3962 | 29.3962 | 29.3962 | 29.3962 | 29.3962 | 29.3962 | 29.3962 | 29.3962 | 29.3962 | 29.3962 | 29.3962 | 29.3962 | 29.3962 | 29.3962 | 29.3962 | 29.3962 | 29.3962 | 29.3962 | 29.3962 | 29.3962 | 29.3962 | 29.3962 | 29.3962 | 29.3962 | 29.3962 | 29.3962 | 29.3962 | 29.3962 | 29.3962 | 29.3962 | 29.3962 | 29.3962 | 29.3962 | 29.3962 | 29.3962 | 29.3962 | 29.3962 | 29.3962 | 29.3962 | 29.3962 | 29.3962 | 29.3962 | 29.3962 | 29.3962 | 29.3962 | 29.3962 | 29.3962 | 29.3962 | 29.3962 | 29.3962 | 29.3962 | 29.3962 | 29.3962 | 29.3962 | 29.3962 | 29.3962 | 29.3962
3836 | 29.3969 | 29.3969 | 29.3969 | 29.3969 | 29.3969 | 29.3969 | 29.3969 | 29.3969 | 29.3969 | 29.3969 | 29.3969 | 29.3969 | 29.3969 | 29.3969 | 29.3969 | 29.3969 | 29.3969 | 29.3969 | 29.3969 | 29.3969 | 29.3969 | 29.3969 | 29.3969 | 29.3969 | 29.3969 | 29.3969 | 29.3969 | 29.3969 | 29.3969 | 29.3969 | 29.3969 | 29.3969 | 29.3969 | 29.3969 | 29.3969 | 29.3969 | 29.3969 | 29.3969 | 29.3969 | 29.3969 | 29.3969 | 29.3969 | 29.3969 | 29.3969 | 29.3969 | 29.3969 | 29.3969 | 29.3969 | 29.3969 | 29.3969 | 29.3969 | 29.3969 | 29.3969 | 29.3969 | 29.3969 | 29.3969 | 29.3969 | 29.3969 | 29.3969 | 29.3969
3837 | 29.3975 | 29.3975 | 29.3975 | 29.3975 | 29.3975 | 29.3975 | 29.3975 | 29.3975 | 29.3975 | 29.3975 | 29.3975 | 29.3975 | 29.3975 | 29.3975 | 29.3975 | 29.3975 | 29.3975 | 29.3975 | 29.3975 | 29.3975 | 29.3975 | 29.3975 | 29.3975 | 29.3975 | 29.3975 | 29.3975 | 29.3975 | 29.3975 | 29.3975 | 29.3975 | 29.3975 | 29.3975 | 29.3975 | 29.3975 | 29.3975 | 29.3975 | 29.3975 | 29.3975 | 29.3975 | 29.3975 | 29.3975 | 29.3975 | 29.3975 | 29.3975 | 29.3975 | 29.3975 | 29.3975 | 29.3975 | 29.3975 | 29.3975 | 29.3975 | 29.3975 | 29.3975 | 29.3975 | 29.3975 | 29.3975 | 29.3975 | 29.3975 | 29.3975 | 29.3975
3838 | 29.3982 | 29.3982 | 29.3982 | 29.3982 | 29.3982 | 29.3982 | 29.3982 | 29.3982 | 29.3982 | 29.3982 | 29.3982 | 29.3982 | 29.3982 | 29.3982 | 29.3982 | 29.3982 | 29.3982 | 29.3982 | 29.3982 | 29.3982 | 29.3982 | 29.3982 | 29.3982 | 29.3982 | 29.3982 | 29.3982 | 29.3982 | 29.3982 | 29.3982 | 29.3982 | 29.3982 | 29.3982 | 29.3982 | 29.3982 | 29.3982 | 29.3982 | 29.3982 | 29.3982 | 29.3982 | 29.3982 | 29.3982 | 29.3982 | 29.3982 | 29.3982 | 29.3982 | 29.3982 | 29.3982 | 29.3982 | 29.3982 | 29.3982 | 29.3982 | 29.3982 | 29.3982 | 29.3982 | 29.3982 | 29.3982 | 29.3982 | 29.3982 | 29.3982 | 29.3982
3839 | 29.3988 | 29.3988 | 29.3988 | 29.3988 | 29.3988 | 29.3988 | 29.3988 | 29.3988 | 29.3988 | 29.3988 | 29.3988 | 29.3988 | 29.3988 | 29.3988 | 29.3988 | 29.3988 | 29.3988 | 29.3988 | 29.3988 | 29.3988 | 29.3988 | 29.3988 | 29.3988 | 29.3988 | 29.3988 | 29.3988 | 29.3988 | 29.3988 | 29.3988 | 29.3988 | 29.3988 | 29.3988 | 29.3988 | 29.3988 | 29.3988 | 29.3988 | 29.3988 | 29.3988 | 29.3988 | 29.3988 | 29.3988 | 29.3988 | 29.3988 | 29.3988 | 29.3988 | 29.3988 | 29.3988 | 29.3988 | 29.3988 | 29.3988 | 29.3988 | 29.3988 | 29.3988 | 29.3988 | 29.3988 | 29.3988 | 29.3988 | 29.3988 | 29.3988 | 29.3988
3840 | 29.3995 | 29.3995 | 29.3995 | 29.3995 | 29.3995 | 29.3995 | 29.3995 | 29.3995 | 29.3995 | 29.3995 | 29.3995 | 29.3995 | 29.3995 | 29.3995 | 29.3995 | 29.3995 | 29.3995 | 29.3995 | 29.3995 | 29.3995 | 29.3995 | 29.3995 | 29.3995 | 29.3995 | 29.3995 | 29.3995 | 29.3995 | 29.3995 | 29.3995 | 29.3995 | 29.3995 | 29.3995 | 29.3995 | 29.3995 | 29.3995 | 29.3995 | 29.3995 | 29.3995 | 29.3995 | 29.3995 | 29.3995 | 29.3995 | 29.3995 | 29.3995 | 29.3995 | 29.3995 | 29.3995 | 29.3995 | 29.3995 | 29.3995 | 29.3995 | 29.3995 | 29.3995 | 29.3995 | 29.3995 | 29.3995 | 29.3995 | 29.3995 | 29.3995 | 29.3995
3841 | 29.4001 | 29.4001 | 29.4001 | 29.4001 | 29.4001 | 29.4001 | 29.4001 | 29.4001 | 29.4001 | 29.4001 | 29.4001 | 29.4001 | 29.4001 | 29.4001 | 29.4001 | 29.4001 | 29.4001 | 29.4001 | 29.4001 | 29.4001 | 29.4001 | 29.4001 | 29.4001 | 29.4001 | 29.4001 | 29.4001 | 29.4001 | 29.4001 | 29.4001 | 29.4001 | 29.4001 | 29.4001 | 29.4001 | 29.4001 | 29.4001 | 29.4001 | 29.4001 | 29.4001 | 29.4001 | 29.4001 | 29.4001 | 29.4001 | 29.4001 | 29.4001 | 29.4001 | 29.4001 | 29.4001 | 29.4001 | 29.4001 | 29.4001 | 29.4001 | 29.4001 | 29.4001 | 29.4001 | 29.4001 | 29.4001 | 29.4001 | 29.4001 | 29.4001 | 29.4001
3842 | 29.4008 | 29.4008 | 29.4008 | 29.4008 | 29.4008 | 29.4008 | 29.4008 | 29.4008 | 29.4008 | 29.4008 | 29.4008 | 29.4008 | 29.4008 | 29.4008 | 29.4008 | 29.4008 | 29.4008 | 29.4008 | 29.4008 | 29.4008 | 29.4008 | 29.4008 | 29.4008 | 29.4008 | 29.4008 | 29.4008 | 29.4008 | 29.4008 | 29.4008 | 29.4008 | 29.4008 | 29.4008 | 29.4008 | 29.4008 | 29.4008 | 29.4008 | 29.4008 | 29.4008 | 29.4008 | 29.4008 | 29.4008 | 29.4008 | 29.4008 | 29.4008 | 29.4008 | 29.4008 | 29.4008 | 29.4008 | 29.4008 | 29.4008 | 29.4008 | 29.4008 | 29.4008 | 29.4008 | 29.4008 | 29.4008 | 29.4008 | 29.4008 | 29.4008 | 29.4008
3843 | 29.4014 | 29.4014 | 29.4014 | 29.4014 | 29.4014 | 29.4014 | 29.4014 | 29.4014 | 29.4014 | 29.4014 | 29.4014 | 29.4014 | 29.4014 | 29.4014 | 29.4014 | 29.4014 | 29.4014 | 29.4014 | 29.4014 | 29.4014 | 29.4014 | 29.4014 | 29.4014 | 29.4014 | 29.4014 | 29.4014 | 29.4014 | 29.4014 | 29.4014 | 29.4014 | 29.4014 | 29.4014 | 29.4014 | 29.4014 | 29.4014 | 29.4014 | 29.4014 | 29.4014 | 29.4014 | 29.4014 | 29.4014 | 29.4014 | 29.4014 | 29.4014 | 29.4014 | 29.4014 | 29.4014 | 29.4014 | 29.4014 | 29.4014 | 29.4014 | 29.4014 | 29.4014 | 29.4014 | 29.4014 | 29.4014 | 29.4014 | 29.4014 | 29.4014 | 29.4014
3844 | 29.4021 | 29.4021 | 29.4021 | 29.4021 | 29.4021 | 29.4021 | 29.4021 | 29.4021 | 29.4021 | 29.4021 | 29.4021 | 29.4021 | 29.4021 | 29.4021 | 29.4021 | 29.4021 | 29.4021 | 29.4021 | 29.4021 | 29.4021 | 29.4021 | 29.4021 | 29.4021 | 29.4021 | 29.4021 | 29.4021 | 29.4021 | 29.4021 | 29.4021 | 29.4021 | 29.4021 | 29.4021 | 29.4021 | 29.4021 | 29.4021 | 29.4021 | 29.4021 | 29.4021 | 29.4021 | 29.4021 | 29.4021 | 29.4021 | 29.4021 | 29.4021 | 29.4021 | 29.4021 | 29.4021 | 29.4021 | 29.4021 | 29.4021 | 29.4021 | 29.4021 | 29.4021 | 29.4021 | 29.4021 | 29.4021 | 29.4021 | 29.4021 | 29.4021 | 29.4021
3845 | 29.4027 | 29.4027 | 29.4027 | 29.4027 | 29.4027 | 29.4027 | 29.4027 | 29.4027 | 29.4027 | 29.4027 | 29.4027 | 29.4027 | 29.4027 | 29.4027 | 29.4027 | 29.4027 | 29.4027 | 29.4027 | 29.4027 | 29.4027 | 29.4027 | 29.4027 | 29.4027 | 29.4027 | 29.4027 | 29.4027 | 29.4027 | 29.4027 | 29.4027 | 29.4027 | 29.4027 | 29.4027 | 29.4027 | 29.4027 | 29.4027 | 29.4027 | 29.4027 | 29.4027 | 29.4027 | 29.4027 | 29.4027 | 29.4027 | 29.4027 | 29.4027 | 29.4027 | 29.4027 | 29.4027 | 29.4027 | 29.4027 | 29.4027 | 29.4027 | 29.4027 | 29.4027 | 29.4027 | 29.4027 | 29.4027 | 29.4027 | 29.4027 | 29.4027 | 29.4027
3846 | 29.4034 | 29.4034 | 29.4034 | 29.4034 | 29.4034 | 29.4034 | 29.4034 | 29.4034 | 29.4034 | 29.4034 | 29.4034 | 29.4034 | 29.4034 | 29.4034 | 29.4034 | 29.4034 | 29.4034 | 29.4034 | 29.4034 | 29.4034 | 29.4034 | 29.4034 | 29.4034 | 29.4034 | 29.4034 | 29.4034 | 29.4034 | 29.4034 | 29.4034 | 29.4034 | 29.4034 | 29.4034 | 29.4034 | 29.4034 | 29.4034 | 29.4034 | 29.4034 | 29.4034 | 29.4034 | 29.4034 | 29.4034 | 29.4034 | 29.4034 | 29.4034 | 29.4034 | 29.4034 | 29.4034 | 29.4034 | 29.4034 | 29.4034 | 29.4034 | 29.4034 | 29.4034 | 29.4034 | 29.4034 | 29.4034 | 29.4034 | 29.4034 | 29.4034 | 29.4034
3847 | 29.404 | 29.404 | 29.404 | 29.404 | 29.404 | 29.404 | 29.404 | 29.404 | 29.404 | 29.404 | 29.404 | 29.404 | 29.404 | 29.404 | 29.404 | 29.404 | 29.404 | 29.404 | 29.404 | 29.404 | 29.404 | 29.404 | 29.404 | 29.404 | 29.404 | 29.404 | 29.404 | 29.404 | 29.404 | 29.404 | 29.404 | 29.404 | 29.404 | 29.404 | 29.404 | 29.404 | 29.404 | 29.404 | 29.404 | 29.404 | 29.404 | 29.404 | 29.404 | 29.404 | 29.404 | 29.404 | 29.404 | 29.404 | 29.404 | 29.404 | 29.404 | 29.404 | 29.404 | 29.404 | 29.404 | 29.404 | 29.404 | 29.404 | 29.404 | 29.404
3848 | 29.4047 | 29.4047 | 29.4047 | 29.4047 | 29.4047 | 29.4047 | 29.4047 | 29.4047 | 29.4047 | 29.4047 | 29.4047 | 29.4047 | 29.4047 | 29.4047 | 29.4047 | 29.4047 | 29.4047 | 29.4047 | 29.4047 | 29.4047 | 29.4047 | 29.4047 | 29.4047 | 29.4047 | 29.4047 | 29.4047 | 29.4047 | 29.4047 | 29.4047 | 29.4047 | 29.4047 | 29.4047 | 29.4047 | 29.4047 | 29.4047 | 29.4047 | 29.4047 | 29.4047 | 29.4047 | 29.4047 | 29.4047 | 29.4047 | 29.4047 | 29.4047 | 29.4047 | 29.4047 | 29.4047 | 29.4047 | 29.4047 | 29.4047 | 29.4047 | 29.4047 | 29.4047 | 29.4047 | 29.4047 | 29.4047 | 29.4047 | 29.4047 | 29.4047 | 29.4047
3849 | 29.4053 | 29.4053 | 29.4053 | 29.4053 | 29.4053 | 29.4053 | 29.4053 | 29.4053 | 29.4053 | 29.4053 | 29.4053 | 29.4053 | 29.4053 | 29.4053 | 29.4053 | 29.4053 | 29.4053 | 29.4053 | 29.4053 | 29.4053 | 29.4053 | 29.4053 | 29.4053 | 29.4053 | 29.4053 | 29.4053 | 29.4053 | 29.4053 | 29.4053 | 29.4053 | 29.4053 | 29.4053 | 29.4053 | 29.4053 | 29.4053 | 29.4053 | 29.4053 | 29.4053 | 29.4053 | 29.4053 | 29.4053 | 29.4053 | 29.4053 | 29.4053 | 29.4053 | 29.4053 | 29.4053 | 29.4053 | 29.4053 | 29.4053 | 29.4053 | 29.4053 | 29.4053 | 29.4053 | 29.4053 | 29.4053 | 29.4053 | 29.4053 | 29.4053 | 29.4053
3850 | 29.406 | 29.406 | 29.406 | 29.406 | 29.406 | 29.406 | 29.406 | 29.406 | 29.406 | 29.406 | 29.406 | 29.406 | 29.406 | 29.406 | 29.406 | 29.406 | 29.406 | 29.406 | 29.406 | 29.406 | 29.406 | 29.406 | 29.406 | 29.406 | 29.406 | 29.406 | 29.406 | 29.406 | 29.406 | 29.406 | 29.406 | 29.406 | 29.406 | 29.406 | 29.406 | 29.406 | 29.406 | 29.406 | 29.406 | 29.406 | 29.406 | 29.406 | 29.406 | 29.406 | 29.406 | 29.406 | 29.406 | 29.406 | 29.406 | 29.406 | 29.406 | 29.406 | 29.406 | 29.406 | 29.406 | 29.406 | 29.406 | 29.406 | 29.406 | 29.406
3851 | 29.4066 | 29.4066 | 29.4066 | 29.4066 | 29.4066 | 29.4066 | 29.4066 | 29.4066 | 29.4066 | 29.4066 | 29.4066 | 29.4066 | 29.4066 | 29.4066 | 29.4066 | 29.4066 | 29.4066 | 29.4066 | 29.4066 | 29.4066 | 29.4066 | 29.4066 | 29.4066 | 29.4066 | 29.4066 | 29.4066 | 29.4066 | 29.4066 | 29.4066 | 29.4066 | 29.4066 | 29.4066 | 29.4066 | 29.4066 | 29.4066 | 29.4066 | 29.4066 | 29.4066 | 29.4066 | 29.4066 | 29.4066 | 29.4066 | 29.4066 | 29.4066 | 29.4066 | 29.4066 | 29.4066 | 29.4066 | 29.4066 | 29.4066 | 29.4066 | 29.4066 | 29.4066 | 29.4066 | 29.4066 | 29.4066 | 29.4066 | 29.4066 | 29.4066 | 29.4066
3852 | 29.4073 | 29.4073 | 29.4073 | 29.4073 | 29.4073 | 29.4073 | 29.4073 | 29.4073 | 29.4073 | 29.4073 | 29.4073 | 29.4073 | 29.4073 | 29.4073 | 29.4073 | 29.4073 | 29.4073 | 29.4073 | 29.4073 | 29.4073 | 29.4073 | 29.4073 | 29.4073 | 29.4073 | 29.4073 | 29.4073 | 29.4073 | 29.4073 | 29.4073 | 29.4073 | 29.4073 | 29.4073 | 29.4073 | 29.4073 | 29.4073 | 29.4073 | 29.4073 | 29.4073 | 29.4073 | 29.4073 | 29.4073 | 29.4073 | 29.4073 | 29.4073 | 29.4073 | 29.4073 | 29.4073 | 29.4073 | 29.4073 | 29.4073 | 29.4073 | 29.4073 | 29.4073 | 29.4073 | 29.4073 | 29.4073 | 29.4073 | 29.4073 | 29.4073 | 29.4073
3853 | 29.4079 | 29.4079 | 29.4079 | 29.4079 | 29.4079 | 29.4079 | 29.4079 | 29.4079 | 29.4079 | 29.4079 | 29.4079 | 29.4079 | 29.4079 | 29.4079 | 29.4079 | 29.4079 | 29.4079 | 29.4079 | 29.4079 | 29.4079 | 29.4079 | 29.4079 | 29.4079 | 29.4079 | 29.4079 | 29.4079 | 29.4079 | 29.4079 | 29.4079 | 29.4079 | 29.4079 | 29.4079 | 29.4079 | 29.4079 | 29.4079 | 29.4079 | 29.4079 | 29.4079 | 29.4079 | 29.4079 | 29.4079 | 29.4079 | 29.4079 | 29.4079 | 29.4079 | 29.4079 | 29.4079 | 29.4079 | 29.4079 | 29.4079 | 29.4079 | 29.4079 | 29.4079 | 29.4079 | 29.4079 | 29.4079 | 29.4079 | 29.4079 | 29.4079 | 29.4079
3854 | 29.4086 | 29.4086 | 29.4086 | 29.4086 | 29.4086 | 29.4086 | 29.4086 | 29.4086 | 29.4086 | 29.4086 | 29.4086 | 29.4086 | 29.4086 | 29.4086 | 29.4086 | 29.4086 | 29.4086 | 29.4086 | 29.4086 | 29.4086 | 29.4086 | 29.4086 | 29.4086 | 29.4086 | 29.4086 | 29.4086 | 29.4086 | 29.4086 | 29.4086 | 29.4086 | 29.4086 | 29.4086 | 29.4086 | 29.4086 | 29.4086 | 29.4086 | 29.4086 | 29.4086 | 29.4086 | 29.4086 | 29.4086 | 29.4086 | 29.4086 | 29.4086 | 29.4086 | 29.4086 | 29.4086 | 29.4086 | 29.4086 | 29.4086 | 29.4086 | 29.4086 | 29.4086 | 29.4086 | 29.4086 | 29.4086 | 29.4086 | 29.4086 | 29.4086 | 29.4086
3855 | 29.4092 | 29.4092 | 29.4092 | 29.4092 | 29.4092 | 29.4092 | 29.4092 | 29.4092 | 29.4092 | 29.4092 | 29.4092 | 29.4092 | 29.4092 | 29.4092 | 29.4092 | 29.4092 | 29.4092 | 29.4092 | 29.4092 | 29.4092 | 29.4092 | 29.4092 | 29.4092 | 29.4092 | 29.4092 | 29.4092 | 29.4092 | 29.4092 | 29.4092 | 29.4092 | 29.4092 | 29.4092 | 29.4092 | 29.4092 | 29.4092 | 29.4092 | 29.4092 | 29.4092 | 29.4092 | 29.4092 | 29.4092 | 29.4092 | 29.4092 | 29.4092 | 29.4092 | 29.4092 | 29.4092 | 29.4092 | 29.4092 | 29.4092 | 29.4092 | 29.4092 | 29.4092 | 29.4092 | 29.4092 | 29.4092 | 29.4092 | 29.4092 | 29.4092 | 29.4092
3856 | 29.4099 | 29.4099 | 29.4099 | 29.4099 | 29.4099 | 29.4099 | 29.4099 | 29.4099 | 29.4099 | 29.4099 | 29.4099 | 29.4099 | 29.4099 | 29.4099 | 29.4099 | 29.4099 | 29.4099 | 29.4099 | 29.4099 | 29.4099 | 29.4099 | 29.4099 | 29.4099 | 29.4099 | 29.4099 | 29.4099 | 29.4099 | 29.4099 | 29.4099 | 29.4099 | 29.4099 | 29.4099 | 29.4099 | 29.4099 | 29.4099 | 29.4099 | 29.4099 | 29.4099 | 29.4099 | 29.4099 | 29.4099 | 29.4099 | 29.4099 | 29.4099 | 29.4099 | 29.4099 | 29.4099 | 29.4099 | 29.4099 | 29.4099 | 29.4099 | 29.4099 | 29.4099 | 29.4099 | 29.4099 | 29.4099 | 29.4099 | 29.4099 | 29.4099 | 29.4099
3857 | 29.4105 | 29.4105 | 29.4105 | 29.4105 | 29.4105 | 29.4105 | 29.4105 | 29.4105 | 29.4105 | 29.4105 | 29.4105 | 29.4105 | 29.4105 | 29.4105 | 29.4105 | 29.4105 | 29.4105 | 29.4105 | 29.4105 | 29.4105 | 29.4105 | 29.4105 | 29.4105 | 29.4105 | 29.4105 | 29.4105 | 29.4105 | 29.4105 | 29.4105 | 29.4105 | 29.4105 | 29.4105 | 29.4105 | 29.4105 | 29.4105 | 29.4105 | 29.4105 | 29.4105 | 29.4105 | 29.4105 | 29.4105 | 29.4105 | 29.4105 | 29.4105 | 29.4105 | 29.4105 | 29.4105 | 29.4105 | 29.4105 | 29.4105 | 29.4105 | 29.4105 | 29.4105 | 29.4105 | 29.4105 | 29.4105 | 29.4105 | 29.4105 | 29.4105 | 29.4105
3858 | 29.4112 | 29.4112 | 29.4112 | 29.4112 | 29.4112 | 29.4112 | 29.4112 | 29.4112 | 29.4112 | 29.4112 | 29.4112 | 29.4112 | 29.4112 | 29.4112 | 29.4112 | 29.4112 | 29.4112 | 29.4112 | 29.4112 | 29.4112 | 29.4112 | 29.4112 | 29.4112 | 29.4112 | 29.4112 | 29.4112 | 29.4112 | 29.4112 | 29.4112 | 29.4112 | 29.4112 | 29.4112 | 29.4112 | 29.4112 | 29.4112 | 29.4112 | 29.4112 | 29.4112 | 29.4112 | 29.4112 | 29.4112 | 29.4112 | 29.4112 | 29.4112 | 29.4112 | 29.4112 | 29.4112 | 29.4112 | 29.4112 | 29.4112 | 29.4112 | 29.4112 | 29.4112 | 29.4112 | 29.4112 | 29.4112 | 29.4112 | 29.4112 | 29.4112 | 29.4112
3859 | 29.4118 | 29.4118 | 29.4118 | 29.4118 | 29.4118 | 29.4118 | 29.4118 | 29.4118 | 29.4118 | 29.4118 | 29.4118 | 29.4118 | 29.4118 | 29.4118 | 29.4118 | 29.4118 | 29.4118 | 29.4118 | 29.4118 | 29.4118 | 29.4118 | 29.4118 | 29.4118 | 29.4118 | 29.4118 | 29.4118 | 29.4118 | 29.4118 | 29.4118 | 29.4118 | 29.4118 | 29.4118 | 29.4118 | 29.4118 | 29.4118 | 29.4118 | 29.4118 | 29.4118 | 29.4118 | 29.4118 | 29.4118 | 29.4118 | 29.4118 | 29.4118 | 29.4118 | 29.4118 | 29.4118 | 29.4118 | 29.4118 | 29.4118 | 29.4118 | 29.4118 | 29.4118 | 29.4118 | 29.4118 | 29.4118 | 29.4118 | 29.4118 | 29.4118 | 29.4118
3860 | 29.4125 | 29.4125 | 29.4125 | 29.4125 | 29.4125 | 29.4125 | 29.4125 | 29.4125 | 29.4125 | 29.4125 | 29.4125 | 29.4125 | 29.4125 | 29.4125 | 29.4125 | 29.4125 | 29.4125 | 29.4125 | 29.4125 | 29.4125 | 29.4125 | 29.4125 | 29.4125 | 29.4125 | 29.4125 | 29.4125 | 29.4125 | 29.4125 | 29.4125 | 29.4125 | 29.4125 | 29.4125 | 29.4125 | 29.4125 | 29.4125 | 29.4125 | 29.4125 | 29.4125 | 29.4125 | 29.4125 | 29.4125 | 29.4125 | 29.4125 | 29.4125 | 29.4125 | 29.4125 | 29.4125 | 29.4125 | 29.4125 | 29.4125 | 29.4125 | 29.4125 | 29.4125 | 29.4125 | 29.4125 | 29.4125 | 29.4125 | 29.4125 | 29.4125 | 29.4125
3861 | 29.4131 | 29.4131 | 29.4131 | 29.4131 | 29.4131 | 29.4131 | 29.4131 | 29.4131 | 29.4131 | 29.4131 | 29.4131 | 29.4131 | 29.4131 | 29.4131 | 29.4131 | 29.4131 | 29.4131 | 29.4131 | 29.4131 | 29.4131 | 29.4131 | 29.4131 | 29.4131 | 29.4131 | 29.4131 | 29.4131 | 29.4131 | 29.4131 | 29.4131 | 29.4131 | 29.4131 | 29.4131 | 29.4131 | 29.4131 | 29.4131 | 29.4131 | 29.4131 | 29.4131 | 29.4131 | 29.4131 | 29.4131 | 29.4131 | 29.4131 | 29.4131 | 29.4131 | 29.4131 | 29.4131 | 29.4131 | 29.4131 | 29.4131 | 29.4131 | 29.4131 | 29.4131 | 29.4131 | 29.4131 | 29.4131 | 29.4131 | 29.4131 | 29.4131 | 29.4131
3862 | 29.4137 | 29.4137 | 29.4137 | 29.4137 | 29.4137 | 29.4137 | 29.4137 | 29.4137 | 29.4137 | 29.4137 | 29.4137 | 29.4137 | 29.4137 | 29.4137 | 29.4137 | 29.4137 | 29.4137 | 29.4137 | 29.4137 | 29.4137 | 29.4137 | 29.4137 | 29.4137 | 29.4137 | 29.4137 | 29.4137 | 29.4137 | 29.4137 | 29.4137 | 29.4137 | 29.4137 | 29.4137 | 29.4137 | 29.4137 | 29.4137 | 29.4137 | 29.4137 | 29.4137 | 29.4137 | 29.4137 | 29.4137 | 29.4137 | 29.4137 | 29.4137 | 29.4137 | 29.4137 | 29.4137 | 29.4137 | 29.4137 | 29.4137 | 29.4137 | 29.4137 | 29.4137 | 29.4137 | 29.4137 | 29.4137 | 29.4137 | 29.4137 | 29.4137 | 29.4137
3863 | 29.4144 | 29.4144 | 29.4144 | 29.4144 | 29.4144 | 29.4144 | 29.4144 | 29.4144 | 29.4144 | 29.4144 | 29.4144 | 29.4144 | 29.4144 | 29.4144 | 29.4144 | 29.4144 | 29.4144 | 29.4144 | 29.4144 | 29.4144 | 29.4144 | 29.4144 | 29.4144 | 29.4144 | 29.4144 | 29.4144 | 29.4144 | 29.4144 | 29.4144 | 29.4144 | 29.4144 | 29.4144 | 29.4144 | 29.4144 | 29.4144 | 29.4144 | 29.4144 | 29.4144 | 29.4144 | 29.4144 | 29.4144 | 29.4144 | 29.4144 | 29.4144 | 29.4144 | 29.4144 | 29.4144 | 29.4144 | 29.4144 | 29.4144 | 29.4144 | 29.4144 | 29.4144 | 29.4144 | 29.4144 | 29.4144 | 29.4144 | 29.4144 | 29.4144 | 29.4144
3864 | 29.415 | 29.415 | 29.415 | 29.415 | 29.415 | 29.415 | 29.415 | 29.415 | 29.415 | 29.415 | 29.415 | 29.415 | 29.415 | 29.415 | 29.415 | 29.415 | 29.415 | 29.415 | 29.415 | 29.415 | 29.415 | 29.415 | 29.415 | 29.415 | 29.415 | 29.415 | 29.415 | 29.415 | 29.415 | 29.415 | 29.415 | 29.415 | 29.415 | 29.415 | 29.415 | 29.415 | 29.415 | 29.415 | 29.415 | 29.415 | 29.415 | 29.415 | 29.415 | 29.415 | 29.415 | 29.415 | 29.415 | 29.415 | 29.415 | 29.415 | 29.415 | 29.415 | 29.415 | 29.415 | 29.415 | 29.415 | 29.415 | 29.415 | 29.415 | 29.415
3865 | 29.4157 | 29.4157 | 29.4157 | 29.4157 | 29.4157 | 29.4157 | 29.4157 | 29.4157 | 29.4157 | 29.4157 | 29.4157 | 29.4157 | 29.4157 | 29.4157 | 29.4157 | 29.4157 | 29.4157 | 29.4157 | 29.4157 | 29.4157 | 29.4157 | 29.4157 | 29.4157 | 29.4157 | 29.4157 | 29.4157 | 29.4157 | 29.4157 | 29.4157 | 29.4157 | 29.4157 | 29.4157 | 29.4157 | 29.4157 | 29.4157 | 29.4157 | 29.4157 | 29.4157 | 29.4157 | 29.4157 | 29.4157 | 29.4157 | 29.4157 | 29.4157 | 29.4157 | 29.4157 | 29.4157 | 29.4157 | 29.4157 | 29.4157 | 29.4157 | 29.4157 | 29.4157 | 29.4157 | 29.4157 | 29.4157 | 29.4157 | 29.4157 | 29.4157 | 29.4157
3866 | 29.4163 | 29.4163 | 29.4163 | 29.4163 | 29.4163 | 29.4163 | 29.4163 | 29.4163 | 29.4163 | 29.4163 | 29.4163 | 29.4163 | 29.4163 | 29.4163 | 29.4163 | 29.4163 | 29.4163 | 29.4163 | 29.4163 | 29.4163 | 29.4163 | 29.4163 | 29.4163 | 29.4163 | 29.4163 | 29.4163 | 29.4163 | 29.4163 | 29.4163 | 29.4163 | 29.4163 | 29.4163 | 29.4163 | 29.4163 | 29.4163 | 29.4163 | 29.4163 | 29.4163 | 29.4163 | 29.4163 | 29.4163 | 29.4163 | 29.4163 | 29.4163 | 29.4163 | 29.4163 | 29.4163 | 29.4163 | 29.4163 | 29.4163 | 29.4163 | 29.4163 | 29.4163 | 29.4163 | 29.4163 | 29.4163 | 29.4163 | 29.4163 | 29.4163 | 29.4163
3867 | 29.417 | 29.417 | 29.417 | 29.417 | 29.417 | 29.417 | 29.417 | 29.417 | 29.417 | 29.417 | 29.417 | 29.417 | 29.417 | 29.417 | 29.417 | 29.417 | 29.417 | 29.417 | 29.417 | 29.417 | 29.417 | 29.417 | 29.417 | 29.417 | 29.417 | 29.417 | 29.417 | 29.417 | 29.417 | 29.417 | 29.417 | 29.417 | 29.417 | 29.417 | 29.417 | 29.417 | 29.417 | 29.417 | 29.417 | 29.417 | 29.417 | 29.417 | 29.417 | 29.417 | 29.417 | 29.417 | 29.417 | 29.417 | 29.417 | 29.417 | 29.417 | 29.417 | 29.417 | 29.417 | 29.417 | 29.417 | 29.417 | 29.417 | 29.417 | 29.417
3868 | 29.4176 | 29.4176 | 29.4176 | 29.4176 | 29.4176 | 29.4176 | 29.4176 | 29.4176 | 29.4176 | 29.4176 | 29.4176 | 29.4176 | 29.4176 | 29.4176 | 29.4176 | 29.4176 | 29.4176 | 29.4176 | 29.4176 | 29.4176 | 29.4176 | 29.4176 | 29.4176 | 29.4176 | 29.4176 | 29.4176 | 29.4176 | 29.4176 | 29.4176 | 29.4176 | 29.4176 | 29.4176 | 29.4176 | 29.4176 | 29.4176 | 29.4176 | 29.4176 | 29.4176 | 29.4176 | 29.4176 | 29.4176 | 29.4176 | 29.4176 | 29.4176 | 29.4176 | 29.4176 | 29.4176 | 29.4176 | 29.4176 | 29.4176 | 29.4176 | 29.4176 | 29.4176 | 29.4176 | 29.4176 | 29.4176 | 29.4176 | 29.4176 | 29.4176 | 29.4176
3869 | 29.4183 | 29.4183 | 29.4183 | 29.4183 | 29.4183 | 29.4183 | 29.4183 | 29.4183 | 29.4183 | 29.4183 | 29.4183 | 29.4183 | 29.4183 | 29.4183 | 29.4183 | 29.4183 | 29.4183 | 29.4183 | 29.4183 | 29.4183 | 29.4183 | 29.4183 | 29.4183 | 29.4183 | 29.4183 | 29.4183 | 29.4183 | 29.4183 | 29.4183 | 29.4183 | 29.4183 | 29.4183 | 29.4183 | 29.4183 | 29.4183 | 29.4183 | 29.4183 | 29.4183 | 29.4183 | 29.4183 | 29.4183 | 29.4183 | 29.4183 | 29.4183 | 29.4183 | 29.4183 | 29.4183 | 29.4183 | 29.4183 | 29.4183 | 29.4183 | 29.4183 | 29.4183 | 29.4183 | 29.4183 | 29.4183 | 29.4183 | 29.4183 | 29.4183 | 29.4183
3870 | 29.4189 | 29.4189 | 29.4189 | 29.4189 | 29.4189 | 29.4189 | 29.4189 | 29.4189 | 29.4189 | 29.4189 | 29.4189 | 29.4189 | 29.4189 | 29.4189 | 29.4189 | 29.4189 | 29.4189 | 29.4189 | 29.4189 | 29.4189 | 29.4189 | 29.4189 | 29.4189 | 29.4189 | 29.4189 | 29.4189 | 29.4189 | 29.4189 | 29.4189 | 29.4189 | 29.4189 | 29.4189 | 29.4189 | 29.4189 | 29.4189 | 29.4189 | 29.4189 | 29.4189 | 29.4189 | 29.4189 | 29.4189 | 29.4189 | 29.4189 | 29.4189 | 29.4189 | 29.4189 | 29.4189 | 29.4189 | 29.4189 | 29.4189 | 29.4189 | 29.4189 | 29.4189 | 29.4189 | 29.4189 | 29.4189 | 29.4189 | 29.4189 | 29.4189 | 29.4189
3871 | 29.4196 | 29.4196 | 29.4196 | 29.4196 | 29.4196 | 29.4196 | 29.4196 | 29.4196 | 29.4196 | 29.4196 | 29.4196 | 29.4196 | 29.4196 | 29.4196 | 29.4196 | 29.4196 | 29.4196 | 29.4196 | 29.4196 | 29.4196 | 29.4196 | 29.4196 | 29.4196 | 29.4196 | 29.4196 | 29.4196 | 29.4196 | 29.4196 | 29.4196 | 29.4196 | 29.4196 | 29.4196 | 29.4196 | 29.4196 | 29.4196 | 29.4196 | 29.4196 | 29.4196 | 29.4196 | 29.4196 | 29.4196 | 29.4196 | 29.4196 | 29.4196 | 29.4196 | 29.4196 | 29.4196 | 29.4196 | 29.4196 | 29.4196 | 29.4196 | 29.4196 | 29.4196 | 29.4196 | 29.4196 | 29.4196 | 29.4196 | 29.4196 | 29.4196 | 29.4196
3872 | 29.4202 | 29.4202 | 29.4202 | 29.4202 | 29.4202 | 29.4202 | 29.4202 | 29.4202 | 29.4202 | 29.4202 | 29.4202 | 29.4202 | 29.4202 | 29.4202 | 29.4202 | 29.4202 | 29.4202 | 29.4202 | 29.4202 | 29.4202 | 29.4202 | 29.4202 | 29.4202 | 29.4202 | 29.4202 | 29.4202 | 29.4202 | 29.4202 | 29.4202 | 29.4202 | 29.4202 | 29.4202 | 29.4202 | 29.4202 | 29.4202 | 29.4202 | 29.4202 | 29.4202 | 29.4202 | 29.4202 | 29.4202 | 29.4202 | 29.4202 | 29.4202 | 29.4202 | 29.4202 | 29.4202 | 29.4202 | 29.4202 | 29.4202 | 29.4202 | 29.4202 | 29.4202 | 29.4202 | 29.4202 | 29.4202 | 29.4202 | 29.4202 | 29.4202 | 29.4202
3873 | 29.4209 | 29.4209 | 29.4209 | 29.4209 | 29.4209 | 29.4209 | 29.4209 | 29.4209 | 29.4209 | 29.4209 | 29.4209 | 29.4209 | 29.4209 | 29.4209 | 29.4209 | 29.4209 | 29.4209 | 29.4209 | 29.4209 | 29.4209 | 29.4209 | 29.4209 | 29.4209 | 29.4209 | 29.4209 | 29.4209 | 29.4209 | 29.4209 | 29.4209 | 29.4209 | 29.4209 | 29.4209 | 29.4209 | 29.4209 | 29.4209 | 29.4209 | 29.4209 | 29.4209 | 29.4209 | 29.4209 | 29.4209 | 29.4209 | 29.4209 | 29.4209 | 29.4209 | 29.4209 | 29.4209 | 29.4209 | 29.4209 | 29.4209 | 29.4209 | 29.4209 | 29.4209 | 29.4209 | 29.4209 | 29.4209 | 29.4209 | 29.4209 | 29.4209 | 29.4209
3874 | 29.4215 | 29.4215 | 29.4215 | 29.4215 | 29.4215 | 29.4215 | 29.4215 | 29.4215 | 29.4215 | 29.4215 | 29.4215 | 29.4215 | 29.4215 | 29.4215 | 29.4215 | 29.4215 | 29.4215 | 29.4215 | 29.4215 | 29.4215 | 29.4215 | 29.4215 | 29.4215 | 29.4215 | 29.4215 | 29.4215 | 29.4215 | 29.4215 | 29.4215 | 29.4215 | 29.4215 | 29.4215 | 29.4215 | 29.4215 | 29.4215 | 29.4215 | 29.4215 | 29.4215 | 29.4215 | 29.4215 | 29.4215 | 29.4215 | 29.4215 | 29.4215 | 29.4215 | 29.4215 | 29.4215 | 29.4215 | 29.4215 | 29.4215 | 29.4215 | 29.4215 | 29.4215 | 29.4215 | 29.4215 | 29.4215 | 29.4215 | 29.4215 | 29.4215 | 29.4215
3875 | 29.4221 | 29.4221 | 29.4221 | 29.4221 | 29.4221 | 29.4221 | 29.4221 | 29.4221 | 29.4221 | 29.4221 | 29.4221 | 29.4221 | 29.4221 | 29.4221 | 29.4221 | 29.4221 | 29.4221 | 29.4221 | 29.4221 | 29.4221 | 29.4221 | 29.4221 | 29.4221 | 29.4221 | 29.4221 | 29.4221 | 29.4221 | 29.4221 | 29.4221 | 29.4221 | 29.4221 | 29.4221 | 29.4221 | 29.4221 | 29.4221 | 29.4221 | 29.4221 | 29.4221 | 29.4221 | 29.4221 | 29.4221 | 29.4221 | 29.4221 | 29.4221 | 29.4221 | 29.4221 | 29.4221 | 29.4221 | 29.4221 | 29.4221 | 29.4221 | 29.4221 | 29.4221 | 29.4221 | 29.4221 | 29.4221 | 29.4221 | 29.4221 | 29.4221 | 29.4221
3876 | 29.4228 | 29.4228 | 29.4228 | 29.4228 | 29.4228 | 29.4228 | 29.4228 | 29.4228 | 29.4228 | 29.4228 | 29.4228 | 29.4228 | 29.4228 | 29.4228 | 29.4228 | 29.4228 | 29.4228 | 29.4228 | 29.4228 | 29.4228 | 29.4228 | 29.4228 | 29.4228 | 29.4228 | 29.4228 | 29.4228 | 29.4228 | 29.4228 | 29.4228 | 29.4228 | 29.4228 | 29.4228 | 29.4228 | 29.4228 | 29.4228 | 29.4228 | 29.4228 | 29.4228 | 29.4228 | 29.4228 | 29.4228 | 29.4228 | 29.4228 | 29.4228 | 29.4228 | 29.4228 | 29.4228 | 29.4228 | 29.4228 | 29.4228 | 29.4228 | 29.4228 | 29.4228 | 29.4228 | 29.4228 | 29.4228 | 29.4228 | 29.4228 | 29.4228 | 29.4228
3877 | 29.4234 | 29.4234 | 29.4234 | 29.4234 | 29.4234 | 29.4234 | 29.4234 | 29.4234 | 29.4234 | 29.4234 | 29.4234 | 29.4234 | 29.4234 | 29.4234 | 29.4234 | 29.4234 | 29.4234 | 29.4234 | 29.4234 | 29.4234 | 29.4234 | 29.4234 | 29.4234 | 29.4234 | 29.4234 | 29.4234 | 29.4234 | 29.4234 | 29.4234 | 29.4234 | 29.4234 | 29.4234 | 29.4234 | 29.4234 | 29.4234 | 29.4234 | 29.4234 | 29.4234 | 29.4234 | 29.4234 | 29.4234 | 29.4234 | 29.4234 | 29.4234 | 29.4234 | 29.4234 | 29.4234 | 29.4234 | 29.4234 | 29.4234 | 29.4234 | 29.4234 | 29.4234 | 29.4234 | 29.4234 | 29.4234 | 29.4234 | 29.4234 | 29.4234 | 29.4234
3878 | 29.4241 | 29.4241 | 29.4241 | 29.4241 | 29.4241 | 29.4241 | 29.4241 | 29.4241 | 29.4241 | 29.4241 | 29.4241 | 29.4241 | 29.4241 | 29.4241 | 29.4241 | 29.4241 | 29.4241 | 29.4241 | 29.4241 | 29.4241 | 29.4241 | 29.4241 | 29.4241 | 29.4241 | 29.4241 | 29.4241 | 29.4241 | 29.4241 | 29.4241 | 29.4241 | 29.4241 | 29.4241 | 29.4241 | 29.4241 | 29.4241 | 29.4241 | 29.4241 | 29.4241 | 29.4241 | 29.4241 | 29.4241 | 29.4241 | 29.4241 | 29.4241 | 29.4241 | 29.4241 | 29.4241 | 29.4241 | 29.4241 | 29.4241 | 29.4241 | 29.4241 | 29.4241 | 29.4241 | 29.4241 | 29.4241 | 29.4241 | 29.4241 | 29.4241 | 29.4241
3879 | 29.4247 | 29.4247 | 29.4247 | 29.4247 | 29.4247 | 29.4247 | 29.4247 | 29.4247 | 29.4247 | 29.4247 | 29.4247 | 29.4247 | 29.4247 | 29.4247 | 29.4247 | 29.4247 | 29.4247 | 29.4247 | 29.4247 | 29.4247 | 29.4247 | 29.4247 | 29.4247 | 29.4247 | 29.4247 | 29.4247 | 29.4247 | 29.4247 | 29.4247 | 29.4247 | 29.4247 | 29.4247 | 29.4247 | 29.4247 | 29.4247 | 29.4247 | 29.4247 | 29.4247 | 29.4247 | 29.4247 | 29.4247 | 29.4247 | 29.4247 | 29.4247 | 29.4247 | 29.4247 | 29.4247 | 29.4247 | 29.4247 | 29.4247 | 29.4247 | 29.4247 | 29.4247 | 29.4247 | 29.4247 | 29.4247 | 29.4247 | 29.4247 | 29.4247 | 29.4247
3880 | 29.4254 | 29.4254 | 29.4254 | 29.4254 | 29.4254 | 29.4254 | 29.4254 | 29.4254 | 29.4254 | 29.4254 | 29.4254 | 29.4254 | 29.4254 | 29.4254 | 29.4254 | 29.4254 | 29.4254 | 29.4254 | 29.4254 | 29.4254 | 29.4254 | 29.4254 | 29.4254 | 29.4254 | 29.4254 | 29.4254 | 29.4254 | 29.4254 | 29.4254 | 29.4254 | 29.4254 | 29.4254 | 29.4254 | 29.4254 | 29.4254 | 29.4254 | 29.4254 | 29.4254 | 29.4254 | 29.4254 | 29.4254 | 29.4254 | 29.4254 | 29.4254 | 29.4254 | 29.4254 | 29.4254 | 29.4254 | 29.4254 | 29.4254 | 29.4254 | 29.4254 | 29.4254 | 29.4254 | 29.4254 | 29.4254 | 29.4254 | 29.4254 | 29.4254 | 29.4254
3881 | 29.426 | 29.426 | 29.426 | 29.426 | 29.426 | 29.426 | 29.426 | 29.426 | 29.426 | 29.426 | 29.426 | 29.426 | 29.426 | 29.426 | 29.426 | 29.426 | 29.426 | 29.426 | 29.426 | 29.426 | 29.426 | 29.426 | 29.426 | 29.426 | 29.426 | 29.426 | 29.426 | 29.426 | 29.426 | 29.426 | 29.426 | 29.426 | 29.426 | 29.426 | 29.426 | 29.426 | 29.426 | 29.426 | 29.426 | 29.426 | 29.426 | 29.426 | 29.426 | 29.426 | 29.426 | 29.426 | 29.426 | 29.426 | 29.426 | 29.426 | 29.426 | 29.426 | 29.426 | 29.426 | 29.426 | 29.426 | 29.426 | 29.426 | 29.426 | 29.426
3882 | 29.4267 | 29.4267 | 29.4267 | 29.4267 | 29.4267 | 29.4267 | 29.4267 | 29.4267 | 29.4267 | 29.4267 | 29.4267 | 29.4267 | 29.4267 | 29.4267 | 29.4267 | 29.4267 | 29.4267 | 29.4267 | 29.4267 | 29.4267 | 29.4267 | 29.4267 | 29.4267 | 29.4267 | 29.4267 | 29.4267 | 29.4267 | 29.4267 | 29.4267 | 29.4267 | 29.4267 | 29.4267 | 29.4267 | 29.4267 | 29.4267 | 29.4267 | 29.4267 | 29.4267 | 29.4267 | 29.4267 | 29.4267 | 29.4267 | 29.4267 | 29.4267 | 29.4267 | 29.4267 | 29.4267 | 29.4267 | 29.4267 | 29.4267 | 29.4267 | 29.4267 | 29.4267 | 29.4267 | 29.4267 | 29.4267 | 29.4267 | 29.4267 | 29.4267 | 29.4267
3883 | 29.4273 | 29.4273 | 29.4273 | 29.4273 | 29.4273 | 29.4273 | 29.4273 | 29.4273 | 29.4273 | 29.4273 | 29.4273 | 29.4273 | 29.4273 | 29.4273 | 29.4273 | 29.4273 | 29.4273 | 29.4273 | 29.4273 | 29.4273 | 29.4273 | 29.4273 | 29.4273 | 29.4273 | 29.4273 | 29.4273 | 29.4273 | 29.4273 | 29.4273 | 29.4273 | 29.4273 | 29.4273 | 29.4273 | 29.4273 | 29.4273 | 29.4273 | 29.4273 | 29.4273 | 29.4273 | 29.4273 | 29.4273 | 29.4273 | 29.4273 | 29.4273 | 29.4273 | 29.4273 | 29.4273 | 29.4273 | 29.4273 | 29.4273 | 29.4273 | 29.4273 | 29.4273 | 29.4273 | 29.4273 | 29.4273 | 29.4273 | 29.4273 | 29.4273 | 29.4273
3884 | 29.4279 | 29.4279 | 29.4279 | 29.4279 | 29.4279 | 29.4279 | 29.4279 | 29.4279 | 29.4279 | 29.4279 | 29.4279 | 29.4279 | 29.4279 | 29.4279 | 29.4279 | 29.4279 | 29.4279 | 29.4279 | 29.4279 | 29.4279 | 29.4279 | 29.4279 | 29.4279 | 29.4279 | 29.4279 | 29.4279 | 29.4279 | 29.4279 | 29.4279 | 29.4279 | 29.4279 | 29.4279 | 29.4279 | 29.4279 | 29.4279 | 29.4279 | 29.4279 | 29.4279 | 29.4279 | 29.4279 | 29.4279 | 29.4279 | 29.4279 | 29.4279 | 29.4279 | 29.4279 | 29.4279 | 29.4279 | 29.4279 | 29.4279 | 29.4279 | 29.4279 | 29.4279 | 29.4279 | 29.4279 | 29.4279 | 29.4279 | 29.4279 | 29.4279 | 29.4279
3885 | 29.4286 | 29.4286 | 29.4286 | 29.4286 | 29.4286 | 29.4286 | 29.4286 | 29.4286 | 29.4286 | 29.4286 | 29.4286 | 29.4286 | 29.4286 | 29.4286 | 29.4286 | 29.4286 | 29.4286 | 29.4286 | 29.4286 | 29.4286 | 29.4286 | 29.4286 | 29.4286 | 29.4286 | 29.4286 | 29.4286 | 29.4286 | 29.4286 | 29.4286 | 29.4286 | 29.4286 | 29.4286 | 29.4286 | 29.4286 | 29.4286 | 29.4286 | 29.4286 | 29.4286 | 29.4286 | 29.4286 | 29.4286 | 29.4286 | 29.4286 | 29.4286 | 29.4286 | 29.4286 | 29.4286 | 29.4286 | 29.4286 | 29.4286 | 29.4286 | 29.4286 | 29.4286 | 29.4286 | 29.4286 | 29.4286 | 29.4286 | 29.4286 | 29.4286 | 29.4286
3886 | 29.4292 | 29.4292 | 29.4292 | 29.4292 | 29.4292 | 29.4292 | 29.4292 | 29.4292 | 29.4292 | 29.4292 | 29.4292 | 29.4292 | 29.4292 | 29.4292 | 29.4292 | 29.4292 | 29.4292 | 29.4292 | 29.4292 | 29.4292 | 29.4292 | 29.4292 | 29.4292 | 29.4292 | 29.4292 | 29.4292 | 29.4292 | 29.4292 | 29.4292 | 29.4292 | 29.4292 | 29.4292 | 29.4292 | 29.4292 | 29.4292 | 29.4292 | 29.4292 | 29.4292 | 29.4292 | 29.4292 | 29.4292 | 29.4292 | 29.4292 | 29.4292 | 29.4292 | 29.4292 | 29.4292 | 29.4292 | 29.4292 | 29.4292 | 29.4292 | 29.4292 | 29.4292 | 29.4292 | 29.4292 | 29.4292 | 29.4292 | 29.4292 | 29.4292 | 29.4292
3887 | 29.4299 | 29.4299 | 29.4299 | 29.4299 | 29.4299 | 29.4299 | 29.4299 | 29.4299 | 29.4299 | 29.4299 | 29.4299 | 29.4299 | 29.4299 | 29.4299 | 29.4299 | 29.4299 | 29.4299 | 29.4299 | 29.4299 | 29.4299 | 29.4299 | 29.4299 | 29.4299 | 29.4299 | 29.4299 | 29.4299 | 29.4299 | 29.4299 | 29.4299 | 29.4299 | 29.4299 | 29.4299 | 29.4299 | 29.4299 | 29.4299 | 29.4299 | 29.4299 | 29.4299 | 29.4299 | 29.4299 | 29.4299 | 29.4299 | 29.4299 | 29.4299 | 29.4299 | 29.4299 | 29.4299 | 29.4299 | 29.4299 | 29.4299 | 29.4299 | 29.4299 | 29.4299 | 29.4299 | 29.4299 | 29.4299 | 29.4299 | 29.4299 | 29.4299 | 29.4299
3888 | 29.4305 | 29.4305 | 29.4305 | 29.4305 | 29.4305 | 29.4305 | 29.4305 | 29.4305 | 29.4305 | 29.4305 | 29.4305 | 29.4305 | 29.4305 | 29.4305 | 29.4305 | 29.4305 | 29.4305 | 29.4305 | 29.4305 | 29.4305 | 29.4305 | 29.4305 | 29.4305 | 29.4305 | 29.4305 | 29.4305 | 29.4305 | 29.4305 | 29.4305 | 29.4305 | 29.4305 | 29.4305 | 29.4305 | 29.4305 | 29.4305 | 29.4305 | 29.4305 | 29.4305 | 29.4305 | 29.4305 | 29.4305 | 29.4305 | 29.4305 | 29.4305 | 29.4305 | 29.4305 | 29.4305 | 29.4305 | 29.4305 | 29.4305 | 29.4305 | 29.4305 | 29.4305 | 29.4305 | 29.4305 | 29.4305 | 29.4305 | 29.4305 | 29.4305 | 29.4305
3889 | 29.4312 | 29.4312 | 29.4312 | 29.4312 | 29.4312 | 29.4312 | 29.4312 | 29.4312 | 29.4312 | 29.4312 | 29.4312 | 29.4312 | 29.4312 | 29.4312 | 29.4312 | 29.4312 | 29.4312 | 29.4312 | 29.4312 | 29.4312 | 29.4312 | 29.4312 | 29.4312 | 29.4312 | 29.4312 | 29.4312 | 29.4312 | 29.4312 | 29.4312 | 29.4312 | 29.4312 | 29.4312 | 29.4312 | 29.4312 | 29.4312 | 29.4312 | 29.4312 | 29.4312 | 29.4312 | 29.4312 | 29.4312 | 29.4312 | 29.4312 | 29.4312 | 29.4312 | 29.4312 | 29.4312 | 29.4312 | 29.4312 | 29.4312 | 29.4312 | 29.4312 | 29.4312 | 29.4312 | 29.4312 | 29.4312 | 29.4312 | 29.4312 | 29.4312 | 29.4312
3890 | 29.4318 | 29.4318 | 29.4318 | 29.4318 | 29.4318 | 29.4318 | 29.4318 | 29.4318 | 29.4318 | 29.4318 | 29.4318 | 29.4318 | 29.4318 | 29.4318 | 29.4318 | 29.4318 | 29.4318 | 29.4318 | 29.4318 | 29.4318 | 29.4318 | 29.4318 | 29.4318 | 29.4318 | 29.4318 | 29.4318 | 29.4318 | 29.4318 | 29.4318 | 29.4318 | 29.4318 | 29.4318 | 29.4318 | 29.4318 | 29.4318 | 29.4318 | 29.4318 | 29.4318 | 29.4318 | 29.4318 | 29.4318 | 29.4318 | 29.4318 | 29.4318 | 29.4318 | 29.4318 | 29.4318 | 29.4318 | 29.4318 | 29.4318 | 29.4318 | 29.4318 | 29.4318 | 29.4318 | 29.4318 | 29.4318 | 29.4318 | 29.4318 | 29.4318 | 29.4318
3891 | 29.4324 | 29.4324 | 29.4324 | 29.4324 | 29.4324 | 29.4324 | 29.4324 | 29.4324 | 29.4324 | 29.4324 | 29.4324 | 29.4324 | 29.4324 | 29.4324 | 29.4324 | 29.4324 | 29.4324 | 29.4324 | 29.4324 | 29.4324 | 29.4324 | 29.4324 | 29.4324 | 29.4324 | 29.4324 | 29.4324 | 29.4324 | 29.4324 | 29.4324 | 29.4324 | 29.4324 | 29.4324 | 29.4324 | 29.4324 | 29.4324 | 29.4324 | 29.4324 | 29.4324 | 29.4324 | 29.4324 | 29.4324 | 29.4324 | 29.4324 | 29.4324 | 29.4324 | 29.4324 | 29.4324 | 29.4324 | 29.4324 | 29.4324 | 29.4324 | 29.4324 | 29.4324 | 29.4324 | 29.4324 | 29.4324 | 29.4324 | 29.4324 | 29.4324 | 29.4324
3892 | 29.4331 | 29.4331 | 29.4331 | 29.4331 | 29.4331 | 29.4331 | 29.4331 | 29.4331 | 29.4331 | 29.4331 | 29.4331 | 29.4331 | 29.4331 | 29.4331 | 29.4331 | 29.4331 | 29.4331 | 29.4331 | 29.4331 | 29.4331 | 29.4331 | 29.4331 | 29.4331 | 29.4331 | 29.4331 | 29.4331 | 29.4331 | 29.4331 | 29.4331 | 29.4331 | 29.4331 | 29.4331 | 29.4331 | 29.4331 | 29.4331 | 29.4331 | 29.4331 | 29.4331 | 29.4331 | 29.4331 | 29.4331 | 29.4331 | 29.4331 | 29.4331 | 29.4331 | 29.4331 | 29.4331 | 29.4331 | 29.4331 | 29.4331 | 29.4331 | 29.4331 | 29.4331 | 29.4331 | 29.4331 | 29.4331 | 29.4331 | 29.4331 | 29.4331 | 29.4331
3893 | 29.4337 | 29.4337 | 29.4337 | 29.4337 | 29.4337 | 29.4337 | 29.4337 | 29.4337 | 29.4337 | 29.4337 | 29.4337 | 29.4337 | 29.4337 | 29.4337 | 29.4337 | 29.4337 | 29.4337 | 29.4337 | 29.4337 | 29.4337 | 29.4337 | 29.4337 | 29.4337 | 29.4337 | 29.4337 | 29.4337 | 29.4337 | 29.4337 | 29.4337 | 29.4337 | 29.4337 | 29.4337 | 29.4337 | 29.4337 | 29.4337 | 29.4337 | 29.4337 | 29.4337 | 29.4337 | 29.4337 | 29.4337 | 29.4337 | 29.4337 | 29.4337 | 29.4337 | 29.4337 | 29.4337 | 29.4337 | 29.4337 | 29.4337 | 29.4337 | 29.4337 | 29.4337 | 29.4337 | 29.4337 | 29.4337 | 29.4337 | 29.4337 | 29.4337 | 29.4337
3894 | 29.4344 | 29.4344 | 29.4344 | 29.4344 | 29.4344 | 29.4344 | 29.4344 | 29.4344 | 29.4344 | 29.4344 | 29.4344 | 29.4344 | 29.4344 | 29.4344 | 29.4344 | 29.4344 | 29.4344 | 29.4344 | 29.4344 | 29.4344 | 29.4344 | 29.4344 | 29.4344 | 29.4344 | 29.4344 | 29.4344 | 29.4344 | 29.4344 | 29.4344 | 29.4344 | 29.4344 | 29.4344 | 29.4344 | 29.4344 | 29.4344 | 29.4344 | 29.4344 | 29.4344 | 29.4344 | 29.4344 | 29.4344 | 29.4344 | 29.4344 | 29.4344 | 29.4344 | 29.4344 | 29.4344 | 29.4344 | 29.4344 | 29.4344 | 29.4344 | 29.4344 | 29.4344 | 29.4344 | 29.4344 | 29.4344 | 29.4344 | 29.4344 | 29.4344 | 29.4344
3895 | 29.435 | 29.435 | 29.435 | 29.435 | 29.435 | 29.435 | 29.435 | 29.435 | 29.435 | 29.435 | 29.435 | 29.435 | 29.435 | 29.435 | 29.435 | 29.435 | 29.435 | 29.435 | 29.435 | 29.435 | 29.435 | 29.435 | 29.435 | 29.435 | 29.435 | 29.435 | 29.435 | 29.435 | 29.435 | 29.435 | 29.435 | 29.435 | 29.435 | 29.435 | 29.435 | 29.435 | 29.435 | 29.435 | 29.435 | 29.435 | 29.435 | 29.435 | 29.435 | 29.435 | 29.435 | 29.435 | 29.435 | 29.435 | 29.435 | 29.435 | 29.435 | 29.435 | 29.435 | 29.435 | 29.435 | 29.435 | 29.435 | 29.435 | 29.435 | 29.435
3896 | 29.4357 | 29.4357 | 29.4357 | 29.4357 | 29.4357 | 29.4357 | 29.4357 | 29.4357 | 29.4357 | 29.4357 | 29.4357 | 29.4357 | 29.4357 | 29.4357 | 29.4357 | 29.4357 | 29.4357 | 29.4357 | 29.4357 | 29.4357 | 29.4357 | 29.4357 | 29.4357 | 29.4357 | 29.4357 | 29.4357 | 29.4357 | 29.4357 | 29.4357 | 29.4357 | 29.4357 | 29.4357 | 29.4357 | 29.4357 | 29.4357 | 29.4357 | 29.4357 | 29.4357 | 29.4357 | 29.4357 | 29.4357 | 29.4357 | 29.4357 | 29.4357 | 29.4357 | 29.4357 | 29.4357 | 29.4357 | 29.4357 | 29.4357 | 29.4357 | 29.4357 | 29.4357 | 29.4357 | 29.4357 | 29.4357 | 29.4357 | 29.4357 | 29.4357 | 29.4357
3897 | 29.4363 | 29.4363 | 29.4363 | 29.4363 | 29.4363 | 29.4363 | 29.4363 | 29.4363 | 29.4363 | 29.4363 | 29.4363 | 29.4363 | 29.4363 | 29.4363 | 29.4363 | 29.4363 | 29.4363 | 29.4363 | 29.4363 | 29.4363 | 29.4363 | 29.4363 | 29.4363 | 29.4363 | 29.4363 | 29.4363 | 29.4363 | 29.4363 | 29.4363 | 29.4363 | 29.4363 | 29.4363 | 29.4363 | 29.4363 | 29.4363 | 29.4363 | 29.4363 | 29.4363 | 29.4363 | 29.4363 | 29.4363 | 29.4363 | 29.4363 | 29.4363 | 29.4363 | 29.4363 | 29.4363 | 29.4363 | 29.4363 | 29.4363 | 29.4363 | 29.4363 | 29.4363 | 29.4363 | 29.4363 | 29.4363 | 29.4363 | 29.4363 | 29.4363 | 29.4363
3898 | 29.4369 | 29.4369 | 29.4369 | 29.4369 | 29.4369 | 29.4369 | 29.4369 | 29.4369 | 29.4369 | 29.4369 | 29.4369 | 29.4369 | 29.4369 | 29.4369 | 29.4369 | 29.4369 | 29.4369 | 29.4369 | 29.4369 | 29.4369 | 29.4369 | 29.4369 | 29.4369 | 29.4369 | 29.4369 | 29.4369 | 29.4369 | 29.4369 | 29.4369 | 29.4369 | 29.4369 | 29.4369 | 29.4369 | 29.4369 | 29.4369 | 29.4369 | 29.4369 | 29.4369 | 29.4369 | 29.4369 | 29.4369 | 29.4369 | 29.4369 | 29.4369 | 29.4369 | 29.4369 | 29.4369 | 29.4369 | 29.4369 | 29.4369 | 29.4369 | 29.4369 | 29.4369 | 29.4369 | 29.4369 | 29.4369 | 29.4369 | 29.4369 | 29.4369 | 29.4369
3899 | 29.4376 | 29.4376 | 29.4376 | 29.4376 | 29.4376 | 29.4376 | 29.4376 | 29.4376 | 29.4376 | 29.4376 | 29.4376 | 29.4376 | 29.4376 | 29.4376 | 29.4376 | 29.4376 | 29.4376 | 29.4376 | 29.4376 | 29.4376 | 29.4376 | 29.4376 | 29.4376 | 29.4376 | 29.4376 | 29.4376 | 29.4376 | 29.4376 | 29.4376 | 29.4376 | 29.4376 | 29.4376 | 29.4376 | 29.4376 | 29.4376 | 29.4376 | 29.4376 | 29.4376 | 29.4376 | 29.4376 | 29.4376 | 29.4376 | 29.4376 | 29.4376 | 29.4376 | 29.4376 | 29.4376 | 29.4376 | 29.4376 | 29.4376 | 29.4376 | 29.4376 | 29.4376 | 29.4376 | 29.4376 | 29.4376 | 29.4376 | 29.4376 | 29.4376 | 29.4376
3900 | 29.4382 | 29.4382 | 29.4382 | 29.4382 | 29.4382 | 29.4382 | 29.4382 | 29.4382 | 29.4382 | 29.4382 | 29.4382 | 29.4382 | 29.4382 | 29.4382 | 29.4382 | 29.4382 | 29.4382 | 29.4382 | 29.4382 | 29.4382 | 29.4382 | 29.4382 | 29.4382 | 29.4382 | 29.4382 | 29.4382 | 29.4382 | 29.4382 | 29.4382 | 29.4382 | 29.4382 | 29.4382 | 29.4382 | 29.4382 | 29.4382 | 29.4382 | 29.4382 | 29.4382 | 29.4382 | 29.4382 | 29.4382 | 29.4382 | 29.4382 | 29.4382 | 29.4382 | 29.4382 | 29.4382 | 29.4382 | 29.4382 | 29.4382 | 29.4382 | 29.4382 | 29.4382 | 29.4382 | 29.4382 | 29.4382 | 29.4382 | 29.4382 | 29.4382 | 29.4382
3901 | 29.4389 | 29.4389 | 29.4389 | 29.4389 | 29.4389 | 29.4389 | 29.4389 | 29.4389 | 29.4389 | 29.4389 | 29.4389 | 29.4389 | 29.4389 | 29.4389 | 29.4389 | 29.4389 | 29.4389 | 29.4389 | 29.4389 | 29.4389 | 29.4389 | 29.4389 | 29.4389 | 29.4389 | 29.4389 | 29.4389 | 29.4389 | 29.4389 | 29.4389 | 29.4389 | 29.4389 | 29.4389 | 29.4389 | 29.4389 | 29.4389 | 29.4389 | 29.4389 | 29.4389 | 29.4389 | 29.4389 | 29.4389 | 29.4389 | 29.4389 | 29.4389 | 29.4389 | 29.4389 | 29.4389 | 29.4389 | 29.4389 | 29.4389 | 29.4389 | 29.4389 | 29.4389 | 29.4389 | 29.4389 | 29.4389 | 29.4389 | 29.4389 | 29.4389 | 29.4389
3902 | 29.4395 | 29.4395 | 29.4395 | 29.4395 | 29.4395 | 29.4395 | 29.4395 | 29.4395 | 29.4395 | 29.4395 | 29.4395 | 29.4395 | 29.4395 | 29.4395 | 29.4395 | 29.4395 | 29.4395 | 29.4395 | 29.4395 | 29.4395 | 29.4395 | 29.4395 | 29.4395 | 29.4395 | 29.4395 | 29.4395 | 29.4395 | 29.4395 | 29.4395 | 29.4395 | 29.4395 | 29.4395 | 29.4395 | 29.4395 | 29.4395 | 29.4395 | 29.4395 | 29.4395 | 29.4395 | 29.4395 | 29.4395 | 29.4395 | 29.4395 | 29.4395 | 29.4395 | 29.4395 | 29.4395 | 29.4395 | 29.4395 | 29.4395 | 29.4395 | 29.4395 | 29.4395 | 29.4395 | 29.4395 | 29.4395 | 29.4395 | 29.4395 | 29.4395 | 29.4395
3903 | 29.4401 | 29.4401 | 29.4401 | 29.4401 | 29.4401 | 29.4401 | 29.4401 | 29.4401 | 29.4401 | 29.4401 | 29.4401 | 29.4401 | 29.4401 | 29.4401 | 29.4401 | 29.4401 | 29.4401 | 29.4401 | 29.4401 | 29.4401 | 29.4401 | 29.4401 | 29.4401 | 29.4401 | 29.4401 | 29.4401 | 29.4401 | 29.4401 | 29.4401 | 29.4401 | 29.4401 | 29.4401 | 29.4401 | 29.4401 | 29.4401 | 29.4401 | 29.4401 | 29.4401 | 29.4401 | 29.4401 | 29.4401 | 29.4401 | 29.4401 | 29.4401 | 29.4401 | 29.4401 | 29.4401 | 29.4401 | 29.4401 | 29.4401 | 29.4401 | 29.4401 | 29.4401 | 29.4401 | 29.4401 | 29.4401 | 29.4401 | 29.4401 | 29.4401 | 29.4401
3904 | 29.4408 | 29.4408 | 29.4408 | 29.4408 | 29.4408 | 29.4408 | 29.4408 | 29.4408 | 29.4408 | 29.4408 | 29.4408 | 29.4408 | 29.4408 | 29.4408 | 29.4408 | 29.4408 | 29.4408 | 29.4408 | 29.4408 | 29.4408 | 29.4408 | 29.4408 | 29.4408 | 29.4408 | 29.4408 | 29.4408 | 29.4408 | 29.4408 | 29.4408 | 29.4408 | 29.4408 | 29.4408 | 29.4408 | 29.4408 | 29.4408 | 29.4408 | 29.4408 | 29.4408 | 29.4408 | 29.4408 | 29.4408 | 29.4408 | 29.4408 | 29.4408 | 29.4408 | 29.4408 | 29.4408 | 29.4408 | 29.4408 | 29.4408 | 29.4408 | 29.4408 | 29.4408 | 29.4408 | 29.4408 | 29.4408 | 29.4408 | 29.4408 | 29.4408 | 29.4408
3905 | 29.4414 | 29.4414 | 29.4414 | 29.4414 | 29.4414 | 29.4414 | 29.4414 | 29.4414 | 29.4414 | 29.4414 | 29.4414 | 29.4414 | 29.4414 | 29.4414 | 29.4414 | 29.4414 | 29.4414 | 29.4414 | 29.4414 | 29.4414 | 29.4414 | 29.4414 | 29.4414 | 29.4414 | 29.4414 | 29.4414 | 29.4414 | 29.4414 | 29.4414 | 29.4414 | 29.4414 | 29.4414 | 29.4414 | 29.4414 | 29.4414 | 29.4414 | 29.4414 | 29.4414 | 29.4414 | 29.4414 | 29.4414 | 29.4414 | 29.4414 | 29.4414 | 29.4414 | 29.4414 | 29.4414 | 29.4414 | 29.4414 | 29.4414 | 29.4414 | 29.4414 | 29.4414 | 29.4414 | 29.4414 | 29.4414 | 29.4414 | 29.4414 | 29.4414 | 29.4414
3906 | 29.4421 | 29.4421 | 29.4421 | 29.4421 | 29.4421 | 29.4421 | 29.4421 | 29.4421 | 29.4421 | 29.4421 | 29.4421 | 29.4421 | 29.4421 | 29.4421 | 29.4421 | 29.4421 | 29.4421 | 29.4421 | 29.4421 | 29.4421 | 29.4421 | 29.4421 | 29.4421 | 29.4421 | 29.4421 | 29.4421 | 29.4421 | 29.4421 | 29.4421 | 29.4421 | 29.4421 | 29.4421 | 29.4421 | 29.4421 | 29.4421 | 29.4421 | 29.4421 | 29.4421 | 29.4421 | 29.4421 | 29.4421 | 29.4421 | 29.4421 | 29.4421 | 29.4421 | 29.4421 | 29.4421 | 29.4421 | 29.4421 | 29.4421 | 29.4421 | 29.4421 | 29.4421 | 29.4421 | 29.4421 | 29.4421 | 29.4421 | 29.4421 | 29.4421 | 29.4421
3907 | 29.4427 | 29.4427 | 29.4427 | 29.4427 | 29.4427 | 29.4427 | 29.4427 | 29.4427 | 29.4427 | 29.4427 | 29.4427 | 29.4427 | 29.4427 | 29.4427 | 29.4427 | 29.4427 | 29.4427 | 29.4427 | 29.4427 | 29.4427 | 29.4427 | 29.4427 | 29.4427 | 29.4427 | 29.4427 | 29.4427 | 29.4427 | 29.4427 | 29.4427 | 29.4427 | 29.4427 | 29.4427 | 29.4427 | 29.4427 | 29.4427 | 29.4427 | 29.4427 | 29.4427 | 29.4427 | 29.4427 | 29.4427 | 29.4427 | 29.4427 | 29.4427 | 29.4427 | 29.4427 | 29.4427 | 29.4427 | 29.4427 | 29.4427 | 29.4427 | 29.4427 | 29.4427 | 29.4427 | 29.4427 | 29.4427 | 29.4427 | 29.4427 | 29.4427 | 29.4427
3908 | 29.4433 | 29.4433 | 29.4433 | 29.4433 | 29.4433 | 29.4433 | 29.4433 | 29.4433 | 29.4433 | 29.4433 | 29.4433 | 29.4433 | 29.4433 | 29.4433 | 29.4433 | 29.4433 | 29.4433 | 29.4433 | 29.4433 | 29.4433 | 29.4433 | 29.4433 | 29.4433 | 29.4433 | 29.4433 | 29.4433 | 29.4433 | 29.4433 | 29.4433 | 29.4433 | 29.4433 | 29.4433 | 29.4433 | 29.4433 | 29.4433 | 29.4433 | 29.4433 | 29.4433 | 29.4433 | 29.4433 | 29.4433 | 29.4433 | 29.4433 | 29.4433 | 29.4433 | 29.4433 | 29.4433 | 29.4433 | 29.4433 | 29.4433 | 29.4433 | 29.4433 | 29.4433 | 29.4433 | 29.4433 | 29.4433 | 29.4433 | 29.4433 | 29.4433 | 29.4433
3909 | 29.444 | 29.444 | 29.444 | 29.444 | 29.444 | 29.444 | 29.444 | 29.444 | 29.444 | 29.444 | 29.444 | 29.444 | 29.444 | 29.444 | 29.444 | 29.444 | 29.444 | 29.444 | 29.444 | 29.444 | 29.444 | 29.444 | 29.444 | 29.444 | 29.444 | 29.444 | 29.444 | 29.444 | 29.444 | 29.444 | 29.444 | 29.444 | 29.444 | 29.444 | 29.444 | 29.444 | 29.444 | 29.444 | 29.444 | 29.444 | 29.444 | 29.444 | 29.444 | 29.444 | 29.444 | 29.444 | 29.444 | 29.444 | 29.444 | 29.444 | 29.444 | 29.444 | 29.444 | 29.444 | 29.444 | 29.444 | 29.444 | 29.444 | 29.444 | 29.444
3910 | 29.4446 | 29.4446 | 29.4446 | 29.4446 | 29.4446 | 29.4446 | 29.4446 | 29.4446 | 29.4446 | 29.4446 | 29.4446 | 29.4446 | 29.4446 | 29.4446 | 29.4446 | 29.4446 | 29.4446 | 29.4446 | 29.4446 | 29.4446 | 29.4446 | 29.4446 | 29.4446 | 29.4446 | 29.4446 | 29.4446 | 29.4446 | 29.4446 | 29.4446 | 29.4446 | 29.4446 | 29.4446 | 29.4446 | 29.4446 | 29.4446 | 29.4446 | 29.4446 | 29.4446 | 29.4446 | 29.4446 | 29.4446 | 29.4446 | 29.4446 | 29.4446 | 29.4446 | 29.4446 | 29.4446 | 29.4446 | 29.4446 | 29.4446 | 29.4446 | 29.4446 | 29.4446 | 29.4446 | 29.4446 | 29.4446 | 29.4446 | 29.4446 | 29.4446 | 29.4446
3911 | 29.4453 | 29.4453 | 29.4453 | 29.4453 | 29.4453 | 29.4453 | 29.4453 | 29.4453 | 29.4453 | 29.4453 | 29.4453 | 29.4453 | 29.4453 | 29.4453 | 29.4453 | 29.4453 | 29.4453 | 29.4453 | 29.4453 | 29.4453 | 29.4453 | 29.4453 | 29.4453 | 29.4453 | 29.4453 | 29.4453 | 29.4453 | 29.4453 | 29.4453 | 29.4453 | 29.4453 | 29.4453 | 29.4453 | 29.4453 | 29.4453 | 29.4453 | 29.4453 | 29.4453 | 29.4453 | 29.4453 | 29.4453 | 29.4453 | 29.4453 | 29.4453 | 29.4453 | 29.4453 | 29.4453 | 29.4453 | 29.4453 | 29.4453 | 29.4453 | 29.4453 | 29.4453 | 29.4453 | 29.4453 | 29.4453 | 29.4453 | 29.4453 | 29.4453 | 29.4453
3912 | 29.4459 | 29.4459 | 29.4459 | 29.4459 | 29.4459 | 29.4459 | 29.4459 | 29.4459 | 29.4459 | 29.4459 | 29.4459 | 29.4459 | 29.4459 | 29.4459 | 29.4459 | 29.4459 | 29.4459 | 29.4459 | 29.4459 | 29.4459 | 29.4459 | 29.4459 | 29.4459 | 29.4459 | 29.4459 | 29.4459 | 29.4459 | 29.4459 | 29.4459 | 29.4459 | 29.4459 | 29.4459 | 29.4459 | 29.4459 | 29.4459 | 29.4459 | 29.4459 | 29.4459 | 29.4459 | 29.4459 | 29.4459 | 29.4459 | 29.4459 | 29.4459 | 29.4459 | 29.4459 | 29.4459 | 29.4459 | 29.4459 | 29.4459 | 29.4459 | 29.4459 | 29.4459 | 29.4459 | 29.4459 | 29.4459 | 29.4459 | 29.4459 | 29.4459 | 29.4459
3913 | 29.4465 | 29.4465 | 29.4465 | 29.4465 | 29.4465 | 29.4465 | 29.4465 | 29.4465 | 29.4465 | 29.4465 | 29.4465 | 29.4465 | 29.4465 | 29.4465 | 29.4465 | 29.4465 | 29.4465 | 29.4465 | 29.4465 | 29.4465 | 29.4465 | 29.4465 | 29.4465 | 29.4465 | 29.4465 | 29.4465 | 29.4465 | 29.4465 | 29.4465 | 29.4465 | 29.4465 | 29.4465 | 29.4465 | 29.4465 | 29.4465 | 29.4465 | 29.4465 | 29.4465 | 29.4465 | 29.4465 | 29.4465 | 29.4465 | 29.4465 | 29.4465 | 29.4465 | 29.4465 | 29.4465 | 29.4465 | 29.4465 | 29.4465 | 29.4465 | 29.4465 | 29.4465 | 29.4465 | 29.4465 | 29.4465 | 29.4465 | 29.4465 | 29.4465 | 29.4465
3914 | 29.4472 | 29.4472 | 29.4472 | 29.4472 | 29.4472 | 29.4472 | 29.4472 | 29.4472 | 29.4472 | 29.4472 | 29.4472 | 29.4472 | 29.4472 | 29.4472 | 29.4472 | 29.4472 | 29.4472 | 29.4472 | 29.4472 | 29.4472 | 29.4472 | 29.4472 | 29.4472 | 29.4472 | 29.4472 | 29.4472 | 29.4472 | 29.4472 | 29.4472 | 29.4472 | 29.4472 | 29.4472 | 29.4472 | 29.4472 | 29.4472 | 29.4472 | 29.4472 | 29.4472 | 29.4472 | 29.4472 | 29.4472 | 29.4472 | 29.4472 | 29.4472 | 29.4472 | 29.4472 | 29.4472 | 29.4472 | 29.4472 | 29.4472 | 29.4472 | 29.4472 | 29.4472 | 29.4472 | 29.4472 | 29.4472 | 29.4472 | 29.4472 | 29.4472 | 29.4472
3915 | 29.4478 | 29.4478 | 29.4478 | 29.4478 | 29.4478 | 29.4478 | 29.4478 | 29.4478 | 29.4478 | 29.4478 | 29.4478 | 29.4478 | 29.4478 | 29.4478 | 29.4478 | 29.4478 | 29.4478 | 29.4478 | 29.4478 | 29.4478 | 29.4478 | 29.4478 | 29.4478 | 29.4478 | 29.4478 | 29.4478 | 29.4478 | 29.4478 | 29.4478 | 29.4478 | 29.4478 | 29.4478 | 29.4478 | 29.4478 | 29.4478 | 29.4478 | 29.4478 | 29.4478 | 29.4478 | 29.4478 | 29.4478 | 29.4478 | 29.4478 | 29.4478 | 29.4478 | 29.4478 | 29.4478 | 29.4478 | 29.4478 | 29.4478 | 29.4478 | 29.4478 | 29.4478 | 29.4478 | 29.4478 | 29.4478 | 29.4478 | 29.4478 | 29.4478 | 29.4478
3916 | 29.4485 | 29.4485 | 29.4485 | 29.4485 | 29.4485 | 29.4485 | 29.4485 | 29.4485 | 29.4485 | 29.4485 | 29.4485 | 29.4485 | 29.4485 | 29.4485 | 29.4485 | 29.4485 | 29.4485 | 29.4485 | 29.4485 | 29.4485 | 29.4485 | 29.4485 | 29.4485 | 29.4485 | 29.4485 | 29.4485 | 29.4485 | 29.4485 | 29.4485 | 29.4485 | 29.4485 | 29.4485 | 29.4485 | 29.4485 | 29.4485 | 29.4485 | 29.4485 | 29.4485 | 29.4485 | 29.4485 | 29.4485 | 29.4485 | 29.4485 | 29.4485 | 29.4485 | 29.4485 | 29.4485 | 29.4485 | 29.4485 | 29.4485 | 29.4485 | 29.4485 | 29.4485 | 29.4485 | 29.4485 | 29.4485 | 29.4485 | 29.4485 | 29.4485 | 29.4485
3917 | 29.4491 | 29.4491 | 29.4491 | 29.4491 | 29.4491 | 29.4491 | 29.4491 | 29.4491 | 29.4491 | 29.4491 | 29.4491 | 29.4491 | 29.4491 | 29.4491 | 29.4491 | 29.4491 | 29.4491 | 29.4491 | 29.4491 | 29.4491 | 29.4491 | 29.4491 | 29.4491 | 29.4491 | 29.4491 | 29.4491 | 29.4491 | 29.4491 | 29.4491 | 29.4491 | 29.4491 | 29.4491 | 29.4491 | 29.4491 | 29.4491 | 29.4491 | 29.4491 | 29.4491 | 29.4491 | 29.4491 | 29.4491 | 29.4491 | 29.4491 | 29.4491 | 29.4491 | 29.4491 | 29.4491 | 29.4491 | 29.4491 | 29.4491 | 29.4491 | 29.4491 | 29.4491 | 29.4491 | 29.4491 | 29.4491 | 29.4491 | 29.4491 | 29.4491 | 29.4491
3918 | 29.4497 | 29.4497 | 29.4497 | 29.4497 | 29.4497 | 29.4497 | 29.4497 | 29.4497 | 29.4497 | 29.4497 | 29.4497 | 29.4497 | 29.4497 | 29.4497 | 29.4497 | 29.4497 | 29.4497 | 29.4497 | 29.4497 | 29.4497 | 29.4497 | 29.4497 | 29.4497 | 29.4497 | 29.4497 | 29.4497 | 29.4497 | 29.4497 | 29.4497 | 29.4497 | 29.4497 | 29.4497 | 29.4497 | 29.4497 | 29.4497 | 29.4497 | 29.4497 | 29.4497 | 29.4497 | 29.4497 | 29.4497 | 29.4497 | 29.4497 | 29.4497 | 29.4497 | 29.4497 | 29.4497 | 29.4497 | 29.4497 | 29.4497 | 29.4497 | 29.4497 | 29.4497 | 29.4497 | 29.4497 | 29.4497 | 29.4497 | 29.4497 | 29.4497 | 29.4497
3919 | 29.4504 | 29.4504 | 29.4504 | 29.4504 | 29.4504 | 29.4504 | 29.4504 | 29.4504 | 29.4504 | 29.4504 | 29.4504 | 29.4504 | 29.4504 | 29.4504 | 29.4504 | 29.4504 | 29.4504 | 29.4504 | 29.4504 | 29.4504 | 29.4504 | 29.4504 | 29.4504 | 29.4504 | 29.4504 | 29.4504 | 29.4504 | 29.4504 | 29.4504 | 29.4504 | 29.4504 | 29.4504 | 29.4504 | 29.4504 | 29.4504 | 29.4504 | 29.4504 | 29.4504 | 29.4504 | 29.4504 | 29.4504 | 29.4504 | 29.4504 | 29.4504 | 29.4504 | 29.4504 | 29.4504 | 29.4504 | 29.4504 | 29.4504 | 29.4504 | 29.4504 | 29.4504 | 29.4504 | 29.4504 | 29.4504 | 29.4504 | 29.4504 | 29.4504 | 29.4504
3920 | 29.451 | 29.451 | 29.451 | 29.451 | 29.451 | 29.451 | 29.451 | 29.451 | 29.451 | 29.451 | 29.451 | 29.451 | 29.451 | 29.451 | 29.451 | 29.451 | 29.451 | 29.451 | 29.451 | 29.451 | 29.451 | 29.451 | 29.451 | 29.451 | 29.451 | 29.451 | 29.451 | 29.451 | 29.451 | 29.451 | 29.451 | 29.451 | 29.451 | 29.451 | 29.451 | 29.451 | 29.451 | 29.451 | 29.451 | 29.451 | 29.451 | 29.451 | 29.451 | 29.451 | 29.451 | 29.451 | 29.451 | 29.451 | 29.451 | 29.451 | 29.451 | 29.451 | 29.451 | 29.451 | 29.451 | 29.451 | 29.451 | 29.451 | 29.451 | 29.451
3921 | 29.4516 | 29.4516 | 29.4516 | 29.4516 | 29.4516 | 29.4516 | 29.4516 | 29.4516 | 29.4516 | 29.4516 | 29.4516 | 29.4516 | 29.4516 | 29.4516 | 29.4516 | 29.4516 | 29.4516 | 29.4516 | 29.4516 | 29.4516 | 29.4516 | 29.4516 | 29.4516 | 29.4516 | 29.4516 | 29.4516 | 29.4516 | 29.4516 | 29.4516 | 29.4516 | 29.4516 | 29.4516 | 29.4516 | 29.4516 | 29.4516 | 29.4516 | 29.4516 | 29.4516 | 29.4516 | 29.4516 | 29.4516 | 29.4516 | 29.4516 | 29.4516 | 29.4516 | 29.4516 | 29.4516 | 29.4516 | 29.4516 | 29.4516 | 29.4516 | 29.4516 | 29.4516 | 29.4516 | 29.4516 | 29.4516 | 29.4516 | 29.4516 | 29.4516 | 29.4516
3922 | 29.4523 | 29.4523 | 29.4523 | 29.4523 | 29.4523 | 29.4523 | 29.4523 | 29.4523 | 29.4523 | 29.4523 | 29.4523 | 29.4523 | 29.4523 | 29.4523 | 29.4523 | 29.4523 | 29.4523 | 29.4523 | 29.4523 | 29.4523 | 29.4523 | 29.4523 | 29.4523 | 29.4523 | 29.4523 | 29.4523 | 29.4523 | 29.4523 | 29.4523 | 29.4523 | 29.4523 | 29.4523 | 29.4523 | 29.4523 | 29.4523 | 29.4523 | 29.4523 | 29.4523 | 29.4523 | 29.4523 | 29.4523 | 29.4523 | 29.4523 | 29.4523 | 29.4523 | 29.4523 | 29.4523 | 29.4523 | 29.4523 | 29.4523 | 29.4523 | 29.4523 | 29.4523 | 29.4523 | 29.4523 | 29.4523 | 29.4523 | 29.4523 | 29.4523 | 29.4523
3923 | 29.4529 | 29.4529 | 29.4529 | 29.4529 | 29.4529 | 29.4529 | 29.4529 | 29.4529 | 29.4529 | 29.4529 | 29.4529 | 29.4529 | 29.4529 | 29.4529 | 29.4529 | 29.4529 | 29.4529 | 29.4529 | 29.4529 | 29.4529 | 29.4529 | 29.4529 | 29.4529 | 29.4529 | 29.4529 | 29.4529 | 29.4529 | 29.4529 | 29.4529 | 29.4529 | 29.4529 | 29.4529 | 29.4529 | 29.4529 | 29.4529 | 29.4529 | 29.4529 | 29.4529 | 29.4529 | 29.4529 | 29.4529 | 29.4529 | 29.4529 | 29.4529 | 29.4529 | 29.4529 | 29.4529 | 29.4529 | 29.4529 | 29.4529 | 29.4529 | 29.4529 | 29.4529 | 29.4529 | 29.4529 | 29.4529 | 29.4529 | 29.4529 | 29.4529 | 29.4529
3924 | 29.4536 | 29.4536 | 29.4536 | 29.4536 | 29.4536 | 29.4536 | 29.4536 | 29.4536 | 29.4536 | 29.4536 | 29.4536 | 29.4536 | 29.4536 | 29.4536 | 29.4536 | 29.4536 | 29.4536 | 29.4536 | 29.4536 | 29.4536 | 29.4536 | 29.4536 | 29.4536 | 29.4536 | 29.4536 | 29.4536 | 29.4536 | 29.4536 | 29.4536 | 29.4536 | 29.4536 | 29.4536 | 29.4536 | 29.4536 | 29.4536 | 29.4536 | 29.4536 | 29.4536 | 29.4536 | 29.4536 | 29.4536 | 29.4536 | 29.4536 | 29.4536 | 29.4536 | 29.4536 | 29.4536 | 29.4536 | 29.4536 | 29.4536 | 29.4536 | 29.4536 | 29.4536 | 29.4536 | 29.4536 | 29.4536 | 29.4536 | 29.4536 | 29.4536 | 29.4536
3925 | 29.4542 | 29.4542 | 29.4542 | 29.4542 | 29.4542 | 29.4542 | 29.4542 | 29.4542 | 29.4542 | 29.4542 | 29.4542 | 29.4542 | 29.4542 | 29.4542 | 29.4542 | 29.4542 | 29.4542 | 29.4542 | 29.4542 | 29.4542 | 29.4542 | 29.4542 | 29.4542 | 29.4542 | 29.4542 | 29.4542 | 29.4542 | 29.4542 | 29.4542 | 29.4542 | 29.4542 | 29.4542 | 29.4542 | 29.4542 | 29.4542 | 29.4542 | 29.4542 | 29.4542 | 29.4542 | 29.4542 | 29.4542 | 29.4542 | 29.4542 | 29.4542 | 29.4542 | 29.4542 | 29.4542 | 29.4542 | 29.4542 | 29.4542 | 29.4542 | 29.4542 | 29.4542 | 29.4542 | 29.4542 | 29.4542 | 29.4542 | 29.4542 | 29.4542 | 29.4542
3926 | 29.4548 | 29.4548 | 29.4548 | 29.4548 | 29.4548 | 29.4548 | 29.4548 | 29.4548 | 29.4548 | 29.4548 | 29.4548 | 29.4548 | 29.4548 | 29.4548 | 29.4548 | 29.4548 | 29.4548 | 29.4548 | 29.4548 | 29.4548 | 29.4548 | 29.4548 | 29.4548 | 29.4548 | 29.4548 | 29.4548 | 29.4548 | 29.4548 | 29.4548 | 29.4548 | 29.4548 | 29.4548 | 29.4548 | 29.4548 | 29.4548 | 29.4548 | 29.4548 | 29.4548 | 29.4548 | 29.4548 | 29.4548 | 29.4548 | 29.4548 | 29.4548 | 29.4548 | 29.4548 | 29.4548 | 29.4548 | 29.4548 | 29.4548 | 29.4548 | 29.4548 | 29.4548 | 29.4548 | 29.4548 | 29.4548 | 29.4548 | 29.4548 | 29.4548 | 29.4548
3927 | 29.4555 | 29.4555 | 29.4555 | 29.4555 | 29.4555 | 29.4555 | 29.4555 | 29.4555 | 29.4555 | 29.4555 | 29.4555 | 29.4555 | 29.4555 | 29.4555 | 29.4555 | 29.4555 | 29.4555 | 29.4555 | 29.4555 | 29.4555 | 29.4555 | 29.4555 | 29.4555 | 29.4555 | 29.4555 | 29.4555 | 29.4555 | 29.4555 | 29.4555 | 29.4555 | 29.4555 | 29.4555 | 29.4555 | 29.4555 | 29.4555 | 29.4555 | 29.4555 | 29.4555 | 29.4555 | 29.4555 | 29.4555 | 29.4555 | 29.4555 | 29.4555 | 29.4555 | 29.4555 | 29.4555 | 29.4555 | 29.4555 | 29.4555 | 29.4555 | 29.4555 | 29.4555 | 29.4555 | 29.4555 | 29.4555 | 29.4555 | 29.4555 | 29.4555 | 29.4555
3928 | 29.4561 | 29.4561 | 29.4561 | 29.4561 | 29.4561 | 29.4561 | 29.4561 | 29.4561 | 29.4561 | 29.4561 | 29.4561 | 29.4561 | 29.4561 | 29.4561 | 29.4561 | 29.4561 | 29.4561 | 29.4561 | 29.4561 | 29.4561 | 29.4561 | 29.4561 | 29.4561 | 29.4561 | 29.4561 | 29.4561 | 29.4561 | 29.4561 | 29.4561 | 29.4561 | 29.4561 | 29.4561 | 29.4561 | 29.4561 | 29.4561 | 29.4561 | 29.4561 | 29.4561 | 29.4561 | 29.4561 | 29.4561 | 29.4561 | 29.4561 | 29.4561 | 29.4561 | 29.4561 | 29.4561 | 29.4561 | 29.4561 | 29.4561 | 29.4561 | 29.4561 | 29.4561 | 29.4561 | 29.4561 | 29.4561 | 29.4561 | 29.4561 | 29.4561 | 29.4561
3929 | 29.4567 | 29.4567 | 29.4567 | 29.4567 | 29.4567 | 29.4567 | 29.4567 | 29.4567 | 29.4567 | 29.4567 | 29.4567 | 29.4567 | 29.4567 | 29.4567 | 29.4567 | 29.4567 | 29.4567 | 29.4567 | 29.4567 | 29.4567 | 29.4567 | 29.4567 | 29.4567 | 29.4567 | 29.4567 | 29.4567 | 29.4567 | 29.4567 | 29.4567 | 29.4567 | 29.4567 | 29.4567 | 29.4567 | 29.4567 | 29.4567 | 29.4567 | 29.4567 | 29.4567 | 29.4567 | 29.4567 | 29.4567 | 29.4567 | 29.4567 | 29.4567 | 29.4567 | 29.4567 | 29.4567 | 29.4567 | 29.4567 | 29.4567 | 29.4567 | 29.4567 | 29.4567 | 29.4567 | 29.4567 | 29.4567 | 29.4567 | 29.4567 | 29.4567 | 29.4567
3930 | 29.4574 | 29.4574 | 29.4574 | 29.4574 | 29.4574 | 29.4574 | 29.4574 | 29.4574 | 29.4574 | 29.4574 | 29.4574 | 29.4574 | 29.4574 | 29.4574 | 29.4574 | 29.4574 | 29.4574 | 29.4574 | 29.4574 | 29.4574 | 29.4574 | 29.4574 | 29.4574 | 29.4574 | 29.4574 | 29.4574 | 29.4574 | 29.4574 | 29.4574 | 29.4574 | 29.4574 | 29.4574 | 29.4574 | 29.4574 | 29.4574 | 29.4574 | 29.4574 | 29.4574 | 29.4574 | 29.4574 | 29.4574 | 29.4574 | 29.4574 | 29.4574 | 29.4574 | 29.4574 | 29.4574 | 29.4574 | 29.4574 | 29.4574 | 29.4574 | 29.4574 | 29.4574 | 29.4574 | 29.4574 | 29.4574 | 29.4574 | 29.4574 | 29.4574 | 29.4574
3931 | 29.458 | 29.458 | 29.458 | 29.458 | 29.458 | 29.458 | 29.458 | 29.458 | 29.458 | 29.458 | 29.458 | 29.458 | 29.458 | 29.458 | 29.458 | 29.458 | 29.458 | 29.458 | 29.458 | 29.458 | 29.458 | 29.458 | 29.458 | 29.458 | 29.458 | 29.458 | 29.458 | 29.458 | 29.458 | 29.458 | 29.458 | 29.458 | 29.458 | 29.458 | 29.458 | 29.458 | 29.458 | 29.458 | 29.458 | 29.458 | 29.458 | 29.458 | 29.458 | 29.458 | 29.458 | 29.458 | 29.458 | 29.458 | 29.458 | 29.458 | 29.458 | 29.458 | 29.458 | 29.458 | 29.458 | 29.458 | 29.458 | 29.458 | 29.458 | 29.458
3932 | 29.4587 | 29.4587 | 29.4587 | 29.4587 | 29.4587 | 29.4587 | 29.4587 | 29.4587 | 29.4587 | 29.4587 | 29.4587 | 29.4587 | 29.4587 | 29.4587 | 29.4587 | 29.4587 | 29.4587 | 29.4587 | 29.4587 | 29.4587 | 29.4587 | 29.4587 | 29.4587 | 29.4587 | 29.4587 | 29.4587 | 29.4587 | 29.4587 | 29.4587 | 29.4587 | 29.4587 | 29.4587 | 29.4587 | 29.4587 | 29.4587 | 29.4587 | 29.4587 | 29.4587 | 29.4587 | 29.4587 | 29.4587 | 29.4587 | 29.4587 | 29.4587 | 29.4587 | 29.4587 | 29.4587 | 29.4587 | 29.4587 | 29.4587 | 29.4587 | 29.4587 | 29.4587 | 29.4587 | 29.4587 | 29.4587 | 29.4587 | 29.4587 | 29.4587 | 29.4587
3933 | 29.4593 | 29.4593 | 29.4593 | 29.4593 | 29.4593 | 29.4593 | 29.4593 | 29.4593 | 29.4593 | 29.4593 | 29.4593 | 29.4593 | 29.4593 | 29.4593 | 29.4593 | 29.4593 | 29.4593 | 29.4593 | 29.4593 | 29.4593 | 29.4593 | 29.4593 | 29.4593 | 29.4593 | 29.4593 | 29.4593 | 29.4593 | 29.4593 | 29.4593 | 29.4593 | 29.4593 | 29.4593 | 29.4593 | 29.4593 | 29.4593 | 29.4593 | 29.4593 | 29.4593 | 29.4593 | 29.4593 | 29.4593 | 29.4593 | 29.4593 | 29.4593 | 29.4593 | 29.4593 | 29.4593 | 29.4593 | 29.4593 | 29.4593 | 29.4593 | 29.4593 | 29.4593 | 29.4593 | 29.4593 | 29.4593 | 29.4593 | 29.4593 | 29.4593 | 29.4593
3934 | 29.4599 | 29.4599 | 29.4599 | 29.4599 | 29.4599 | 29.4599 | 29.4599 | 29.4599 | 29.4599 | 29.4599 | 29.4599 | 29.4599 | 29.4599 | 29.4599 | 29.4599 | 29.4599 | 29.4599 | 29.4599 | 29.4599 | 29.4599 | 29.4599 | 29.4599 | 29.4599 | 29.4599 | 29.4599 | 29.4599 | 29.4599 | 29.4599 | 29.4599 | 29.4599 | 29.4599 | 29.4599 | 29.4599 | 29.4599 | 29.4599 | 29.4599 | 29.4599 | 29.4599 | 29.4599 | 29.4599 | 29.4599 | 29.4599 | 29.4599 | 29.4599 | 29.4599 | 29.4599 | 29.4599 | 29.4599 | 29.4599 | 29.4599 | 29.4599 | 29.4599 | 29.4599 | 29.4599 | 29.4599 | 29.4599 | 29.4599 | 29.4599 | 29.4599 | 29.4599
3935 | 29.4606 | 29.4606 | 29.4606 | 29.4606 | 29.4606 | 29.4606 | 29.4606 | 29.4606 | 29.4606 | 29.4606 | 29.4606 | 29.4606 | 29.4606 | 29.4606 | 29.4606 | 29.4606 | 29.4606 | 29.4606 | 29.4606 | 29.4606 | 29.4606 | 29.4606 | 29.4606 | 29.4606 | 29.4606 | 29.4606 | 29.4606 | 29.4606 | 29.4606 | 29.4606 | 29.4606 | 29.4606 | 29.4606 | 29.4606 | 29.4606 | 29.4606 | 29.4606 | 29.4606 | 29.4606 | 29.4606 | 29.4606 | 29.4606 | 29.4606 | 29.4606 | 29.4606 | 29.4606 | 29.4606 | 29.4606 | 29.4606 | 29.4606 | 29.4606 | 29.4606 | 29.4606 | 29.4606 | 29.4606 | 29.4606 | 29.4606 | 29.4606 | 29.4606 | 29.4606
3936 | 29.4612 | 29.4612 | 29.4612 | 29.4612 | 29.4612 | 29.4612 | 29.4612 | 29.4612 | 29.4612 | 29.4612 | 29.4612 | 29.4612 | 29.4612 | 29.4612 | 29.4612 | 29.4612 | 29.4612 | 29.4612 | 29.4612 | 29.4612 | 29.4612 | 29.4612 | 29.4612 | 29.4612 | 29.4612 | 29.4612 | 29.4612 | 29.4612 | 29.4612 | 29.4612 | 29.4612 | 29.4612 | 29.4612 | 29.4612 | 29.4612 | 29.4612 | 29.4612 | 29.4612 | 29.4612 | 29.4612 | 29.4612 | 29.4612 | 29.4612 | 29.4612 | 29.4612 | 29.4612 | 29.4612 | 29.4612 | 29.4612 | 29.4612 | 29.4612 | 29.4612 | 29.4612 | 29.4612 | 29.4612 | 29.4612 | 29.4612 | 29.4612 | 29.4612 | 29.4612
3937 | 29.4618 | 29.4618 | 29.4618 | 29.4618 | 29.4618 | 29.4618 | 29.4618 | 29.4618 | 29.4618 | 29.4618 | 29.4618 | 29.4618 | 29.4618 | 29.4618 | 29.4618 | 29.4618 | 29.4618 | 29.4618 | 29.4618 | 29.4618 | 29.4618 | 29.4618 | 29.4618 | 29.4618 | 29.4618 | 29.4618 | 29.4618 | 29.4618 | 29.4618 | 29.4618 | 29.4618 | 29.4618 | 29.4618 | 29.4618 | 29.4618 | 29.4618 | 29.4618 | 29.4618 | 29.4618 | 29.4618 | 29.4618 | 29.4618 | 29.4618 | 29.4618 | 29.4618 | 29.4618 | 29.4618 | 29.4618 | 29.4618 | 29.4618 | 29.4618 | 29.4618 | 29.4618 | 29.4618 | 29.4618 | 29.4618 | 29.4618 | 29.4618 | 29.4618 | 29.4618
3938 | 29.4625 | 29.4625 | 29.4625 | 29.4625 | 29.4625 | 29.4625 | 29.4625 | 29.4625 | 29.4625 | 29.4625 | 29.4625 | 29.4625 | 29.4625 | 29.4625 | 29.4625 | 29.4625 | 29.4625 | 29.4625 | 29.4625 | 29.4625 | 29.4625 | 29.4625 | 29.4625 | 29.4625 | 29.4625 | 29.4625 | 29.4625 | 29.4625 | 29.4625 | 29.4625 | 29.4625 | 29.4625 | 29.4625 | 29.4625 | 29.4625 | 29.4625 | 29.4625 | 29.4625 | 29.4625 | 29.4625 | 29.4625 | 29.4625 | 29.4625 | 29.4625 | 29.4625 | 29.4625 | 29.4625 | 29.4625 | 29.4625 | 29.4625 | 29.4625 | 29.4625 | 29.4625 | 29.4625 | 29.4625 | 29.4625 | 29.4625 | 29.4625 | 29.4625 | 29.4625
3939 | 29.4631 | 29.4631 | 29.4631 | 29.4631 | 29.4631 | 29.4631 | 29.4631 | 29.4631 | 29.4631 | 29.4631 | 29.4631 | 29.4631 | 29.4631 | 29.4631 | 29.4631 | 29.4631 | 29.4631 | 29.4631 | 29.4631 | 29.4631 | 29.4631 | 29.4631 | 29.4631 | 29.4631 | 29.4631 | 29.4631 | 29.4631 | 29.4631 | 29.4631 | 29.4631 | 29.4631 | 29.4631 | 29.4631 | 29.4631 | 29.4631 | 29.4631 | 29.4631 | 29.4631 | 29.4631 | 29.4631 | 29.4631 | 29.4631 | 29.4631 | 29.4631 | 29.4631 | 29.4631 | 29.4631 | 29.4631 | 29.4631 | 29.4631 | 29.4631 | 29.4631 | 29.4631 | 29.4631 | 29.4631 | 29.4631 | 29.4631 | 29.4631 | 29.4631 | 29.4631
3940 | 29.4637 | 29.4637 | 29.4637 | 29.4637 | 29.4637 | 29.4637 | 29.4637 | 29.4637 | 29.4637 | 29.4637 | 29.4637 | 29.4637 | 29.4637 | 29.4637 | 29.4637 | 29.4637 | 29.4637 | 29.4637 | 29.4637 | 29.4637 | 29.4637 | 29.4637 | 29.4637 | 29.4637 | 29.4637 | 29.4637 | 29.4637 | 29.4637 | 29.4637 | 29.4637 | 29.4637 | 29.4637 | 29.4637 | 29.4637 | 29.4637 | 29.4637 | 29.4637 | 29.4637 | 29.4637 | 29.4637 | 29.4637 | 29.4637 | 29.4637 | 29.4637 | 29.4637 | 29.4637 | 29.4637 | 29.4637 | 29.4637 | 29.4637 | 29.4637 | 29.4637 | 29.4637 | 29.4637 | 29.4637 | 29.4637 | 29.4637 | 29.4637 | 29.4637 | 29.4637
3941 | 29.4644 | 29.4644 | 29.4644 | 29.4644 | 29.4644 | 29.4644 | 29.4644 | 29.4644 | 29.4644 | 29.4644 | 29.4644 | 29.4644 | 29.4644 | 29.4644 | 29.4644 | 29.4644 | 29.4644 | 29.4644 | 29.4644 | 29.4644 | 29.4644 | 29.4644 | 29.4644 | 29.4644 | 29.4644 | 29.4644 | 29.4644 | 29.4644 | 29.4644 | 29.4644 | 29.4644 | 29.4644 | 29.4644 | 29.4644 | 29.4644 | 29.4644 | 29.4644 | 29.4644 | 29.4644 | 29.4644 | 29.4644 | 29.4644 | 29.4644 | 29.4644 | 29.4644 | 29.4644 | 29.4644 | 29.4644 | 29.4644 | 29.4644 | 29.4644 | 29.4644 | 29.4644 | 29.4644 | 29.4644 | 29.4644 | 29.4644 | 29.4644 | 29.4644 | 29.4644
3942 | 29.465 | 29.465 | 29.465 | 29.465 | 29.465 | 29.465 | 29.465 | 29.465 | 29.465 | 29.465 | 29.465 | 29.465 | 29.465 | 29.465 | 29.465 | 29.465 | 29.465 | 29.465 | 29.465 | 29.465 | 29.465 | 29.465 | 29.465 | 29.465 | 29.465 | 29.465 | 29.465 | 29.465 | 29.465 | 29.465 | 29.465 | 29.465 | 29.465 | 29.465 | 29.465 | 29.465 | 29.465 | 29.465 | 29.465 | 29.465 | 29.465 | 29.465 | 29.465 | 29.465 | 29.465 | 29.465 | 29.465 | 29.465 | 29.465 | 29.465 | 29.465 | 29.465 | 29.465 | 29.465 | 29.465 | 29.465 | 29.465 | 29.465 | 29.465 | 29.465
3943 | 29.4656 | 29.4656 | 29.4656 | 29.4656 | 29.4656 | 29.4656 | 29.4656 | 29.4656 | 29.4656 | 29.4656 | 29.4656 | 29.4656 | 29.4656 | 29.4656 | 29.4656 | 29.4656 | 29.4656 | 29.4656 | 29.4656 | 29.4656 | 29.4656 | 29.4656 | 29.4656 | 29.4656 | 29.4656 | 29.4656 | 29.4656 | 29.4656 | 29.4656 | 29.4656 | 29.4656 | 29.4656 | 29.4656 | 29.4656 | 29.4656 | 29.4656 | 29.4656 | 29.4656 | 29.4656 | 29.4656 | 29.4656 | 29.4656 | 29.4656 | 29.4656 | 29.4656 | 29.4656 | 29.4656 | 29.4656 | 29.4656 | 29.4656 | 29.4656 | 29.4656 | 29.4656 | 29.4656 | 29.4656 | 29.4656 | 29.4656 | 29.4656 | 29.4656 | 29.4656
3944 | 29.4663 | 29.4663 | 29.4663 | 29.4663 | 29.4663 | 29.4663 | 29.4663 | 29.4663 | 29.4663 | 29.4663 | 29.4663 | 29.4663 | 29.4663 | 29.4663 | 29.4663 | 29.4663 | 29.4663 | 29.4663 | 29.4663 | 29.4663 | 29.4663 | 29.4663 | 29.4663 | 29.4663 | 29.4663 | 29.4663 | 29.4663 | 29.4663 | 29.4663 | 29.4663 | 29.4663 | 29.4663 | 29.4663 | 29.4663 | 29.4663 | 29.4663 | 29.4663 | 29.4663 | 29.4663 | 29.4663 | 29.4663 | 29.4663 | 29.4663 | 29.4663 | 29.4663 | 29.4663 | 29.4663 | 29.4663 | 29.4663 | 29.4663 | 29.4663 | 29.4663 | 29.4663 | 29.4663 | 29.4663 | 29.4663 | 29.4663 | 29.4663 | 29.4663 | 29.4663
3945 | 29.4669 | 29.4669 | 29.4669 | 29.4669 | 29.4669 | 29.4669 | 29.4669 | 29.4669 | 29.4669 | 29.4669 | 29.4669 | 29.4669 | 29.4669 | 29.4669 | 29.4669 | 29.4669 | 29.4669 | 29.4669 | 29.4669 | 29.4669 | 29.4669 | 29.4669 | 29.4669 | 29.4669 | 29.4669 | 29.4669 | 29.4669 | 29.4669 | 29.4669 | 29.4669 | 29.4669 | 29.4669 | 29.4669 | 29.4669 | 29.4669 | 29.4669 | 29.4669 | 29.4669 | 29.4669 | 29.4669 | 29.4669 | 29.4669 | 29.4669 | 29.4669 | 29.4669 | 29.4669 | 29.4669 | 29.4669 | 29.4669 | 29.4669 | 29.4669 | 29.4669 | 29.4669 | 29.4669 | 29.4669 | 29.4669 | 29.4669 | 29.4669 | 29.4669 | 29.4669
3946 | 29.4675 | 29.4675 | 29.4675 | 29.4675 | 29.4675 | 29.4675 | 29.4675 | 29.4675 | 29.4675 | 29.4675 | 29.4675 | 29.4675 | 29.4675 | 29.4675 | 29.4675 | 29.4675 | 29.4675 | 29.4675 | 29.4675 | 29.4675 | 29.4675 | 29.4675 | 29.4675 | 29.4675 | 29.4675 | 29.4675 | 29.4675 | 29.4675 | 29.4675 | 29.4675 | 29.4675 | 29.4675 | 29.4675 | 29.4675 | 29.4675 | 29.4675 | 29.4675 | 29.4675 | 29.4675 | 29.4675 | 29.4675 | 29.4675 | 29.4675 | 29.4675 | 29.4675 | 29.4675 | 29.4675 | 29.4675 | 29.4675 | 29.4675 | 29.4675 | 29.4675 | 29.4675 | 29.4675 | 29.4675 | 29.4675 | 29.4675 | 29.4675 | 29.4675 | 29.4675
3947 | 29.4682 | 29.4682 | 29.4682 | 29.4682 | 29.4682 | 29.4682 | 29.4682 | 29.4682 | 29.4682 | 29.4682 | 29.4682 | 29.4682 | 29.4682 | 29.4682 | 29.4682 | 29.4682 | 29.4682 | 29.4682 | 29.4682 | 29.4682 | 29.4682 | 29.4682 | 29.4682 | 29.4682 | 29.4682 | 29.4682 | 29.4682 | 29.4682 | 29.4682 | 29.4682 | 29.4682 | 29.4682 | 29.4682 | 29.4682 | 29.4682 | 29.4682 | 29.4682 | 29.4682 | 29.4682 | 29.4682 | 29.4682 | 29.4682 | 29.4682 | 29.4682 | 29.4682 | 29.4682 | 29.4682 | 29.4682 | 29.4682 | 29.4682 | 29.4682 | 29.4682 | 29.4682 | 29.4682 | 29.4682 | 29.4682 | 29.4682 | 29.4682 | 29.4682 | 29.4682
3948 | 29.4688 | 29.4688 | 29.4688 | 29.4688 | 29.4688 | 29.4688 | 29.4688 | 29.4688 | 29.4688 | 29.4688 | 29.4688 | 29.4688 | 29.4688 | 29.4688 | 29.4688 | 29.4688 | 29.4688 | 29.4688 | 29.4688 | 29.4688 | 29.4688 | 29.4688 | 29.4688 | 29.4688 | 29.4688 | 29.4688 | 29.4688 | 29.4688 | 29.4688 | 29.4688 | 29.4688 | 29.4688 | 29.4688 | 29.4688 | 29.4688 | 29.4688 | 29.4688 | 29.4688 | 29.4688 | 29.4688 | 29.4688 | 29.4688 | 29.4688 | 29.4688 | 29.4688 | 29.4688 | 29.4688 | 29.4688 | 29.4688 | 29.4688 | 29.4688 | 29.4688 | 29.4688 | 29.4688 | 29.4688 | 29.4688 | 29.4688 | 29.4688 | 29.4688 | 29.4688
3949 | 29.4694 | 29.4694 | 29.4694 | 29.4694 | 29.4694 | 29.4694 | 29.4694 | 29.4694 | 29.4694 | 29.4694 | 29.4694 | 29.4694 | 29.4694 | 29.4694 | 29.4694 | 29.4694 | 29.4694 | 29.4694 | 29.4694 | 29.4694 | 29.4694 | 29.4694 | 29.4694 | 29.4694 | 29.4694 | 29.4694 | 29.4694 | 29.4694 | 29.4694 | 29.4694 | 29.4694 | 29.4694 | 29.4694 | 29.4694 | 29.4694 | 29.4694 | 29.4694 | 29.4694 | 29.4694 | 29.4694 | 29.4694 | 29.4694 | 29.4694 | 29.4694 | 29.4694 | 29.4694 | 29.4694 | 29.4694 | 29.4694 | 29.4694 | 29.4694 | 29.4694 | 29.4694 | 29.4694 | 29.4694 | 29.4694 | 29.4694 | 29.4694 | 29.4694 | 29.4694
3950 | 29.4701 | 29.4701 | 29.4701 | 29.4701 | 29.4701 | 29.4701 | 29.4701 | 29.4701 | 29.4701 | 29.4701 | 29.4701 | 29.4701 | 29.4701 | 29.4701 | 29.4701 | 29.4701 | 29.4701 | 29.4701 | 29.4701 | 29.4701 | 29.4701 | 29.4701 | 29.4701 | 29.4701 | 29.4701 | 29.4701 | 29.4701 | 29.4701 | 29.4701 | 29.4701 | 29.4701 | 29.4701 | 29.4701 | 29.4701 | 29.4701 | 29.4701 | 29.4701 | 29.4701 | 29.4701 | 29.4701 | 29.4701 | 29.4701 | 29.4701 | 29.4701 | 29.4701 | 29.4701 | 29.4701 | 29.4701 | 29.4701 | 29.4701 | 29.4701 | 29.4701 | 29.4701 | 29.4701 | 29.4701 | 29.4701 | 29.4701 | 29.4701 | 29.4701 | 29.4701
3951 | 29.4707 | 29.4707 | 29.4707 | 29.4707 | 29.4707 | 29.4707 | 29.4707 | 29.4707 | 29.4707 | 29.4707 | 29.4707 | 29.4707 | 29.4707 | 29.4707 | 29.4707 | 29.4707 | 29.4707 | 29.4707 | 29.4707 | 29.4707 | 29.4707 | 29.4707 | 29.4707 | 29.4707 | 29.4707 | 29.4707 | 29.4707 | 29.4707 | 29.4707 | 29.4707 | 29.4707 | 29.4707 | 29.4707 | 29.4707 | 29.4707 | 29.4707 | 29.4707 | 29.4707 | 29.4707 | 29.4707 | 29.4707 | 29.4707 | 29.4707 | 29.4707 | 29.4707 | 29.4707 | 29.4707 | 29.4707 | 29.4707 | 29.4707 | 29.4707 | 29.4707 | 29.4707 | 29.4707 | 29.4707 | 29.4707 | 29.4707 | 29.4707 | 29.4707 | 29.4707
3952 | 29.4713 | 29.4713 | 29.4713 | 29.4713 | 29.4713 | 29.4713 | 29.4713 | 29.4713 | 29.4713 | 29.4713 | 29.4713 | 29.4713 | 29.4713 | 29.4713 | 29.4713 | 29.4713 | 29.4713 | 29.4713 | 29.4713 | 29.4713 | 29.4713 | 29.4713 | 29.4713 | 29.4713 | 29.4713 | 29.4713 | 29.4713 | 29.4713 | 29.4713 | 29.4713 | 29.4713 | 29.4713 | 29.4713 | 29.4713 | 29.4713 | 29.4713 | 29.4713 | 29.4713 | 29.4713 | 29.4713 | 29.4713 | 29.4713 | 29.4713 | 29.4713 | 29.4713 | 29.4713 | 29.4713 | 29.4713 | 29.4713 | 29.4713 | 29.4713 | 29.4713 | 29.4713 | 29.4713 | 29.4713 | 29.4713 | 29.4713 | 29.4713 | 29.4713 | 29.4713
3953 | 29.472 | 29.472 | 29.472 | 29.472 | 29.472 | 29.472 | 29.472 | 29.472 | 29.472 | 29.472 | 29.472 | 29.472 | 29.472 | 29.472 | 29.472 | 29.472 | 29.472 | 29.472 | 29.472 | 29.472 | 29.472 | 29.472 | 29.472 | 29.472 | 29.472 | 29.472 | 29.472 | 29.472 | 29.472 | 29.472 | 29.472 | 29.472 | 29.472 | 29.472 | 29.472 | 29.472 | 29.472 | 29.472 | 29.472 | 29.472 | 29.472 | 29.472 | 29.472 | 29.472 | 29.472 | 29.472 | 29.472 | 29.472 | 29.472 | 29.472 | 29.472 | 29.472 | 29.472 | 29.472 | 29.472 | 29.472 | 29.472 | 29.472 | 29.472 | 29.472
3954 | 29.4726 | 29.4726 | 29.4726 | 29.4726 | 29.4726 | 29.4726 | 29.4726 | 29.4726 | 29.4726 | 29.4726 | 29.4726 | 29.4726 | 29.4726 | 29.4726 | 29.4726 | 29.4726 | 29.4726 | 29.4726 | 29.4726 | 29.4726 | 29.4726 | 29.4726 | 29.4726 | 29.4726 | 29.4726 | 29.4726 | 29.4726 | 29.4726 | 29.4726 | 29.4726 | 29.4726 | 29.4726 | 29.4726 | 29.4726 | 29.4726 | 29.4726 | 29.4726 | 29.4726 | 29.4726 | 29.4726 | 29.4726 | 29.4726 | 29.4726 | 29.4726 | 29.4726 | 29.4726 | 29.4726 | 29.4726 | 29.4726 | 29.4726 | 29.4726 | 29.4726 | 29.4726 | 29.4726 | 29.4726 | 29.4726 | 29.4726 | 29.4726 | 29.4726 | 29.4726
3955 | 29.4732 | 29.4732 | 29.4732 | 29.4732 | 29.4732 | 29.4732 | 29.4732 | 29.4732 | 29.4732 | 29.4732 | 29.4732 | 29.4732 | 29.4732 | 29.4732 | 29.4732 | 29.4732 | 29.4732 | 29.4732 | 29.4732 | 29.4732 | 29.4732 | 29.4732 | 29.4732 | 29.4732 | 29.4732 | 29.4732 | 29.4732 | 29.4732 | 29.4732 | 29.4732 | 29.4732 | 29.4732 | 29.4732 | 29.4732 | 29.4732 | 29.4732 | 29.4732 | 29.4732 | 29.4732 | 29.4732 | 29.4732 | 29.4732 | 29.4732 | 29.4732 | 29.4732 | 29.4732 | 29.4732 | 29.4732 | 29.4732 | 29.4732 | 29.4732 | 29.4732 | 29.4732 | 29.4732 | 29.4732 | 29.4732 | 29.4732 | 29.4732 | 29.4732 | 29.4732
3956 | 29.4739 | 29.4739 | 29.4739 | 29.4739 | 29.4739 | 29.4739 | 29.4739 | 29.4739 | 29.4739 | 29.4739 | 29.4739 | 29.4739 | 29.4739 | 29.4739 | 29.4739 | 29.4739 | 29.4739 | 29.4739 | 29.4739 | 29.4739 | 29.4739 | 29.4739 | 29.4739 | 29.4739 | 29.4739 | 29.4739 | 29.4739 | 29.4739 | 29.4739 | 29.4739 | 29.4739 | 29.4739 | 29.4739 | 29.4739 | 29.4739 | 29.4739 | 29.4739 | 29.4739 | 29.4739 | 29.4739 | 29.4739 | 29.4739 | 29.4739 | 29.4739 | 29.4739 | 29.4739 | 29.4739 | 29.4739 | 29.4739 | 29.4739 | 29.4739 | 29.4739 | 29.4739 | 29.4739 | 29.4739 | 29.4739 | 29.4739 | 29.4739 | 29.4739 | 29.4739
3957 | 29.4745 | 29.4745 | 29.4745 | 29.4745 | 29.4745 | 29.4745 | 29.4745 | 29.4745 | 29.4745 | 29.4745 | 29.4745 | 29.4745 | 29.4745 | 29.4745 | 29.4745 | 29.4745 | 29.4745 | 29.4745 | 29.4745 | 29.4745 | 29.4745 | 29.4745 | 29.4745 | 29.4745 | 29.4745 | 29.4745 | 29.4745 | 29.4745 | 29.4745 | 29.4745 | 29.4745 | 29.4745 | 29.4745 | 29.4745 | 29.4745 | 29.4745 | 29.4745 | 29.4745 | 29.4745 | 29.4745 | 29.4745 | 29.4745 | 29.4745 | 29.4745 | 29.4745 | 29.4745 | 29.4745 | 29.4745 | 29.4745 | 29.4745 | 29.4745 | 29.4745 | 29.4745 | 29.4745 | 29.4745 | 29.4745 | 29.4745 | 29.4745 | 29.4745 | 29.4745
3958 | 29.4751 | 29.4751 | 29.4751 | 29.4751 | 29.4751 | 29.4751 | 29.4751 | 29.4751 | 29.4751 | 29.4751 | 29.4751 | 29.4751 | 29.4751 | 29.4751 | 29.4751 | 29.4751 | 29.4751 | 29.4751 | 29.4751 | 29.4751 | 29.4751 | 29.4751 | 29.4751 | 29.4751 | 29.4751 | 29.4751 | 29.4751 | 29.4751 | 29.4751 | 29.4751 | 29.4751 | 29.4751 | 29.4751 | 29.4751 | 29.4751 | 29.4751 | 29.4751 | 29.4751 | 29.4751 | 29.4751 | 29.4751 | 29.4751 | 29.4751 | 29.4751 | 29.4751 | 29.4751 | 29.4751 | 29.4751 | 29.4751 | 29.4751 | 29.4751 | 29.4751 | 29.4751 | 29.4751 | 29.4751 | 29.4751 | 29.4751 | 29.4751 | 29.4751 | 29.4751
3959 | 29.4758 | 29.4758 | 29.4758 | 29.4758 | 29.4758 | 29.4758 | 29.4758 | 29.4758 | 29.4758 | 29.4758 | 29.4758 | 29.4758 | 29.4758 | 29.4758 | 29.4758 | 29.4758 | 29.4758 | 29.4758 | 29.4758 | 29.4758 | 29.4758 | 29.4758 | 29.4758 | 29.4758 | 29.4758 | 29.4758 | 29.4758 | 29.4758 | 29.4758 | 29.4758 | 29.4758 | 29.4758 | 29.4758 | 29.4758 | 29.4758 | 29.4758 | 29.4758 | 29.4758 | 29.4758 | 29.4758 | 29.4758 | 29.4758 | 29.4758 | 29.4758 | 29.4758 | 29.4758 | 29.4758 | 29.4758 | 29.4758 | 29.4758 | 29.4758 | 29.4758 | 29.4758 | 29.4758 | 29.4758 | 29.4758 | 29.4758 | 29.4758 | 29.4758 | 29.4758
3960 | 29.4764 | 29.4764 | 29.4764 | 29.4764 | 29.4764 | 29.4764 | 29.4764 | 29.4764 | 29.4764 | 29.4764 | 29.4764 | 29.4764 | 29.4764 | 29.4764 | 29.4764 | 29.4764 | 29.4764 | 29.4764 | 29.4764 | 29.4764 | 29.4764 | 29.4764 | 29.4764 | 29.4764 | 29.4764 | 29.4764 | 29.4764 | 29.4764 | 29.4764 | 29.4764 | 29.4764 | 29.4764 | 29.4764 | 29.4764 | 29.4764 | 29.4764 | 29.4764 | 29.4764 | 29.4764 | 29.4764 | 29.4764 | 29.4764 | 29.4764 | 29.4764 | 29.4764 | 29.4764 | 29.4764 | 29.4764 | 29.4764 | 29.4764 | 29.4764 | 29.4764 | 29.4764 | 29.4764 | 29.4764 | 29.4764 | 29.4764 | 29.4764 | 29.4764 | 29.4764
3961 | 29.477 | 29.477 | 29.477 | 29.477 | 29.477 | 29.477 | 29.477 | 29.477 | 29.477 | 29.477 | 29.477 | 29.477 | 29.477 | 29.477 | 29.477 | 29.477 | 29.477 | 29.477 | 29.477 | 29.477 | 29.477 | 29.477 | 29.477 | 29.477 | 29.477 | 29.477 | 29.477 | 29.477 | 29.477 | 29.477 | 29.477 | 29.477 | 29.477 | 29.477 | 29.477 | 29.477 | 29.477 | 29.477 | 29.477 | 29.477 | 29.477 | 29.477 | 29.477 | 29.477 | 29.477 | 29.477 | 29.477 | 29.477 | 29.477 | 29.477 | 29.477 | 29.477 | 29.477 | 29.477 | 29.477 | 29.477 | 29.477 | 29.477 | 29.477 | 29.477
3962 | 29.4777 | 29.4777 | 29.4777 | 29.4777 | 29.4777 | 29.4777 | 29.4777 | 29.4777 | 29.4777 | 29.4777 | 29.4777 | 29.4777 | 29.4777 | 29.4777 | 29.4777 | 29.4777 | 29.4777 | 29.4777 | 29.4777 | 29.4777 | 29.4777 | 29.4777 | 29.4777 | 29.4777 | 29.4777 | 29.4777 | 29.4777 | 29.4777 | 29.4777 | 29.4777 | 29.4777 | 29.4777 | 29.4777 | 29.4777 | 29.4777 | 29.4777 | 29.4777 | 29.4777 | 29.4777 | 29.4777 | 29.4777 | 29.4777 | 29.4777 | 29.4777 | 29.4777 | 29.4777 | 29.4777 | 29.4777 | 29.4777 | 29.4777 | 29.4777 | 29.4777 | 29.4777 | 29.4777 | 29.4777 | 29.4777 | 29.4777 | 29.4777 | 29.4777 | 29.4777
3963 | 29.4783 | 29.4783 | 29.4783 | 29.4783 | 29.4783 | 29.4783 | 29.4783 | 29.4783 | 29.4783 | 29.4783 | 29.4783 | 29.4783 | 29.4783 | 29.4783 | 29.4783 | 29.4783 | 29.4783 | 29.4783 | 29.4783 | 29.4783 | 29.4783 | 29.4783 | 29.4783 | 29.4783 | 29.4783 | 29.4783 | 29.4783 | 29.4783 | 29.4783 | 29.4783 | 29.4783 | 29.4783 | 29.4783 | 29.4783 | 29.4783 | 29.4783 | 29.4783 | 29.4783 | 29.4783 | 29.4783 | 29.4783 | 29.4783 | 29.4783 | 29.4783 | 29.4783 | 29.4783 | 29.4783 | 29.4783 | 29.4783 | 29.4783 | 29.4783 | 29.4783 | 29.4783 | 29.4783 | 29.4783 | 29.4783 | 29.4783 | 29.4783 | 29.4783 | 29.4783
3964 | 29.4789 | 29.4789 | 29.4789 | 29.4789 | 29.4789 | 29.4789 | 29.4789 | 29.4789 | 29.4789 | 29.4789 | 29.4789 | 29.4789 | 29.4789 | 29.4789 | 29.4789 | 29.4789 | 29.4789 | 29.4789 | 29.4789 | 29.4789 | 29.4789 | 29.4789 | 29.4789 | 29.4789 | 29.4789 | 29.4789 | 29.4789 | 29.4789 | 29.4789 | 29.4789 | 29.4789 | 29.4789 | 29.4789 | 29.4789 | 29.4789 | 29.4789 | 29.4789 | 29.4789 | 29.4789 | 29.4789 | 29.4789 | 29.4789 | 29.4789 | 29.4789 | 29.4789 | 29.4789 | 29.4789 | 29.4789 | 29.4789 | 29.4789 | 29.4789 | 29.4789 | 29.4789 | 29.4789 | 29.4789 | 29.4789 | 29.4789 | 29.4789 | 29.4789 | 29.4789
3965 | 29.4795 | 29.4795 | 29.4795 | 29.4795 | 29.4795 | 29.4795 | 29.4795 | 29.4795 | 29.4795 | 29.4795 | 29.4795 | 29.4795 | 29.4795 | 29.4795 | 29.4795 | 29.4795 | 29.4795 | 29.4795 | 29.4795 | 29.4795 | 29.4795 | 29.4795 | 29.4795 | 29.4795 | 29.4795 | 29.4795 | 29.4795 | 29.4795 | 29.4795 | 29.4795 | 29.4795 | 29.4795 | 29.4795 | 29.4795 | 29.4795 | 29.4795 | 29.4795 | 29.4795 | 29.4795 | 29.4795 | 29.4795 | 29.4795 | 29.4795 | 29.4795 | 29.4795 | 29.4795 | 29.4795 | 29.4795 | 29.4795 | 29.4795 | 29.4795 | 29.4795 | 29.4795 | 29.4795 | 29.4795 | 29.4795 | 29.4795 | 29.4795 | 29.4795 | 29.4795
3966 | 29.4802 | 29.4802 | 29.4802 | 29.4802 | 29.4802 | 29.4802 | 29.4802 | 29.4802 | 29.4802 | 29.4802 | 29.4802 | 29.4802 | 29.4802 | 29.4802 | 29.4802 | 29.4802 | 29.4802 | 29.4802 | 29.4802 | 29.4802 | 29.4802 | 29.4802 | 29.4802 | 29.4802 | 29.4802 | 29.4802 | 29.4802 | 29.4802 | 29.4802 | 29.4802 | 29.4802 | 29.4802 | 29.4802 | 29.4802 | 29.4802 | 29.4802 | 29.4802 | 29.4802 | 29.4802 | 29.4802 | 29.4802 | 29.4802 | 29.4802 | 29.4802 | 29.4802 | 29.4802 | 29.4802 | 29.4802 | 29.4802 | 29.4802 | 29.4802 | 29.4802 | 29.4802 | 29.4802 | 29.4802 | 29.4802 | 29.4802 | 29.4802 | 29.4802 | 29.4802
3967 | 29.4808 | 29.4808 | 29.4808 | 29.4808 | 29.4808 | 29.4808 | 29.4808 | 29.4808 | 29.4808 | 29.4808 | 29.4808 | 29.4808 | 29.4808 | 29.4808 | 29.4808 | 29.4808 | 29.4808 | 29.4808 | 29.4808 | 29.4808 | 29.4808 | 29.4808 | 29.4808 | 29.4808 | 29.4808 | 29.4808 | 29.4808 | 29.4808 | 29.4808 | 29.4808 | 29.4808 | 29.4808 | 29.4808 | 29.4808 | 29.4808 | 29.4808 | 29.4808 | 29.4808 | 29.4808 | 29.4808 | 29.4808 | 29.4808 | 29.4808 | 29.4808 | 29.4808 | 29.4808 | 29.4808 | 29.4808 | 29.4808 | 29.4808 | 29.4808 | 29.4808 | 29.4808 | 29.4808 | 29.4808 | 29.4808 | 29.4808 | 29.4808 | 29.4808 | 29.4808
3968 | 29.4814 | 29.4814 | 29.4814 | 29.4814 | 29.4814 | 29.4814 | 29.4814 | 29.4814 | 29.4814 | 29.4814 | 29.4814 | 29.4814 | 29.4814 | 29.4814 | 29.4814 | 29.4814 | 29.4814 | 29.4814 | 29.4814 | 29.4814 | 29.4814 | 29.4814 | 29.4814 | 29.4814 | 29.4814 | 29.4814 | 29.4814 | 29.4814 | 29.4814 | 29.4814 | 29.4814 | 29.4814 | 29.4814 | 29.4814 | 29.4814 | 29.4814 | 29.4814 | 29.4814 | 29.4814 | 29.4814 | 29.4814 | 29.4814 | 29.4814 | 29.4814 | 29.4814 | 29.4814 | 29.4814 | 29.4814 | 29.4814 | 29.4814 | 29.4814 | 29.4814 | 29.4814 | 29.4814 | 29.4814 | 29.4814 | 29.4814 | 29.4814 | 29.4814 | 29.4814
3969 | 29.4821 | 29.4821 | 29.4821 | 29.4821 | 29.4821 | 29.4821 | 29.4821 | 29.4821 | 29.4821 | 29.4821 | 29.4821 | 29.4821 | 29.4821 | 29.4821 | 29.4821 | 29.4821 | 29.4821 | 29.4821 | 29.4821 | 29.4821 | 29.4821 | 29.4821 | 29.4821 | 29.4821 | 29.4821 | 29.4821 | 29.4821 | 29.4821 | 29.4821 | 29.4821 | 29.4821 | 29.4821 | 29.4821 | 29.4821 | 29.4821 | 29.4821 | 29.4821 | 29.4821 | 29.4821 | 29.4821 | 29.4821 | 29.4821 | 29.4821 | 29.4821 | 29.4821 | 29.4821 | 29.4821 | 29.4821 | 29.4821 | 29.4821 | 29.4821 | 29.4821 | 29.4821 | 29.4821 | 29.4821 | 29.4821 | 29.4821 | 29.4821 | 29.4821 | 29.4821
3970 | 29.4827 | 29.4827 | 29.4827 | 29.4827 | 29.4827 | 29.4827 | 29.4827 | 29.4827 | 29.4827 | 29.4827 | 29.4827 | 29.4827 | 29.4827 | 29.4827 | 29.4827 | 29.4827 | 29.4827 | 29.4827 | 29.4827 | 29.4827 | 29.4827 | 29.4827 | 29.4827 | 29.4827 | 29.4827 | 29.4827 | 29.4827 | 29.4827 | 29.4827 | 29.4827 | 29.4827 | 29.4827 | 29.4827 | 29.4827 | 29.4827 | 29.4827 | 29.4827 | 29.4827 | 29.4827 | 29.4827 | 29.4827 | 29.4827 | 29.4827 | 29.4827 | 29.4827 | 29.4827 | 29.4827 | 29.4827 | 29.4827 | 29.4827 | 29.4827 | 29.4827 | 29.4827 | 29.4827 | 29.4827 | 29.4827 | 29.4827 | 29.4827 | 29.4827 | 29.4827
3971 | 29.4833 | 29.4833 | 29.4833 | 29.4833 | 29.4833 | 29.4833 | 29.4833 | 29.4833 | 29.4833 | 29.4833 | 29.4833 | 29.4833 | 29.4833 | 29.4833 | 29.4833 | 29.4833 | 29.4833 | 29.4833 | 29.4833 | 29.4833 | 29.4833 | 29.4833 | 29.4833 | 29.4833 | 29.4833 | 29.4833 | 29.4833 | 29.4833 | 29.4833 | 29.4833 | 29.4833 | 29.4833 | 29.4833 | 29.4833 | 29.4833 | 29.4833 | 29.4833 | 29.4833 | 29.4833 | 29.4833 | 29.4833 | 29.4833 | 29.4833 | 29.4833 | 29.4833 | 29.4833 | 29.4833 | 29.4833 | 29.4833 | 29.4833 | 29.4833 | 29.4833 | 29.4833 | 29.4833 | 29.4833 | 29.4833 | 29.4833 | 29.4833 | 29.4833 | 29.4833
3972 | 29.484 | 29.484 | 29.484 | 29.484 | 29.484 | 29.484 | 29.484 | 29.484 | 29.484 | 29.484 | 29.484 | 29.484 | 29.484 | 29.484 | 29.484 | 29.484 | 29.484 | 29.484 | 29.484 | 29.484 | 29.484 | 29.484 | 29.484 | 29.484 | 29.484 | 29.484 | 29.484 | 29.484 | 29.484 | 29.484 | 29.484 | 29.484 | 29.484 | 29.484 | 29.484 | 29.484 | 29.484 | 29.484 | 29.484 | 29.484 | 29.484 | 29.484 | 29.484 | 29.484 | 29.484 | 29.484 | 29.484 | 29.484 | 29.484 | 29.484 | 29.484 | 29.484 | 29.484 | 29.484 | 29.484 | 29.484 | 29.484 | 29.484 | 29.484 | 29.484
3973 | 29.4846 | 29.4846 | 29.4846 | 29.4846 | 29.4846 | 29.4846 | 29.4846 | 29.4846 | 29.4846 | 29.4846 | 29.4846 | 29.4846 | 29.4846 | 29.4846 | 29.4846 | 29.4846 | 29.4846 | 29.4846 | 29.4846 | 29.4846 | 29.4846 | 29.4846 | 29.4846 | 29.4846 | 29.4846 | 29.4846 | 29.4846 | 29.4846 | 29.4846 | 29.4846 | 29.4846 | 29.4846 | 29.4846 | 29.4846 | 29.4846 | 29.4846 | 29.4846 | 29.4846 | 29.4846 | 29.4846 | 29.4846 | 29.4846 | 29.4846 | 29.4846 | 29.4846 | 29.4846 | 29.4846 | 29.4846 | 29.4846 | 29.4846 | 29.4846 | 29.4846 | 29.4846 | 29.4846 | 29.4846 | 29.4846 | 29.4846 | 29.4846 | 29.4846 | 29.4846
3974 | 29.4852 | 29.4852 | 29.4852 | 29.4852 | 29.4852 | 29.4852 | 29.4852 | 29.4852 | 29.4852 | 29.4852 | 29.4852 | 29.4852 | 29.4852 | 29.4852 | 29.4852 | 29.4852 | 29.4852 | 29.4852 | 29.4852 | 29.4852 | 29.4852 | 29.4852 | 29.4852 | 29.4852 | 29.4852 | 29.4852 | 29.4852 | 29.4852 | 29.4852 | 29.4852 | 29.4852 | 29.4852 | 29.4852 | 29.4852 | 29.4852 | 29.4852 | 29.4852 | 29.4852 | 29.4852 | 29.4852 | 29.4852 | 29.4852 | 29.4852 | 29.4852 | 29.4852 | 29.4852 | 29.4852 | 29.4852 | 29.4852 | 29.4852 | 29.4852 | 29.4852 | 29.4852 | 29.4852 | 29.4852 | 29.4852 | 29.4852 | 29.4852 | 29.4852 | 29.4852
3975 | 29.4858 | 29.4858 | 29.4858 | 29.4858 | 29.4858 | 29.4858 | 29.4858 | 29.4858 | 29.4858 | 29.4858 | 29.4858 | 29.4858 | 29.4858 | 29.4858 | 29.4858 | 29.4858 | 29.4858 | 29.4858 | 29.4858 | 29.4858 | 29.4858 | 29.4858 | 29.4858 | 29.4858 | 29.4858 | 29.4858 | 29.4858 | 29.4858 | 29.4858 | 29.4858 | 29.4858 | 29.4858 | 29.4858 | 29.4858 | 29.4858 | 29.4858 | 29.4858 | 29.4858 | 29.4858 | 29.4858 | 29.4858 | 29.4858 | 29.4858 | 29.4858 | 29.4858 | 29.4858 | 29.4858 | 29.4858 | 29.4858 | 29.4858 | 29.4858 | 29.4858 | 29.4858 | 29.4858 | 29.4858 | 29.4858 | 29.4858 | 29.4858 | 29.4858 | 29.4858
3976 | 29.4865 | 29.4865 | 29.4865 | 29.4865 | 29.4865 | 29.4865 | 29.4865 | 29.4865 | 29.4865 | 29.4865 | 29.4865 | 29.4865 | 29.4865 | 29.4865 | 29.4865 | 29.4865 | 29.4865 | 29.4865 | 29.4865 | 29.4865 | 29.4865 | 29.4865 | 29.4865 | 29.4865 | 29.4865 | 29.4865 | 29.4865 | 29.4865 | 29.4865 | 29.4865 | 29.4865 | 29.4865 | 29.4865 | 29.4865 | 29.4865 | 29.4865 | 29.4865 | 29.4865 | 29.4865 | 29.4865 | 29.4865 | 29.4865 | 29.4865 | 29.4865 | 29.4865 | 29.4865 | 29.4865 | 29.4865 | 29.4865 | 29.4865 | 29.4865 | 29.4865 | 29.4865 | 29.4865 | 29.4865 | 29.4865 | 29.4865 | 29.4865 | 29.4865 | 29.4865
3977 | 29.4871 | 29.4871 | 29.4871 | 29.4871 | 29.4871 | 29.4871 | 29.4871 | 29.4871 | 29.4871 | 29.4871 | 29.4871 | 29.4871 | 29.4871 | 29.4871 | 29.4871 | 29.4871 | 29.4871 | 29.4871 | 29.4871 | 29.4871 | 29.4871 | 29.4871 | 29.4871 | 29.4871 | 29.4871 | 29.4871 | 29.4871 | 29.4871 | 29.4871 | 29.4871 | 29.4871 | 29.4871 | 29.4871 | 29.4871 | 29.4871 | 29.4871 | 29.4871 | 29.4871 | 29.4871 | 29.4871 | 29.4871 | 29.4871 | 29.4871 | 29.4871 | 29.4871 | 29.4871 | 29.4871 | 29.4871 | 29.4871 | 29.4871 | 29.4871 | 29.4871 | 29.4871 | 29.4871 | 29.4871 | 29.4871 | 29.4871 | 29.4871 | 29.4871 | 29.4871
3978 | 29.4877 | 29.4877 | 29.4877 | 29.4877 | 29.4877 | 29.4877 | 29.4877 | 29.4877 | 29.4877 | 29.4877 | 29.4877 | 29.4877 | 29.4877 | 29.4877 | 29.4877 | 29.4877 | 29.4877 | 29.4877 | 29.4877 | 29.4877 | 29.4877 | 29.4877 | 29.4877 | 29.4877 | 29.4877 | 29.4877 | 29.4877 | 29.4877 | 29.4877 | 29.4877 | 29.4877 | 29.4877 | 29.4877 | 29.4877 | 29.4877 | 29.4877 | 29.4877 | 29.4877 | 29.4877 | 29.4877 | 29.4877 | 29.4877 | 29.4877 | 29.4877 | 29.4877 | 29.4877 | 29.4877 | 29.4877 | 29.4877 | 29.4877 | 29.4877 | 29.4877 | 29.4877 | 29.4877 | 29.4877 | 29.4877 | 29.4877 | 29.4877 | 29.4877 | 29.4877
3979 | 29.4884 | 29.4884 | 29.4884 | 29.4884 | 29.4884 | 29.4884 | 29.4884 | 29.4884 | 29.4884 | 29.4884 | 29.4884 | 29.4884 | 29.4884 | 29.4884 | 29.4884 | 29.4884 | 29.4884 | 29.4884 | 29.4884 | 29.4884 | 29.4884 | 29.4884 | 29.4884 | 29.4884 | 29.4884 | 29.4884 | 29.4884 | 29.4884 | 29.4884 | 29.4884 | 29.4884 | 29.4884 | 29.4884 | 29.4884 | 29.4884 | 29.4884 | 29.4884 | 29.4884 | 29.4884 | 29.4884 | 29.4884 | 29.4884 | 29.4884 | 29.4884 | 29.4884 | 29.4884 | 29.4884 | 29.4884 | 29.4884 | 29.4884 | 29.4884 | 29.4884 | 29.4884 | 29.4884 | 29.4884 | 29.4884 | 29.4884 | 29.4884 | 29.4884 | 29.4884
3980 | 29.489 | 29.489 | 29.489 | 29.489 | 29.489 | 29.489 | 29.489 | 29.489 | 29.489 | 29.489 | 29.489 | 29.489 | 29.489 | 29.489 | 29.489 | 29.489 | 29.489 | 29.489 | 29.489 | 29.489 | 29.489 | 29.489 | 29.489 | 29.489 | 29.489 | 29.489 | 29.489 | 29.489 | 29.489 | 29.489 | 29.489 | 29.489 | 29.489 | 29.489 | 29.489 | 29.489 | 29.489 | 29.489 | 29.489 | 29.489 | 29.489 | 29.489 | 29.489 | 29.489 | 29.489 | 29.489 | 29.489 | 29.489 | 29.489 | 29.489 | 29.489 | 29.489 | 29.489 | 29.489 | 29.489 | 29.489 | 29.489 | 29.489 | 29.489 | 29.489
3981 | 29.4896 | 29.4896 | 29.4896 | 29.4896 | 29.4896 | 29.4896 | 29.4896 | 29.4896 | 29.4896 | 29.4896 | 29.4896 | 29.4896 | 29.4896 | 29.4896 | 29.4896 | 29.4896 | 29.4896 | 29.4896 | 29.4896 | 29.4896 | 29.4896 | 29.4896 | 29.4896 | 29.4896 | 29.4896 | 29.4896 | 29.4896 | 29.4896 | 29.4896 | 29.4896 | 29.4896 | 29.4896 | 29.4896 | 29.4896 | 29.4896 | 29.4896 | 29.4896 | 29.4896 | 29.4896 | 29.4896 | 29.4896 | 29.4896 | 29.4896 | 29.4896 | 29.4896 | 29.4896 | 29.4896 | 29.4896 | 29.4896 | 29.4896 | 29.4896 | 29.4896 | 29.4896 | 29.4896 | 29.4896 | 29.4896 | 29.4896 | 29.4896 | 29.4896 | 29.4896
3982 | 29.4902 | 29.4902 | 29.4902 | 29.4902 | 29.4902 | 29.4902 | 29.4902 | 29.4902 | 29.4902 | 29.4902 | 29.4902 | 29.4902 | 29.4902 | 29.4902 | 29.4902 | 29.4902 | 29.4902 | 29.4902 | 29.4902 | 29.4902 | 29.4902 | 29.4902 | 29.4902 | 29.4902 | 29.4902 | 29.4902 | 29.4902 | 29.4902 | 29.4902 | 29.4902 | 29.4902 | 29.4902 | 29.4902 | 29.4902 | 29.4902 | 29.4902 | 29.4902 | 29.4902 | 29.4902 | 29.4902 | 29.4902 | 29.4902 | 29.4902 | 29.4902 | 29.4902 | 29.4902 | 29.4902 | 29.4902 | 29.4902 | 29.4902 | 29.4902 | 29.4902 | 29.4902 | 29.4902 | 29.4902 | 29.4902 | 29.4902 | 29.4902 | 29.4902 | 29.4902
3983 | 29.4909 | 29.4909 | 29.4909 | 29.4909 | 29.4909 | 29.4909 | 29.4909 | 29.4909 | 29.4909 | 29.4909 | 29.4909 | 29.4909 | 29.4909 | 29.4909 | 29.4909 | 29.4909 | 29.4909 | 29.4909 | 29.4909 | 29.4909 | 29.4909 | 29.4909 | 29.4909 | 29.4909 | 29.4909 | 29.4909 | 29.4909 | 29.4909 | 29.4909 | 29.4909 | 29.4909 | 29.4909 | 29.4909 | 29.4909 | 29.4909 | 29.4909 | 29.4909 | 29.4909 | 29.4909 | 29.4909 | 29.4909 | 29.4909 | 29.4909 | 29.4909 | 29.4909 | 29.4909 | 29.4909 | 29.4909 | 29.4909 | 29.4909 | 29.4909 | 29.4909 | 29.4909 | 29.4909 | 29.4909 | 29.4909 | 29.4909 | 29.4909 | 29.4909 | 29.4909
3984 | 29.4915 | 29.4915 | 29.4915 | 29.4915 | 29.4915 | 29.4915 | 29.4915 | 29.4915 | 29.4915 | 29.4915 | 29.4915 | 29.4915 | 29.4915 | 29.4915 | 29.4915 | 29.4915 | 29.4915 | 29.4915 | 29.4915 | 29.4915 | 29.4915 | 29.4915 | 29.4915 | 29.4915 | 29.4915 | 29.4915 | 29.4915 | 29.4915 | 29.4915 | 29.4915 | 29.4915 | 29.4915 | 29.4915 | 29.4915 | 29.4915 | 29.4915 | 29.4915 | 29.4915 | 29.4915 | 29.4915 | 29.4915 | 29.4915 | 29.4915 | 29.4915 | 29.4915 | 29.4915 | 29.4915 | 29.4915 | 29.4915 | 29.4915 | 29.4915 | 29.4915 | 29.4915 | 29.4915 | 29.4915 | 29.4915 | 29.4915 | 29.4915 | 29.4915 | 29.4915
3985 | 29.4921 | 29.4921 | 29.4921 | 29.4921 | 29.4921 | 29.4921 | 29.4921 | 29.4921 | 29.4921 | 29.4921 | 29.4921 | 29.4921 | 29.4921 | 29.4921 | 29.4921 | 29.4921 | 29.4921 | 29.4921 | 29.4921 | 29.4921 | 29.4921 | 29.4921 | 29.4921 | 29.4921 | 29.4921 | 29.4921 | 29.4921 | 29.4921 | 29.4921 | 29.4921 | 29.4921 | 29.4921 | 29.4921 | 29.4921 | 29.4921 | 29.4921 | 29.4921 | 29.4921 | 29.4921 | 29.4921 | 29.4921 | 29.4921 | 29.4921 | 29.4921 | 29.4921 | 29.4921 | 29.4921 | 29.4921 | 29.4921 | 29.4921 | 29.4921 | 29.4921 | 29.4921 | 29.4921 | 29.4921 | 29.4921 | 29.4921 | 29.4921 | 29.4921 | 29.4921
3986 | 29.4928 | 29.4928 | 29.4928 | 29.4928 | 29.4928 | 29.4928 | 29.4928 | 29.4928 | 29.4928 | 29.4928 | 29.4928 | 29.4928 | 29.4928 | 29.4928 | 29.4928 | 29.4928 | 29.4928 | 29.4928 | 29.4928 | 29.4928 | 29.4928 | 29.4928 | 29.4928 | 29.4928 | 29.4928 | 29.4928 | 29.4928 | 29.4928 | 29.4928 | 29.4928 | 29.4928 | 29.4928 | 29.4928 | 29.4928 | 29.4928 | 29.4928 | 29.4928 | 29.4928 | 29.4928 | 29.4928 | 29.4928 | 29.4928 | 29.4928 | 29.4928 | 29.4928 | 29.4928 | 29.4928 | 29.4928 | 29.4928 | 29.4928 | 29.4928 | 29.4928 | 29.4928 | 29.4928 | 29.4928 | 29.4928 | 29.4928 | 29.4928 | 29.4928 | 29.4928
3987 | 29.4934 | 29.4934 | 29.4934 | 29.4934 | 29.4934 | 29.4934 | 29.4934 | 29.4934 | 29.4934 | 29.4934 | 29.4934 | 29.4934 | 29.4934 | 29.4934 | 29.4934 | 29.4934 | 29.4934 | 29.4934 | 29.4934 | 29.4934 | 29.4934 | 29.4934 | 29.4934 | 29.4934 | 29.4934 | 29.4934 | 29.4934 | 29.4934 | 29.4934 | 29.4934 | 29.4934 | 29.4934 | 29.4934 | 29.4934 | 29.4934 | 29.4934 | 29.4934 | 29.4934 | 29.4934 | 29.4934 | 29.4934 | 29.4934 | 29.4934 | 29.4934 | 29.4934 | 29.4934 | 29.4934 | 29.4934 | 29.4934 | 29.4934 | 29.4934 | 29.4934 | 29.4934 | 29.4934 | 29.4934 | 29.4934 | 29.4934 | 29.4934 | 29.4934 | 29.4934
3988 | 29.494 | 29.494 | 29.494 | 29.494 | 29.494 | 29.494 | 29.494 | 29.494 | 29.494 | 29.494 | 29.494 | 29.494 | 29.494 | 29.494 | 29.494 | 29.494 | 29.494 | 29.494 | 29.494 | 29.494 | 29.494 | 29.494 | 29.494 | 29.494 | 29.494 | 29.494 | 29.494 | 29.494 | 29.494 | 29.494 | 29.494 | 29.494 | 29.494 | 29.494 | 29.494 | 29.494 | 29.494 | 29.494 | 29.494 | 29.494 | 29.494 | 29.494 | 29.494 | 29.494 | 29.494 | 29.494 | 29.494 | 29.494 | 29.494 | 29.494 | 29.494 | 29.494 | 29.494 | 29.494 | 29.494 | 29.494 | 29.494 | 29.494 | 29.494 | 29.494
3989 | 29.4946 | 29.4946 | 29.4946 | 29.4946 | 29.4946 | 29.4946 | 29.4946 | 29.4946 | 29.4946 | 29.4946 | 29.4946 | 29.4946 | 29.4946 | 29.4946 | 29.4946 | 29.4946 | 29.4946 | 29.4946 | 29.4946 | 29.4946 | 29.4946 | 29.4946 | 29.4946 | 29.4946 | 29.4946 | 29.4946 | 29.4946 | 29.4946 | 29.4946 | 29.4946 | 29.4946 | 29.4946 | 29.4946 | 29.4946 | 29.4946 | 29.4946 | 29.4946 | 29.4946 | 29.4946 | 29.4946 | 29.4946 | 29.4946 | 29.4946 | 29.4946 | 29.4946 | 29.4946 | 29.4946 | 29.4946 | 29.4946 | 29.4946 | 29.4946 | 29.4946 | 29.4946 | 29.4946 | 29.4946 | 29.4946 | 29.4946 | 29.4946 | 29.4946 | 29.4946
3990 | 29.4953 | 29.4953 | 29.4953 | 29.4953 | 29.4953 | 29.4953 | 29.4953 | 29.4953 | 29.4953 | 29.4953 | 29.4953 | 29.4953 | 29.4953 | 29.4953 | 29.4953 | 29.4953 | 29.4953 | 29.4953 | 29.4953 | 29.4953 | 29.4953 | 29.4953 | 29.4953 | 29.4953 | 29.4953 | 29.4953 | 29.4953 | 29.4953 | 29.4953 | 29.4953 | 29.4953 | 29.4953 | 29.4953 | 29.4953 | 29.4953 | 29.4953 | 29.4953 | 29.4953 | 29.4953 | 29.4953 | 29.4953 | 29.4953 | 29.4953 | 29.4953 | 29.4953 | 29.4953 | 29.4953 | 29.4953 | 29.4953 | 29.4953 | 29.4953 | 29.4953 | 29.4953 | 29.4953 | 29.4953 | 29.4953 | 29.4953 | 29.4953 | 29.4953 | 29.4953
3991 | 29.4959 | 29.4959 | 29.4959 | 29.4959 | 29.4959 | 29.4959 | 29.4959 | 29.4959 | 29.4959 | 29.4959 | 29.4959 | 29.4959 | 29.4959 | 29.4959 | 29.4959 | 29.4959 | 29.4959 | 29.4959 | 29.4959 | 29.4959 | 29.4959 | 29.4959 | 29.4959 | 29.4959 | 29.4959 | 29.4959 | 29.4959 | 29.4959 | 29.4959 | 29.4959 | 29.4959 | 29.4959 | 29.4959 | 29.4959 | 29.4959 | 29.4959 | 29.4959 | 29.4959 | 29.4959 | 29.4959 | 29.4959 | 29.4959 | 29.4959 | 29.4959 | 29.4959 | 29.4959 | 29.4959 | 29.4959 | 29.4959 | 29.4959 | 29.4959 | 29.4959 | 29.4959 | 29.4959 | 29.4959 | 29.4959 | 29.4959 | 29.4959 | 29.4959 | 29.4959
3992 | 29.4965 | 29.4965 | 29.4965 | 29.4965 | 29.4965 | 29.4965 | 29.4965 | 29.4965 | 29.4965 | 29.4965 | 29.4965 | 29.4965 | 29.4965 | 29.4965 | 29.4965 | 29.4965 | 29.4965 | 29.4965 | 29.4965 | 29.4965 | 29.4965 | 29.4965 | 29.4965 | 29.4965 | 29.4965 | 29.4965 | 29.4965 | 29.4965 | 29.4965 | 29.4965 | 29.4965 | 29.4965 | 29.4965 | 29.4965 | 29.4965 | 29.4965 | 29.4965 | 29.4965 | 29.4965 | 29.4965 | 29.4965 | 29.4965 | 29.4965 | 29.4965 | 29.4965 | 29.4965 | 29.4965 | 29.4965 | 29.4965 | 29.4965 | 29.4965 | 29.4965 | 29.4965 | 29.4965 | 29.4965 | 29.4965 | 29.4965 | 29.4965 | 29.4965 | 29.4965
3993 | 29.4971 | 29.4971 | 29.4971 | 29.4971 | 29.4971 | 29.4971 | 29.4971 | 29.4971 | 29.4971 | 29.4971 | 29.4971 | 29.4971 | 29.4971 | 29.4971 | 29.4971 | 29.4971 | 29.4971 | 29.4971 | 29.4971 | 29.4971 | 29.4971 | 29.4971 | 29.4971 | 29.4971 | 29.4971 | 29.4971 | 29.4971 | 29.4971 | 29.4971 | 29.4971 | 29.4971 | 29.4971 | 29.4971 | 29.4971 | 29.4971 | 29.4971 | 29.4971 | 29.4971 | 29.4971 | 29.4971 | 29.4971 | 29.4971 | 29.4971 | 29.4971 | 29.4971 | 29.4971 | 29.4971 | 29.4971 | 29.4971 | 29.4971 | 29.4971 | 29.4971 | 29.4971 | 29.4971 | 29.4971 | 29.4971 | 29.4971 | 29.4971 | 29.4971 | 29.4971
3994 | 29.4978 | 29.4978 | 29.4978 | 29.4978 | 29.4978 | 29.4978 | 29.4978 | 29.4978 | 29.4978 | 29.4978 | 29.4978 | 29.4978 | 29.4978 | 29.4978 | 29.4978 | 29.4978 | 29.4978 | 29.4978 | 29.4978 | 29.4978 | 29.4978 | 29.4978 | 29.4978 | 29.4978 | 29.4978 | 29.4978 | 29.4978 | 29.4978 | 29.4978 | 29.4978 | 29.4978 | 29.4978 | 29.4978 | 29.4978 | 29.4978 | 29.4978 | 29.4978 | 29.4978 | 29.4978 | 29.4978 | 29.4978 | 29.4978 | 29.4978 | 29.4978 | 29.4978 | 29.4978 | 29.4978 | 29.4978 | 29.4978 | 29.4978 | 29.4978 | 29.4978 | 29.4978 | 29.4978 | 29.4978 | 29.4978 | 29.4978 | 29.4978 | 29.4978 | 29.4978
3995 | 29.4984 | 29.4984 | 29.4984 | 29.4984 | 29.4984 | 29.4984 | 29.4984 | 29.4984 | 29.4984 | 29.4984 | 29.4984 | 29.4984 | 29.4984 | 29.4984 | 29.4984 | 29.4984 | 29.4984 | 29.4984 | 29.4984 | 29.4984 | 29.4984 | 29.4984 | 29.4984 | 29.4984 | 29.4984 | 29.4984 | 29.4984 | 29.4984 | 29.4984 | 29.4984 | 29.4984 | 29.4984 | 29.4984 | 29.4984 | 29.4984 | 29.4984 | 29.4984 | 29.4984 | 29.4984 | 29.4984 | 29.4984 | 29.4984 | 29.4984 | 29.4984 | 29.4984 | 29.4984 | 29.4984 | 29.4984 | 29.4984 | 29.4984 | 29.4984 | 29.4984 | 29.4984 | 29.4984 | 29.4984 | 29.4984 | 29.4984 | 29.4984 | 29.4984 | 29.4984
3996 | 29.499 | 29.499 | 29.499 | 29.499 | 29.499 | 29.499 | 29.499 | 29.499 | 29.499 | 29.499 | 29.499 | 29.499 | 29.499 | 29.499 | 29.499 | 29.499 | 29.499 | 29.499 | 29.499 | 29.499 | 29.499 | 29.499 | 29.499 | 29.499 | 29.499 | 29.499 | 29.499 | 29.499 | 29.499 | 29.499 | 29.499 | 29.499 | 29.499 | 29.499 | 29.499 | 29.499 | 29.499 | 29.499 | 29.499 | 29.499 | 29.499 | 29.499 | 29.499 | 29.499 | 29.499 | 29.499 | 29.499 | 29.499 | 29.499 | 29.499 | 29.499 | 29.499 | 29.499 | 29.499 | 29.499 | 29.499 | 29.499 | 29.499 | 29.499 | 29.499
3997 | 29.4996 | 29.4996 | 29.4996 | 29.4996 | 29.4996 | 29.4996 | 29.4996 | 29.4996 | 29.4996 | 29.4996 | 29.4996 | 29.4996 | 29.4996 | 29.4996 | 29.4996 | 29.4996 | 29.4996 | 29.4996 | 29.4996 | 29.4996 | 29.4996 | 29.4996 | 29.4996 | 29.4996 | 29.4996 | 29.4996 | 29.4996 | 29.4996 | 29.4996 | 29.4996 | 29.4996 | 29.4996 | 29.4996 | 29.4996 | 29.4996 | 29.4996 | 29.4996 | 29.4996 | 29.4996 | 29.4996 | 29.4996 | 29.4996 | 29.4996 | 29.4996 | 29.4996 | 29.4996 | 29.4996 | 29.4996 | 29.4996 | 29.4996 | 29.4996 | 29.4996 | 29.4996 | 29.4996 | 29.4996 | 29.4996 | 29.4996 | 29.4996 | 29.4996 | 29.4996
3998 | 29.5003 | 29.5003 | 29.5003 | 29.5003 | 29.5003 | 29.5003 | 29.5003 | 29.5003 | 29.5003 | 29.5003 | 29.5003 | 29.5003 | 29.5003 | 29.5003 | 29.5003 | 29.5003 | 29.5003 | 29.5003 | 29.5003 | 29.5003 | 29.5003 | 29.5003 | 29.5003 | 29.5003 | 29.5003 | 29.5003 | 29.5003 | 29.5003 | 29.5003 | 29.5003 | 29.5003 | 29.5003 | 29.5003 | 29.5003 | 29.5003 | 29.5003 | 29.5003 | 29.5003 | 29.5003 | 29.5003 | 29.5003 | 29.5003 | 29.5003 | 29.5003 | 29.5003 | 29.5003 | 29.5003 | 29.5003 | 29.5003 | 29.5003 | 29.5003 | 29.5003 | 29.5003 | 29.5003 | 29.5003 | 29.5003 | 29.5003 | 29.5003 | 29.5003 | 29.5003
3999 | 29.5009 | 29.5009 | 29.5009 | 29.5009 | 29.5009 | 29.5009 | 29.5009 | 29.5009 | 29.5009 | 29.5009 | 29.5009 | 29.5009 | 29.5009 | 29.5009 | 29.5009 | 29.5009 | 29.5009 | 29.5009 | 29.5009 | 29.5009 | 29.5009 | 29.5009 | 29.5009 | 29.5009 | 29.5009 | 29.5009 | 29.5009 | 29.5009 | 29.5009 | 29.5009 | 29.5009 | 29.5009 | 29.5009 | 29.5009 | 29.5009 | 29.5009 | 29.5009 | 29.5009 | 29.5009 | 29.5009 | 29.5009 | 29.5009 | 29.5009 | 29.5009 | 29.5009 | 29.5009 | 29.5009 | 29.5009 | 29.5009 | 29.5009 | 29.5009 | 29.5009 | 29.5009 | 29.5009 | 29.5009 | 29.5009 | 29.5009 | 29.5009 | 29.5009 | 29.5009
4000 | 29.5015 | 29.5015 | 29.5015 | 29.5015 | 29.5015 | 29.5015 | 29.5015 | 29.5015 | 29.5015 | 29.5015 | 29.5015 | 29.5015 | 29.5015 | 29.5015 | 29.5015 | 29.5015 | 29.5015 | 29.5015 | 29.5015 | 29.5015 | 29.5015 | 29.5015 | 29.5015 | 29.5015 | 29.5015 | 29.5015 | 29.5015 | 29.5015 | 29.5015 | 29.5015 | 29.5015 | 29.5015 | 29.5015 | 29.5015 | 29.5015 | 29.5015 | 29.5015 | 29.5015 | 29.5015 | 29.5015 | 29.5015 | 29.5015 | 29.5015 | 29.5015 | 29.5015 | 29.5015 | 29.5015 | 29.5015 | 29.5015 | 29.5015 | 29.5015 | 29.5015 | 29.5015 | 29.5015 | 29.5015 | 29.5015 | 29.5015 | 29.5015 | 29.5015 | 29.5015
4001 | 29.5021 | 29.5021 | 29.5021 | 29.5021 | 29.5021 | 29.5021 | 29.5021 | 29.5021 | 29.5021 | 29.5021 | 29.5021 | 29.5021 | 29.5021 | 29.5021 | 29.5021 | 29.5021 | 29.5021 | 29.5021 | 29.5021 | 29.5021 | 29.5021 | 29.5021 | 29.5021 | 29.5021 | 29.5021 | 29.5021 | 29.5021 | 29.5021 | 29.5021 | 29.5021 | 29.5021 | 29.5021 | 29.5021 | 29.5021 | 29.5021 | 29.5021 | 29.5021 | 29.5021 | 29.5021 | 29.5021 | 29.5021 | 29.5021 | 29.5021 | 29.5021 | 29.5021 | 29.5021 | 29.5021 | 29.5021 | 29.5021 | 29.5021 | 29.5021 | 29.5021 | 29.5021 | 29.5021 | 29.5021 | 29.5021 | 29.5021 | 29.5021 | 29.5021 | 29.5021
4002 | 29.5028 | 29.5028 | 29.5028 | 29.5028 | 29.5028 | 29.5028 | 29.5028 | 29.5028 | 29.5028 | 29.5028 | 29.5028 | 29.5028 | 29.5028 | 29.5028 | 29.5028 | 29.5028 | 29.5028 | 29.5028 | 29.5028 | 29.5028 | 29.5028 | 29.5028 | 29.5028 | 29.5028 | 29.5028 | 29.5028 | 29.5028 | 29.5028 | 29.5028 | 29.5028 | 29.5028 | 29.5028 | 29.5028 | 29.5028 | 29.5028 | 29.5028 | 29.5028 | 29.5028 | 29.5028 | 29.5028 | 29.5028 | 29.5028 | 29.5028 | 29.5028 | 29.5028 | 29.5028 | 29.5028 | 29.5028 | 29.5028 | 29.5028 | 29.5028 | 29.5028 | 29.5028 | 29.5028 | 29.5028 | 29.5028 | 29.5028 | 29.5028 | 29.5028 | 29.5028
4003 | 29.5034 | 29.5034 | 29.5034 | 29.5034 | 29.5034 | 29.5034 | 29.5034 | 29.5034 | 29.5034 | 29.5034 | 29.5034 | 29.5034 | 29.5034 | 29.5034 | 29.5034 | 29.5034 | 29.5034 | 29.5034 | 29.5034 | 29.5034 | 29.5034 | 29.5034 | 29.5034 | 29.5034 | 29.5034 | 29.5034 | 29.5034 | 29.5034 | 29.5034 | 29.5034 | 29.5034 | 29.5034 | 29.5034 | 29.5034 | 29.5034 | 29.5034 | 29.5034 | 29.5034 | 29.5034 | 29.5034 | 29.5034 | 29.5034 | 29.5034 | 29.5034 | 29.5034 | 29.5034 | 29.5034 | 29.5034 | 29.5034 | 29.5034 | 29.5034 | 29.5034 | 29.5034 | 29.5034 | 29.5034 | 29.5034 | 29.5034 | 29.5034 | 29.5034 | 29.5034
4004 | 29.504 | 29.504 | 29.504 | 29.504 | 29.504 | 29.504 | 29.504 | 29.504 | 29.504 | 29.504 | 29.504 | 29.504 | 29.504 | 29.504 | 29.504 | 29.504 | 29.504 | 29.504 | 29.504 | 29.504 | 29.504 | 29.504 | 29.504 | 29.504 | 29.504 | 29.504 | 29.504 | 29.504 | 29.504 | 29.504 | 29.504 | 29.504 | 29.504 | 29.504 | 29.504 | 29.504 | 29.504 | 29.504 | 29.504 | 29.504 | 29.504 | 29.504 | 29.504 | 29.504 | 29.504 | 29.504 | 29.504 | 29.504 | 29.504 | 29.504 | 29.504 | 29.504 | 29.504 | 29.504 | 29.504 | 29.504 | 29.504 | 29.504 | 29.504 | 29.504
4005 | 29.5046 | 29.5046 | 29.5046 | 29.5046 | 29.5046 | 29.5046 | 29.5046 | 29.5046 | 29.5046 | 29.5046 | 29.5046 | 29.5046 | 29.5046 | 29.5046 | 29.5046 | 29.5046 | 29.5046 | 29.5046 | 29.5046 | 29.5046 | 29.5046 | 29.5046 | 29.5046 | 29.5046 | 29.5046 | 29.5046 | 29.5046 | 29.5046 | 29.5046 | 29.5046 | 29.5046 | 29.5046 | 29.5046 | 29.5046 | 29.5046 | 29.5046 | 29.5046 | 29.5046 | 29.5046 | 29.5046 | 29.5046 | 29.5046 | 29.5046 | 29.5046 | 29.5046 | 29.5046 | 29.5046 | 29.5046 | 29.5046 | 29.5046 | 29.5046 | 29.5046 | 29.5046 | 29.5046 | 29.5046 | 29.5046 | 29.5046 | 29.5046 | 29.5046 | 29.5046
4006 | 29.5053 | 29.5053 | 29.5053 | 29.5053 | 29.5053 | 29.5053 | 29.5053 | 29.5053 | 29.5053 | 29.5053 | 29.5053 | 29.5053 | 29.5053 | 29.5053 | 29.5053 | 29.5053 | 29.5053 | 29.5053 | 29.5053 | 29.5053 | 29.5053 | 29.5053 | 29.5053 | 29.5053 | 29.5053 | 29.5053 | 29.5053 | 29.5053 | 29.5053 | 29.5053 | 29.5053 | 29.5053 | 29.5053 | 29.5053 | 29.5053 | 29.5053 | 29.5053 | 29.5053 | 29.5053 | 29.5053 | 29.5053 | 29.5053 | 29.5053 | 29.5053 | 29.5053 | 29.5053 | 29.5053 | 29.5053 | 29.5053 | 29.5053 | 29.5053 | 29.5053 | 29.5053 | 29.5053 | 29.5053 | 29.5053 | 29.5053 | 29.5053 | 29.5053 | 29.5053
4007 | 29.5059 | 29.5059 | 29.5059 | 29.5059 | 29.5059 | 29.5059 | 29.5059 | 29.5059 | 29.5059 | 29.5059 | 29.5059 | 29.5059 | 29.5059 | 29.5059 | 29.5059 | 29.5059 | 29.5059 | 29.5059 | 29.5059 | 29.5059 | 29.5059 | 29.5059 | 29.5059 | 29.5059 | 29.5059 | 29.5059 | 29.5059 | 29.5059 | 29.5059 | 29.5059 | 29.5059 | 29.5059 | 29.5059 | 29.5059 | 29.5059 | 29.5059 | 29.5059 | 29.5059 | 29.5059 | 29.5059 | 29.5059 | 29.5059 | 29.5059 | 29.5059 | 29.5059 | 29.5059 | 29.5059 | 29.5059 | 29.5059 | 29.5059 | 29.5059 | 29.5059 | 29.5059 | 29.5059 | 29.5059 | 29.5059 | 29.5059 | 29.5059 | 29.5059 | 29.5059
4008 | 29.5065 | 29.5065 | 29.5065 | 29.5065 | 29.5065 | 29.5065 | 29.5065 | 29.5065 | 29.5065 | 29.5065 | 29.5065 | 29.5065 | 29.5065 | 29.5065 | 29.5065 | 29.5065 | 29.5065 | 29.5065 | 29.5065 | 29.5065 | 29.5065 | 29.5065 | 29.5065 | 29.5065 | 29.5065 | 29.5065 | 29.5065 | 29.5065 | 29.5065 | 29.5065 | 29.5065 | 29.5065 | 29.5065 | 29.5065 | 29.5065 | 29.5065 | 29.5065 | 29.5065 | 29.5065 | 29.5065 | 29.5065 | 29.5065 | 29.5065 | 29.5065 | 29.5065 | 29.5065 | 29.5065 | 29.5065 | 29.5065 | 29.5065 | 29.5065 | 29.5065 | 29.5065 | 29.5065 | 29.5065 | 29.5065 | 29.5065 | 29.5065 | 29.5065 | 29.5065
4009 | 29.5071 | 29.5071 | 29.5071 | 29.5071 | 29.5071 | 29.5071 | 29.5071 | 29.5071 | 29.5071 | 29.5071 | 29.5071 | 29.5071 | 29.5071 | 29.5071 | 29.5071 | 29.5071 | 29.5071 | 29.5071 | 29.5071 | 29.5071 | 29.5071 | 29.5071 | 29.5071 | 29.5071 | 29.5071 | 29.5071 | 29.5071 | 29.5071 | 29.5071 | 29.5071 | 29.5071 | 29.5071 | 29.5071 | 29.5071 | 29.5071 | 29.5071 | 29.5071 | 29.5071 | 29.5071 | 29.5071 | 29.5071 | 29.5071 | 29.5071 | 29.5071 | 29.5071 | 29.5071 | 29.5071 | 29.5071 | 29.5071 | 29.5071 | 29.5071 | 29.5071 | 29.5071 | 29.5071 | 29.5071 | 29.5071 | 29.5071 | 29.5071 | 29.5071 | 29.5071
4010 | 29.5078 | 29.5078 | 29.5078 | 29.5078 | 29.5078 | 29.5078 | 29.5078 | 29.5078 | 29.5078 | 29.5078 | 29.5078 | 29.5078 | 29.5078 | 29.5078 | 29.5078 | 29.5078 | 29.5078 | 29.5078 | 29.5078 | 29.5078 | 29.5078 | 29.5078 | 29.5078 | 29.5078 | 29.5078 | 29.5078 | 29.5078 | 29.5078 | 29.5078 | 29.5078 | 29.5078 | 29.5078 | 29.5078 | 29.5078 | 29.5078 | 29.5078 | 29.5078 | 29.5078 | 29.5078 | 29.5078 | 29.5078 | 29.5078 | 29.5078 | 29.5078 | 29.5078 | 29.5078 | 29.5078 | 29.5078 | 29.5078 | 29.5078 | 29.5078 | 29.5078 | 29.5078 | 29.5078 | 29.5078 | 29.5078 | 29.5078 | 29.5078 | 29.5078 | 29.5078
4011 | 29.5084 | 29.5084 | 29.5084 | 29.5084 | 29.5084 | 29.5084 | 29.5084 | 29.5084 | 29.5084 | 29.5084 | 29.5084 | 29.5084 | 29.5084 | 29.5084 | 29.5084 | 29.5084 | 29.5084 | 29.5084 | 29.5084 | 29.5084 | 29.5084 | 29.5084 | 29.5084 | 29.5084 | 29.5084 | 29.5084 | 29.5084 | 29.5084 | 29.5084 | 29.5084 | 29.5084 | 29.5084 | 29.5084 | 29.5084 | 29.5084 | 29.5084 | 29.5084 | 29.5084 | 29.5084 | 29.5084 | 29.5084 | 29.5084 | 29.5084 | 29.5084 | 29.5084 | 29.5084 | 29.5084 | 29.5084 | 29.5084 | 29.5084 | 29.5084 | 29.5084 | 29.5084 | 29.5084 | 29.5084 | 29.5084 | 29.5084 | 29.5084 | 29.5084 | 29.5084
4012 | 29.509 | 29.509 | 29.509 | 29.509 | 29.509 | 29.509 | 29.509 | 29.509 | 29.509 | 29.509 | 29.509 | 29.509 | 29.509 | 29.509 | 29.509 | 29.509 | 29.509 | 29.509 | 29.509 | 29.509 | 29.509 | 29.509 | 29.509 | 29.509 | 29.509 | 29.509 | 29.509 | 29.509 | 29.509 | 29.509 | 29.509 | 29.509 | 29.509 | 29.509 | 29.509 | 29.509 | 29.509 | 29.509 | 29.509 | 29.509 | 29.509 | 29.509 | 29.509 | 29.509 | 29.509 | 29.509 | 29.509 | 29.509 | 29.509 | 29.509 | 29.509 | 29.509 | 29.509 | 29.509 | 29.509 | 29.509 | 29.509 | 29.509 | 29.509 | 29.509
4013 | 29.5096 | 29.5096 | 29.5096 | 29.5096 | 29.5096 | 29.5096 | 29.5096 | 29.5096 | 29.5096 | 29.5096 | 29.5096 | 29.5096 | 29.5096 | 29.5096 | 29.5096 | 29.5096 | 29.5096 | 29.5096 | 29.5096 | 29.5096 | 29.5096 | 29.5096 | 29.5096 | 29.5096 | 29.5096 | 29.5096 | 29.5096 | 29.5096 | 29.5096 | 29.5096 | 29.5096 | 29.5096 | 29.5096 | 29.5096 | 29.5096 | 29.5096 | 29.5096 | 29.5096 | 29.5096 | 29.5096 | 29.5096 | 29.5096 | 29.5096 | 29.5096 | 29.5096 | 29.5096 | 29.5096 | 29.5096 | 29.5096 | 29.5096 | 29.5096 | 29.5096 | 29.5096 | 29.5096 | 29.5096 | 29.5096 | 29.5096 | 29.5096 | 29.5096 | 29.5096
4014 | 29.5103 | 29.5103 | 29.5103 | 29.5103 | 29.5103 | 29.5103 | 29.5103 | 29.5103 | 29.5103 | 29.5103 | 29.5103 | 29.5103 | 29.5103 | 29.5103 | 29.5103 | 29.5103 | 29.5103 | 29.5103 | 29.5103 | 29.5103 | 29.5103 | 29.5103 | 29.5103 | 29.5103 | 29.5103 | 29.5103 | 29.5103 | 29.5103 | 29.5103 | 29.5103 | 29.5103 | 29.5103 | 29.5103 | 29.5103 | 29.5103 | 29.5103 | 29.5103 | 29.5103 | 29.5103 | 29.5103 | 29.5103 | 29.5103 | 29.5103 | 29.5103 | 29.5103 | 29.5103 | 29.5103 | 29.5103 | 29.5103 | 29.5103 | 29.5103 | 29.5103 | 29.5103 | 29.5103 | 29.5103 | 29.5103 | 29.5103 | 29.5103 | 29.5103 | 29.5103
4015 | 29.5109 | 29.5109 | 29.5109 | 29.5109 | 29.5109 | 29.5109 | 29.5109 | 29.5109 | 29.5109 | 29.5109 | 29.5109 | 29.5109 | 29.5109 | 29.5109 | 29.5109 | 29.5109 | 29.5109 | 29.5109 | 29.5109 | 29.5109 | 29.5109 | 29.5109 | 29.5109 | 29.5109 | 29.5109 | 29.5109 | 29.5109 | 29.5109 | 29.5109 | 29.5109 | 29.5109 | 29.5109 | 29.5109 | 29.5109 | 29.5109 | 29.5109 | 29.5109 | 29.5109 | 29.5109 | 29.5109 | 29.5109 | 29.5109 | 29.5109 | 29.5109 | 29.5109 | 29.5109 | 29.5109 | 29.5109 | 29.5109 | 29.5109 | 29.5109 | 29.5109 | 29.5109 | 29.5109 | 29.5109 | 29.5109 | 29.5109 | 29.5109 | 29.5109 | 29.5109
4016 | 29.5115 | 29.5115 | 29.5115 | 29.5115 | 29.5115 | 29.5115 | 29.5115 | 29.5115 | 29.5115 | 29.5115 | 29.5115 | 29.5115 | 29.5115 | 29.5115 | 29.5115 | 29.5115 | 29.5115 | 29.5115 | 29.5115 | 29.5115 | 29.5115 | 29.5115 | 29.5115 | 29.5115 | 29.5115 | 29.5115 | 29.5115 | 29.5115 | 29.5115 | 29.5115 | 29.5115 | 29.5115 | 29.5115 | 29.5115 | 29.5115 | 29.5115 | 29.5115 | 29.5115 | 29.5115 | 29.5115 | 29.5115 | 29.5115 | 29.5115 | 29.5115 | 29.5115 | 29.5115 | 29.5115 | 29.5115 | 29.5115 | 29.5115 | 29.5115 | 29.5115 | 29.5115 | 29.5115 | 29.5115 | 29.5115 | 29.5115 | 29.5115 | 29.5115 | 29.5115
4017 | 29.5121 | 29.5121 | 29.5121 | 29.5121 | 29.5121 | 29.5121 | 29.5121 | 29.5121 | 29.5121 | 29.5121 | 29.5121 | 29.5121 | 29.5121 | 29.5121 | 29.5121 | 29.5121 | 29.5121 | 29.5121 | 29.5121 | 29.5121 | 29.5121 | 29.5121 | 29.5121 | 29.5121 | 29.5121 | 29.5121 | 29.5121 | 29.5121 | 29.5121 | 29.5121 | 29.5121 | 29.5121 | 29.5121 | 29.5121 | 29.5121 | 29.5121 | 29.5121 | 29.5121 | 29.5121 | 29.5121 | 29.5121 | 29.5121 | 29.5121 | 29.5121 | 29.5121 | 29.5121 | 29.5121 | 29.5121 | 29.5121 | 29.5121 | 29.5121 | 29.5121 | 29.5121 | 29.5121 | 29.5121 | 29.5121 | 29.5121 | 29.5121 | 29.5121 | 29.5121
4018 | 29.5127 | 29.5127 | 29.5127 | 29.5127 | 29.5127 | 29.5127 | 29.5127 | 29.5127 | 29.5127 | 29.5127 | 29.5127 | 29.5127 | 29.5127 | 29.5127 | 29.5127 | 29.5127 | 29.5127 | 29.5127 | 29.5127 | 29.5127 | 29.5127 | 29.5127 | 29.5127 | 29.5127 | 29.5127 | 29.5127 | 29.5127 | 29.5127 | 29.5127 | 29.5127 | 29.5127 | 29.5127 | 29.5127 | 29.5127 | 29.5127 | 29.5127 | 29.5127 | 29.5127 | 29.5127 | 29.5127 | 29.5127 | 29.5127 | 29.5127 | 29.5127 | 29.5127 | 29.5127 | 29.5127 | 29.5127 | 29.5127 | 29.5127 | 29.5127 | 29.5127 | 29.5127 | 29.5127 | 29.5127 | 29.5127 | 29.5127 | 29.5127 | 29.5127 | 29.5127
4019 | 29.5134 | 29.5134 | 29.5134 | 29.5134 | 29.5134 | 29.5134 | 29.5134 | 29.5134 | 29.5134 | 29.5134 | 29.5134 | 29.5134 | 29.5134 | 29.5134 | 29.5134 | 29.5134 | 29.5134 | 29.5134 | 29.5134 | 29.5134 | 29.5134 | 29.5134 | 29.5134 | 29.5134 | 29.5134 | 29.5134 | 29.5134 | 29.5134 | 29.5134 | 29.5134 | 29.5134 | 29.5134 | 29.5134 | 29.5134 | 29.5134 | 29.5134 | 29.5134 | 29.5134 | 29.5134 | 29.5134 | 29.5134 | 29.5134 | 29.5134 | 29.5134 | 29.5134 | 29.5134 | 29.5134 | 29.5134 | 29.5134 | 29.5134 | 29.5134 | 29.5134 | 29.5134 | 29.5134 | 29.5134 | 29.5134 | 29.5134 | 29.5134 | 29.5134 | 29.5134
4020 | 29.514 | 29.514 | 29.514 | 29.514 | 29.514 | 29.514 | 29.514 | 29.514 | 29.514 | 29.514 | 29.514 | 29.514 | 29.514 | 29.514 | 29.514 | 29.514 | 29.514 | 29.514 | 29.514 | 29.514 | 29.514 | 29.514 | 29.514 | 29.514 | 29.514 | 29.514 | 29.514 | 29.514 | 29.514 | 29.514 | 29.514 | 29.514 | 29.514 | 29.514 | 29.514 | 29.514 | 29.514 | 29.514 | 29.514 | 29.514 | 29.514 | 29.514 | 29.514 | 29.514 | 29.514 | 29.514 | 29.514 | 29.514 | 29.514 | 29.514 | 29.514 | 29.514 | 29.514 | 29.514 | 29.514 | 29.514 | 29.514 | 29.514 | 29.514 | 29.514
4021 | 29.5146 | 29.5146 | 29.5146 | 29.5146 | 29.5146 | 29.5146 | 29.5146 | 29.5146 | 29.5146 | 29.5146 | 29.5146 | 29.5146 | 29.5146 | 29.5146 | 29.5146 | 29.5146 | 29.5146 | 29.5146 | 29.5146 | 29.5146 | 29.5146 | 29.5146 | 29.5146 | 29.5146 | 29.5146 | 29.5146 | 29.5146 | 29.5146 | 29.5146 | 29.5146 | 29.5146 | 29.5146 | 29.5146 | 29.5146 | 29.5146 | 29.5146 | 29.5146 | 29.5146 | 29.5146 | 29.5146 | 29.5146 | 29.5146 | 29.5146 | 29.5146 | 29.5146 | 29.5146 | 29.5146 | 29.5146 | 29.5146 | 29.5146 | 29.5146 | 29.5146 | 29.5146 | 29.5146 | 29.5146 | 29.5146 | 29.5146 | 29.5146 | 29.5146 | 29.5146
4022 | 29.5152 | 29.5152 | 29.5152 | 29.5152 | 29.5152 | 29.5152 | 29.5152 | 29.5152 | 29.5152 | 29.5152 | 29.5152 | 29.5152 | 29.5152 | 29.5152 | 29.5152 | 29.5152 | 29.5152 | 29.5152 | 29.5152 | 29.5152 | 29.5152 | 29.5152 | 29.5152 | 29.5152 | 29.5152 | 29.5152 | 29.5152 | 29.5152 | 29.5152 | 29.5152 | 29.5152 | 29.5152 | 29.5152 | 29.5152 | 29.5152 | 29.5152 | 29.5152 | 29.5152 | 29.5152 | 29.5152 | 29.5152 | 29.5152 | 29.5152 | 29.5152 | 29.5152 | 29.5152 | 29.5152 | 29.5152 | 29.5152 | 29.5152 | 29.5152 | 29.5152 | 29.5152 | 29.5152 | 29.5152 | 29.5152 | 29.5152 | 29.5152 | 29.5152 | 29.5152
4023 | 29.5159 | 29.5159 | 29.5159 | 29.5159 | 29.5159 | 29.5159 | 29.5159 | 29.5159 | 29.5159 | 29.5159 | 29.5159 | 29.5159 | 29.5159 | 29.5159 | 29.5159 | 29.5159 | 29.5159 | 29.5159 | 29.5159 | 29.5159 | 29.5159 | 29.5159 | 29.5159 | 29.5159 | 29.5159 | 29.5159 | 29.5159 | 29.5159 | 29.5159 | 29.5159 | 29.5159 | 29.5159 | 29.5159 | 29.5159 | 29.5159 | 29.5159 | 29.5159 | 29.5159 | 29.5159 | 29.5159 | 29.5159 | 29.5159 | 29.5159 | 29.5159 | 29.5159 | 29.5159 | 29.5159 | 29.5159 | 29.5159 | 29.5159 | 29.5159 | 29.5159 | 29.5159 | 29.5159 | 29.5159 | 29.5159 | 29.5159 | 29.5159 | 29.5159 | 29.5159
4024 | 29.5165 | 29.5165 | 29.5165 | 29.5165 | 29.5165 | 29.5165 | 29.5165 | 29.5165 | 29.5165 | 29.5165 | 29.5165 | 29.5165 | 29.5165 | 29.5165 | 29.5165 | 29.5165 | 29.5165 | 29.5165 | 29.5165 | 29.5165 | 29.5165 | 29.5165 | 29.5165 | 29.5165 | 29.5165 | 29.5165 | 29.5165 | 29.5165 | 29.5165 | 29.5165 | 29.5165 | 29.5165 | 29.5165 | 29.5165 | 29.5165 | 29.5165 | 29.5165 | 29.5165 | 29.5165 | 29.5165 | 29.5165 | 29.5165 | 29.5165 | 29.5165 | 29.5165 | 29.5165 | 29.5165 | 29.5165 | 29.5165 | 29.5165 | 29.5165 | 29.5165 | 29.5165 | 29.5165 | 29.5165 | 29.5165 | 29.5165 | 29.5165 | 29.5165 | 29.5165
4025 | 29.5171 | 29.5171 | 29.5171 | 29.5171 | 29.5171 | 29.5171 | 29.5171 | 29.5171 | 29.5171 | 29.5171 | 29.5171 | 29.5171 | 29.5171 | 29.5171 | 29.5171 | 29.5171 | 29.5171 | 29.5171 | 29.5171 | 29.5171 | 29.5171 | 29.5171 | 29.5171 | 29.5171 | 29.5171 | 29.5171 | 29.5171 | 29.5171 | 29.5171 | 29.5171 | 29.5171 | 29.5171 | 29.5171 | 29.5171 | 29.5171 | 29.5171 | 29.5171 | 29.5171 | 29.5171 | 29.5171 | 29.5171 | 29.5171 | 29.5171 | 29.5171 | 29.5171 | 29.5171 | 29.5171 | 29.5171 | 29.5171 | 29.5171 | 29.5171 | 29.5171 | 29.5171 | 29.5171 | 29.5171 | 29.5171 | 29.5171 | 29.5171 | 29.5171 | 29.5171
4026 | 29.5177 | 29.5177 | 29.5177 | 29.5177 | 29.5177 | 29.5177 | 29.5177 | 29.5177 | 29.5177 | 29.5177 | 29.5177 | 29.5177 | 29.5177 | 29.5177 | 29.5177 | 29.5177 | 29.5177 | 29.5177 | 29.5177 | 29.5177 | 29.5177 | 29.5177 | 29.5177 | 29.5177 | 29.5177 | 29.5177 | 29.5177 | 29.5177 | 29.5177 | 29.5177 | 29.5177 | 29.5177 | 29.5177 | 29.5177 | 29.5177 | 29.5177 | 29.5177 | 29.5177 | 29.5177 | 29.5177 | 29.5177 | 29.5177 | 29.5177 | 29.5177 | 29.5177 | 29.5177 | 29.5177 | 29.5177 | 29.5177 | 29.5177 | 29.5177 | 29.5177 | 29.5177 | 29.5177 | 29.5177 | 29.5177 | 29.5177 | 29.5177 | 29.5177 | 29.5177
4027 | 29.5183 | 29.5183 | 29.5183 | 29.5183 | 29.5183 | 29.5183 | 29.5183 | 29.5183 | 29.5183 | 29.5183 | 29.5183 | 29.5183 | 29.5183 | 29.5183 | 29.5183 | 29.5183 | 29.5183 | 29.5183 | 29.5183 | 29.5183 | 29.5183 | 29.5183 | 29.5183 | 29.5183 | 29.5183 | 29.5183 | 29.5183 | 29.5183 | 29.5183 | 29.5183 | 29.5183 | 29.5183 | 29.5183 | 29.5183 | 29.5183 | 29.5183 | 29.5183 | 29.5183 | 29.5183 | 29.5183 | 29.5183 | 29.5183 | 29.5183 | 29.5183 | 29.5183 | 29.5183 | 29.5183 | 29.5183 | 29.5183 | 29.5183 | 29.5183 | 29.5183 | 29.5183 | 29.5183 | 29.5183 | 29.5183 | 29.5183 | 29.5183 | 29.5183 | 29.5183
4028 | 29.519 | 29.519 | 29.519 | 29.519 | 29.519 | 29.519 | 29.519 | 29.519 | 29.519 | 29.519 | 29.519 | 29.519 | 29.519 | 29.519 | 29.519 | 29.519 | 29.519 | 29.519 | 29.519 | 29.519 | 29.519 | 29.519 | 29.519 | 29.519 | 29.519 | 29.519 | 29.519 | 29.519 | 29.519 | 29.519 | 29.519 | 29.519 | 29.519 | 29.519 | 29.519 | 29.519 | 29.519 | 29.519 | 29.519 | 29.519 | 29.519 | 29.519 | 29.519 | 29.519 | 29.519 | 29.519 | 29.519 | 29.519 | 29.519 | 29.519 | 29.519 | 29.519 | 29.519 | 29.519 | 29.519 | 29.519 | 29.519 | 29.519 | 29.519 | 29.519
4029 | 29.5196 | 29.5196 | 29.5196 | 29.5196 | 29.5196 | 29.5196 | 29.5196 | 29.5196 | 29.5196 | 29.5196 | 29.5196 | 29.5196 | 29.5196 | 29.5196 | 29.5196 | 29.5196 | 29.5196 | 29.5196 | 29.5196 | 29.5196 | 29.5196 | 29.5196 | 29.5196 | 29.5196 | 29.5196 | 29.5196 | 29.5196 | 29.5196 | 29.5196 | 29.5196 | 29.5196 | 29.5196 | 29.5196 | 29.5196 | 29.5196 | 29.5196 | 29.5196 | 29.5196 | 29.5196 | 29.5196 | 29.5196 | 29.5196 | 29.5196 | 29.5196 | 29.5196 | 29.5196 | 29.5196 | 29.5196 | 29.5196 | 29.5196 | 29.5196 | 29.5196 | 29.5196 | 29.5196 | 29.5196 | 29.5196 | 29.5196 | 29.5196 | 29.5196 | 29.5196
4030 | 29.5202 | 29.5202 | 29.5202 | 29.5202 | 29.5202 | 29.5202 | 29.5202 | 29.5202 | 29.5202 | 29.5202 | 29.5202 | 29.5202 | 29.5202 | 29.5202 | 29.5202 | 29.5202 | 29.5202 | 29.5202 | 29.5202 | 29.5202 | 29.5202 | 29.5202 | 29.5202 | 29.5202 | 29.5202 | 29.5202 | 29.5202 | 29.5202 | 29.5202 | 29.5202 | 29.5202 | 29.5202 | 29.5202 | 29.5202 | 29.5202 | 29.5202 | 29.5202 | 29.5202 | 29.5202 | 29.5202 | 29.5202 | 29.5202 | 29.5202 | 29.5202 | 29.5202 | 29.5202 | 29.5202 | 29.5202 | 29.5202 | 29.5202 | 29.5202 | 29.5202 | 29.5202 | 29.5202 | 29.5202 | 29.5202 | 29.5202 | 29.5202 | 29.5202 | 29.5202
4031 | 29.5208 | 29.5208 | 29.5208 | 29.5208 | 29.5208 | 29.5208 | 29.5208 | 29.5208 | 29.5208 | 29.5208 | 29.5208 | 29.5208 | 29.5208 | 29.5208 | 29.5208 | 29.5208 | 29.5208 | 29.5208 | 29.5208 | 29.5208 | 29.5208 | 29.5208 | 29.5208 | 29.5208 | 29.5208 | 29.5208 | 29.5208 | 29.5208 | 29.5208 | 29.5208 | 29.5208 | 29.5208 | 29.5208 | 29.5208 | 29.5208 | 29.5208 | 29.5208 | 29.5208 | 29.5208 | 29.5208 | 29.5208 | 29.5208 | 29.5208 | 29.5208 | 29.5208 | 29.5208 | 29.5208 | 29.5208 | 29.5208 | 29.5208 | 29.5208 | 29.5208 | 29.5208 | 29.5208 | 29.5208 | 29.5208 | 29.5208 | 29.5208 | 29.5208 | 29.5208
4032 | 29.5214 | 29.5214 | 29.5214 | 29.5214 | 29.5214 | 29.5214 | 29.5214 | 29.5214 | 29.5214 | 29.5214 | 29.5214 | 29.5214 | 29.5214 | 29.5214 | 29.5214 | 29.5214 | 29.5214 | 29.5214 | 29.5214 | 29.5214 | 29.5214 | 29.5214 | 29.5214 | 29.5214 | 29.5214 | 29.5214 | 29.5214 | 29.5214 | 29.5214 | 29.5214 | 29.5214 | 29.5214 | 29.5214 | 29.5214 | 29.5214 | 29.5214 | 29.5214 | 29.5214 | 29.5214 | 29.5214 | 29.5214 | 29.5214 | 29.5214 | 29.5214 | 29.5214 | 29.5214 | 29.5214 | 29.5214 | 29.5214 | 29.5214 | 29.5214 | 29.5214 | 29.5214 | 29.5214 | 29.5214 | 29.5214 | 29.5214 | 29.5214 | 29.5214 | 29.5214
4033 | 29.5221 | 29.5221 | 29.5221 | 29.5221 | 29.5221 | 29.5221 | 29.5221 | 29.5221 | 29.5221 | 29.5221 | 29.5221 | 29.5221 | 29.5221 | 29.5221 | 29.5221 | 29.5221 | 29.5221 | 29.5221 | 29.5221 | 29.5221 | 29.5221 | 29.5221 | 29.5221 | 29.5221 | 29.5221 | 29.5221 | 29.5221 | 29.5221 | 29.5221 | 29.5221 | 29.5221 | 29.5221 | 29.5221 | 29.5221 | 29.5221 | 29.5221 | 29.5221 | 29.5221 | 29.5221 | 29.5221 | 29.5221 | 29.5221 | 29.5221 | 29.5221 | 29.5221 | 29.5221 | 29.5221 | 29.5221 | 29.5221 | 29.5221 | 29.5221 | 29.5221 | 29.5221 | 29.5221 | 29.5221 | 29.5221 | 29.5221 | 29.5221 | 29.5221 | 29.5221
4034 | 29.5227 | 29.5227 | 29.5227 | 29.5227 | 29.5227 | 29.5227 | 29.5227 | 29.5227 | 29.5227 | 29.5227 | 29.5227 | 29.5227 | 29.5227 | 29.5227 | 29.5227 | 29.5227 | 29.5227 | 29.5227 | 29.5227 | 29.5227 | 29.5227 | 29.5227 | 29.5227 | 29.5227 | 29.5227 | 29.5227 | 29.5227 | 29.5227 | 29.5227 | 29.5227 | 29.5227 | 29.5227 | 29.5227 | 29.5227 | 29.5227 | 29.5227 | 29.5227 | 29.5227 | 29.5227 | 29.5227 | 29.5227 | 29.5227 | 29.5227 | 29.5227 | 29.5227 | 29.5227 | 29.5227 | 29.5227 | 29.5227 | 29.5227 | 29.5227 | 29.5227 | 29.5227 | 29.5227 | 29.5227 | 29.5227 | 29.5227 | 29.5227 | 29.5227 | 29.5227
4035 | 29.5233 | 29.5233 | 29.5233 | 29.5233 | 29.5233 | 29.5233 | 29.5233 | 29.5233 | 29.5233 | 29.5233 | 29.5233 | 29.5233 | 29.5233 | 29.5233 | 29.5233 | 29.5233 | 29.5233 | 29.5233 | 29.5233 | 29.5233 | 29.5233 | 29.5233 | 29.5233 | 29.5233 | 29.5233 | 29.5233 | 29.5233 | 29.5233 | 29.5233 | 29.5233 | 29.5233 | 29.5233 | 29.5233 | 29.5233 | 29.5233 | 29.5233 | 29.5233 | 29.5233 | 29.5233 | 29.5233 | 29.5233 | 29.5233 | 29.5233 | 29.5233 | 29.5233 | 29.5233 | 29.5233 | 29.5233 | 29.5233 | 29.5233 | 29.5233 | 29.5233 | 29.5233 | 29.5233 | 29.5233 | 29.5233 | 29.5233 | 29.5233 | 29.5233 | 29.5233
4036 | 29.5239 | 29.5239 | 29.5239 | 29.5239 | 29.5239 | 29.5239 | 29.5239 | 29.5239 | 29.5239 | 29.5239 | 29.5239 | 29.5239 | 29.5239 | 29.5239 | 29.5239 | 29.5239 | 29.5239 | 29.5239 | 29.5239 | 29.5239 | 29.5239 | 29.5239 | 29.5239 | 29.5239 | 29.5239 | 29.5239 | 29.5239 | 29.5239 | 29.5239 | 29.5239 | 29.5239 | 29.5239 | 29.5239 | 29.5239 | 29.5239 | 29.5239 | 29.5239 | 29.5239 | 29.5239 | 29.5239 | 29.5239 | 29.5239 | 29.5239 | 29.5239 | 29.5239 | 29.5239 | 29.5239 | 29.5239 | 29.5239 | 29.5239 | 29.5239 | 29.5239 | 29.5239 | 29.5239 | 29.5239 | 29.5239 | 29.5239 | 29.5239 | 29.5239 | 29.5239
4037 | 29.5245 | 29.5245 | 29.5245 | 29.5245 | 29.5245 | 29.5245 | 29.5245 | 29.5245 | 29.5245 | 29.5245 | 29.5245 | 29.5245 | 29.5245 | 29.5245 | 29.5245 | 29.5245 | 29.5245 | 29.5245 | 29.5245 | 29.5245 | 29.5245 | 29.5245 | 29.5245 | 29.5245 | 29.5245 | 29.5245 | 29.5245 | 29.5245 | 29.5245 | 29.5245 | 29.5245 | 29.5245 | 29.5245 | 29.5245 | 29.5245 | 29.5245 | 29.5245 | 29.5245 | 29.5245 | 29.5245 | 29.5245 | 29.5245 | 29.5245 | 29.5245 | 29.5245 | 29.5245 | 29.5245 | 29.5245 | 29.5245 | 29.5245 | 29.5245 | 29.5245 | 29.5245 | 29.5245 | 29.5245 | 29.5245 | 29.5245 | 29.5245 | 29.5245 | 29.5245
4038 | 29.5252 | 29.5252 | 29.5252 | 29.5252 | 29.5252 | 29.5252 | 29.5252 | 29.5252 | 29.5252 | 29.5252 | 29.5252 | 29.5252 | 29.5252 | 29.5252 | 29.5252 | 29.5252 | 29.5252 | 29.5252 | 29.5252 | 29.5252 | 29.5252 | 29.5252 | 29.5252 | 29.5252 | 29.5252 | 29.5252 | 29.5252 | 29.5252 | 29.5252 | 29.5252 | 29.5252 | 29.5252 | 29.5252 | 29.5252 | 29.5252 | 29.5252 | 29.5252 | 29.5252 | 29.5252 | 29.5252 | 29.5252 | 29.5252 | 29.5252 | 29.5252 | 29.5252 | 29.5252 | 29.5252 | 29.5252 | 29.5252 | 29.5252 | 29.5252 | 29.5252 | 29.5252 | 29.5252 | 29.5252 | 29.5252 | 29.5252 | 29.5252 | 29.5252 | 29.5252
4039 | 29.5258 | 29.5258 | 29.5258 | 29.5258 | 29.5258 | 29.5258 | 29.5258 | 29.5258 | 29.5258 | 29.5258 | 29.5258 | 29.5258 | 29.5258 | 29.5258 | 29.5258 | 29.5258 | 29.5258 | 29.5258 | 29.5258 | 29.5258 | 29.5258 | 29.5258 | 29.5258 | 29.5258 | 29.5258 | 29.5258 | 29.5258 | 29.5258 | 29.5258 | 29.5258 | 29.5258 | 29.5258 | 29.5258 | 29.5258 | 29.5258 | 29.5258 | 29.5258 | 29.5258 | 29.5258 | 29.5258 | 29.5258 | 29.5258 | 29.5258 | 29.5258 | 29.5258 | 29.5258 | 29.5258 | 29.5258 | 29.5258 | 29.5258 | 29.5258 | 29.5258 | 29.5258 | 29.5258 | 29.5258 | 29.5258 | 29.5258 | 29.5258 | 29.5258 | 29.5258
4040 | 29.5264 | 29.5264 | 29.5264 | 29.5264 | 29.5264 | 29.5264 | 29.5264 | 29.5264 | 29.5264 | 29.5264 | 29.5264 | 29.5264 | 29.5264 | 29.5264 | 29.5264 | 29.5264 | 29.5264 | 29.5264 | 29.5264 | 29.5264 | 29.5264 | 29.5264 | 29.5264 | 29.5264 | 29.5264 | 29.5264 | 29.5264 | 29.5264 | 29.5264 | 29.5264 | 29.5264 | 29.5264 | 29.5264 | 29.5264 | 29.5264 | 29.5264 | 29.5264 | 29.5264 | 29.5264 | 29.5264 | 29.5264 | 29.5264 | 29.5264 | 29.5264 | 29.5264 | 29.5264 | 29.5264 | 29.5264 | 29.5264 | 29.5264 | 29.5264 | 29.5264 | 29.5264 | 29.5264 | 29.5264 | 29.5264 | 29.5264 | 29.5264 | 29.5264 | 29.5264
4041 | 29.527 | 29.527 | 29.527 | 29.527 | 29.527 | 29.527 | 29.527 | 29.527 | 29.527 | 29.527 | 29.527 | 29.527 | 29.527 | 29.527 | 29.527 | 29.527 | 29.527 | 29.527 | 29.527 | 29.527 | 29.527 | 29.527 | 29.527 | 29.527 | 29.527 | 29.527 | 29.527 | 29.527 | 29.527 | 29.527 | 29.527 | 29.527 | 29.527 | 29.527 | 29.527 | 29.527 | 29.527 | 29.527 | 29.527 | 29.527 | 29.527 | 29.527 | 29.527 | 29.527 | 29.527 | 29.527 | 29.527 | 29.527 | 29.527 | 29.527 | 29.527 | 29.527 | 29.527 | 29.527 | 29.527 | 29.527 | 29.527 | 29.527 | 29.527 | 29.527
4042 | 29.5276 | 29.5276 | 29.5276 | 29.5276 | 29.5276 | 29.5276 | 29.5276 | 29.5276 | 29.5276 | 29.5276 | 29.5276 | 29.5276 | 29.5276 | 29.5276 | 29.5276 | 29.5276 | 29.5276 | 29.5276 | 29.5276 | 29.5276 | 29.5276 | 29.5276 | 29.5276 | 29.5276 | 29.5276 | 29.5276 | 29.5276 | 29.5276 | 29.5276 | 29.5276 | 29.5276 | 29.5276 | 29.5276 | 29.5276 | 29.5276 | 29.5276 | 29.5276 | 29.5276 | 29.5276 | 29.5276 | 29.5276 | 29.5276 | 29.5276 | 29.5276 | 29.5276 | 29.5276 | 29.5276 | 29.5276 | 29.5276 | 29.5276 | 29.5276 | 29.5276 | 29.5276 | 29.5276 | 29.5276 | 29.5276 | 29.5276 | 29.5276 | 29.5276 | 29.5276
4043 | 29.5283 | 29.5283 | 29.5283 | 29.5283 | 29.5283 | 29.5283 | 29.5283 | 29.5283 | 29.5283 | 29.5283 | 29.5283 | 29.5283 | 29.5283 | 29.5283 | 29.5283 | 29.5283 | 29.5283 | 29.5283 | 29.5283 | 29.5283 | 29.5283 | 29.5283 | 29.5283 | 29.5283 | 29.5283 | 29.5283 | 29.5283 | 29.5283 | 29.5283 | 29.5283 | 29.5283 | 29.5283 | 29.5283 | 29.5283 | 29.5283 | 29.5283 | 29.5283 | 29.5283 | 29.5283 | 29.5283 | 29.5283 | 29.5283 | 29.5283 | 29.5283 | 29.5283 | 29.5283 | 29.5283 | 29.5283 | 29.5283 | 29.5283 | 29.5283 | 29.5283 | 29.5283 | 29.5283 | 29.5283 | 29.5283 | 29.5283 | 29.5283 | 29.5283 | 29.5283
4044 | 29.5289 | 29.5289 | 29.5289 | 29.5289 | 29.5289 | 29.5289 | 29.5289 | 29.5289 | 29.5289 | 29.5289 | 29.5289 | 29.5289 | 29.5289 | 29.5289 | 29.5289 | 29.5289 | 29.5289 | 29.5289 | 29.5289 | 29.5289 | 29.5289 | 29.5289 | 29.5289 | 29.5289 | 29.5289 | 29.5289 | 29.5289 | 29.5289 | 29.5289 | 29.5289 | 29.5289 | 29.5289 | 29.5289 | 29.5289 | 29.5289 | 29.5289 | 29.5289 | 29.5289 | 29.5289 | 29.5289 | 29.5289 | 29.5289 | 29.5289 | 29.5289 | 29.5289 | 29.5289 | 29.5289 | 29.5289 | 29.5289 | 29.5289 | 29.5289 | 29.5289 | 29.5289 | 29.5289 | 29.5289 | 29.5289 | 29.5289 | 29.5289 | 29.5289 | 29.5289
4045 | 29.5295 | 29.5295 | 29.5295 | 29.5295 | 29.5295 | 29.5295 | 29.5295 | 29.5295 | 29.5295 | 29.5295 | 29.5295 | 29.5295 | 29.5295 | 29.5295 | 29.5295 | 29.5295 | 29.5295 | 29.5295 | 29.5295 | 29.5295 | 29.5295 | 29.5295 | 29.5295 | 29.5295 | 29.5295 | 29.5295 | 29.5295 | 29.5295 | 29.5295 | 29.5295 | 29.5295 | 29.5295 | 29.5295 | 29.5295 | 29.5295 | 29.5295 | 29.5295 | 29.5295 | 29.5295 | 29.5295 | 29.5295 | 29.5295 | 29.5295 | 29.5295 | 29.5295 | 29.5295 | 29.5295 | 29.5295 | 29.5295 | 29.5295 | 29.5295 | 29.5295 | 29.5295 | 29.5295 | 29.5295 | 29.5295 | 29.5295 | 29.5295 | 29.5295 | 29.5295
4046 | 29.5301 | 29.5301 | 29.5301 | 29.5301 | 29.5301 | 29.5301 | 29.5301 | 29.5301 | 29.5301 | 29.5301 | 29.5301 | 29.5301 | 29.5301 | 29.5301 | 29.5301 | 29.5301 | 29.5301 | 29.5301 | 29.5301 | 29.5301 | 29.5301 | 29.5301 | 29.5301 | 29.5301 | 29.5301 | 29.5301 | 29.5301 | 29.5301 | 29.5301 | 29.5301 | 29.5301 | 29.5301 | 29.5301 | 29.5301 | 29.5301 | 29.5301 | 29.5301 | 29.5301 | 29.5301 | 29.5301 | 29.5301 | 29.5301 | 29.5301 | 29.5301 | 29.5301 | 29.5301 | 29.5301 | 29.5301 | 29.5301 | 29.5301 | 29.5301 | 29.5301 | 29.5301 | 29.5301 | 29.5301 | 29.5301 | 29.5301 | 29.5301 | 29.5301 | 29.5301
4047 | 29.5307 | 29.5307 | 29.5307 | 29.5307 | 29.5307 | 29.5307 | 29.5307 | 29.5307 | 29.5307 | 29.5307 | 29.5307 | 29.5307 | 29.5307 | 29.5307 | 29.5307 | 29.5307 | 29.5307 | 29.5307 | 29.5307 | 29.5307 | 29.5307 | 29.5307 | 29.5307 | 29.5307 | 29.5307 | 29.5307 | 29.5307 | 29.5307 | 29.5307 | 29.5307 | 29.5307 | 29.5307 | 29.5307 | 29.5307 | 29.5307 | 29.5307 | 29.5307 | 29.5307 | 29.5307 | 29.5307 | 29.5307 | 29.5307 | 29.5307 | 29.5307 | 29.5307 | 29.5307 | 29.5307 | 29.5307 | 29.5307 | 29.5307 | 29.5307 | 29.5307 | 29.5307 | 29.5307 | 29.5307 | 29.5307 | 29.5307 | 29.5307 | 29.5307 | 29.5307
4048 | 29.5313 | 29.5313 | 29.5313 | 29.5313 | 29.5313 | 29.5313 | 29.5313 | 29.5313 | 29.5313 | 29.5313 | 29.5313 | 29.5313 | 29.5313 | 29.5313 | 29.5313 | 29.5313 | 29.5313 | 29.5313 | 29.5313 | 29.5313 | 29.5313 | 29.5313 | 29.5313 | 29.5313 | 29.5313 | 29.5313 | 29.5313 | 29.5313 | 29.5313 | 29.5313 | 29.5313 | 29.5313 | 29.5313 | 29.5313 | 29.5313 | 29.5313 | 29.5313 | 29.5313 | 29.5313 | 29.5313 | 29.5313 | 29.5313 | 29.5313 | 29.5313 | 29.5313 | 29.5313 | 29.5313 | 29.5313 | 29.5313 | 29.5313 | 29.5313 | 29.5313 | 29.5313 | 29.5313 | 29.5313 | 29.5313 | 29.5313 | 29.5313 | 29.5313 | 29.5313
4049 | 29.532 | 29.532 | 29.532 | 29.532 | 29.532 | 29.532 | 29.532 | 29.532 | 29.532 | 29.532 | 29.532 | 29.532 | 29.532 | 29.532 | 29.532 | 29.532 | 29.532 | 29.532 | 29.532 | 29.532 | 29.532 | 29.532 | 29.532 | 29.532 | 29.532 | 29.532 | 29.532 | 29.532 | 29.532 | 29.532 | 29.532 | 29.532 | 29.532 | 29.532 | 29.532 | 29.532 | 29.532 | 29.532 | 29.532 | 29.532 | 29.532 | 29.532 | 29.532 | 29.532 | 29.532 | 29.532 | 29.532 | 29.532 | 29.532 | 29.532 | 29.532 | 29.532 | 29.532 | 29.532 | 29.532 | 29.532 | 29.532 | 29.532 | 29.532 | 29.532
4050 | 29.5326 | 29.5326 | 29.5326 | 29.5326 | 29.5326 | 29.5326 | 29.5326 | 29.5326 | 29.5326 | 29.5326 | 29.5326 | 29.5326 | 29.5326 | 29.5326 | 29.5326 | 29.5326 | 29.5326 | 29.5326 | 29.5326 | 29.5326 | 29.5326 | 29.5326 | 29.5326 | 29.5326 | 29.5326 | 29.5326 | 29.5326 | 29.5326 | 29.5326 | 29.5326 | 29.5326 | 29.5326 | 29.5326 | 29.5326 | 29.5326 | 29.5326 | 29.5326 | 29.5326 | 29.5326 | 29.5326 | 29.5326 | 29.5326 | 29.5326 | 29.5326 | 29.5326 | 29.5326 | 29.5326 | 29.5326 | 29.5326 | 29.5326 | 29.5326 | 29.5326 | 29.5326 | 29.5326 | 29.5326 | 29.5326 | 29.5326 | 29.5326 | 29.5326 | 29.5326
4051 | 29.5332 | 29.5332 | 29.5332 | 29.5332 | 29.5332 | 29.5332 | 29.5332 | 29.5332 | 29.5332 | 29.5332 | 29.5332 | 29.5332 | 29.5332 | 29.5332 | 29.5332 | 29.5332 | 29.5332 | 29.5332 | 29.5332 | 29.5332 | 29.5332 | 29.5332 | 29.5332 | 29.5332 | 29.5332 | 29.5332 | 29.5332 | 29.5332 | 29.5332 | 29.5332 | 29.5332 | 29.5332 | 29.5332 | 29.5332 | 29.5332 | 29.5332 | 29.5332 | 29.5332 | 29.5332 | 29.5332 | 29.5332 | 29.5332 | 29.5332 | 29.5332 | 29.5332 | 29.5332 | 29.5332 | 29.5332 | 29.5332 | 29.5332 | 29.5332 | 29.5332 | 29.5332 | 29.5332 | 29.5332 | 29.5332 | 29.5332 | 29.5332 | 29.5332 | 29.5332
4052 | 29.5338 | 29.5338 | 29.5338 | 29.5338 | 29.5338 | 29.5338 | 29.5338 | 29.5338 | 29.5338 | 29.5338 | 29.5338 | 29.5338 | 29.5338 | 29.5338 | 29.5338 | 29.5338 | 29.5338 | 29.5338 | 29.5338 | 29.5338 | 29.5338 | 29.5338 | 29.5338 | 29.5338 | 29.5338 | 29.5338 | 29.5338 | 29.5338 | 29.5338 | 29.5338 | 29.5338 | 29.5338 | 29.5338 | 29.5338 | 29.5338 | 29.5338 | 29.5338 | 29.5338 | 29.5338 | 29.5338 | 29.5338 | 29.5338 | 29.5338 | 29.5338 | 29.5338 | 29.5338 | 29.5338 | 29.5338 | 29.5338 | 29.5338 | 29.5338 | 29.5338 | 29.5338 | 29.5338 | 29.5338 | 29.5338 | 29.5338 | 29.5338 | 29.5338 | 29.5338
4053 | 29.5344 | 29.5344 | 29.5344 | 29.5344 | 29.5344 | 29.5344 | 29.5344 | 29.5344 | 29.5344 | 29.5344 | 29.5344 | 29.5344 | 29.5344 | 29.5344 | 29.5344 | 29.5344 | 29.5344 | 29.5344 | 29.5344 | 29.5344 | 29.5344 | 29.5344 | 29.5344 | 29.5344 | 29.5344 | 29.5344 | 29.5344 | 29.5344 | 29.5344 | 29.5344 | 29.5344 | 29.5344 | 29.5344 | 29.5344 | 29.5344 | 29.5344 | 29.5344 | 29.5344 | 29.5344 | 29.5344 | 29.5344 | 29.5344 | 29.5344 | 29.5344 | 29.5344 | 29.5344 | 29.5344 | 29.5344 | 29.5344 | 29.5344 | 29.5344 | 29.5344 | 29.5344 | 29.5344 | 29.5344 | 29.5344 | 29.5344 | 29.5344 | 29.5344 | 29.5344
4054 | 29.535 | 29.535 | 29.535 | 29.535 | 29.535 | 29.535 | 29.535 | 29.535 | 29.535 | 29.535 | 29.535 | 29.535 | 29.535 | 29.535 | 29.535 | 29.535 | 29.535 | 29.535 | 29.535 | 29.535 | 29.535 | 29.535 | 29.535 | 29.535 | 29.535 | 29.535 | 29.535 | 29.535 | 29.535 | 29.535 | 29.535 | 29.535 | 29.535 | 29.535 | 29.535 | 29.535 | 29.535 | 29.535 | 29.535 | 29.535 | 29.535 | 29.535 | 29.535 | 29.535 | 29.535 | 29.535 | 29.535 | 29.535 | 29.535 | 29.535 | 29.535 | 29.535 | 29.535 | 29.535 | 29.535 | 29.535 | 29.535 | 29.535 | 29.535 | 29.535
4055 | 29.5357 | 29.5357 | 29.5357 | 29.5357 | 29.5357 | 29.5357 | 29.5357 | 29.5357 | 29.5357 | 29.5357 | 29.5357 | 29.5357 | 29.5357 | 29.5357 | 29.5357 | 29.5357 | 29.5357 | 29.5357 | 29.5357 | 29.5357 | 29.5357 | 29.5357 | 29.5357 | 29.5357 | 29.5357 | 29.5357 | 29.5357 | 29.5357 | 29.5357 | 29.5357 | 29.5357 | 29.5357 | 29.5357 | 29.5357 | 29.5357 | 29.5357 | 29.5357 | 29.5357 | 29.5357 | 29.5357 | 29.5357 | 29.5357 | 29.5357 | 29.5357 | 29.5357 | 29.5357 | 29.5357 | 29.5357 | 29.5357 | 29.5357 | 29.5357 | 29.5357 | 29.5357 | 29.5357 | 29.5357 | 29.5357 | 29.5357 | 29.5357 | 29.5357 | 29.5357
4056 | 29.5363 | 29.5363 | 29.5363 | 29.5363 | 29.5363 | 29.5363 | 29.5363 | 29.5363 | 29.5363 | 29.5363 | 29.5363 | 29.5363 | 29.5363 | 29.5363 | 29.5363 | 29.5363 | 29.5363 | 29.5363 | 29.5363 | 29.5363 | 29.5363 | 29.5363 | 29.5363 | 29.5363 | 29.5363 | 29.5363 | 29.5363 | 29.5363 | 29.5363 | 29.5363 | 29.5363 | 29.5363 | 29.5363 | 29.5363 | 29.5363 | 29.5363 | 29.5363 | 29.5363 | 29.5363 | 29.5363 | 29.5363 | 29.5363 | 29.5363 | 29.5363 | 29.5363 | 29.5363 | 29.5363 | 29.5363 | 29.5363 | 29.5363 | 29.5363 | 29.5363 | 29.5363 | 29.5363 | 29.5363 | 29.5363 | 29.5363 | 29.5363 | 29.5363 | 29.5363
4057 | 29.5369 | 29.5369 | 29.5369 | 29.5369 | 29.5369 | 29.5369 | 29.5369 | 29.5369 | 29.5369 | 29.5369 | 29.5369 | 29.5369 | 29.5369 | 29.5369 | 29.5369 | 29.5369 | 29.5369 | 29.5369 | 29.5369 | 29.5369 | 29.5369 | 29.5369 | 29.5369 | 29.5369 | 29.5369 | 29.5369 | 29.5369 | 29.5369 | 29.5369 | 29.5369 | 29.5369 | 29.5369 | 29.5369 | 29.5369 | 29.5369 | 29.5369 | 29.5369 | 29.5369 | 29.5369 | 29.5369 | 29.5369 | 29.5369 | 29.5369 | 29.5369 | 29.5369 | 29.5369 | 29.5369 | 29.5369 | 29.5369 | 29.5369 | 29.5369 | 29.5369 | 29.5369 | 29.5369 | 29.5369 | 29.5369 | 29.5369 | 29.5369 | 29.5369 | 29.5369
4058 | 29.5375 | 29.5375 | 29.5375 | 29.5375 | 29.5375 | 29.5375 | 29.5375 | 29.5375 | 29.5375 | 29.5375 | 29.5375 | 29.5375 | 29.5375 | 29.5375 | 29.5375 | 29.5375 | 29.5375 | 29.5375 | 29.5375 | 29.5375 | 29.5375 | 29.5375 | 29.5375 | 29.5375 | 29.5375 | 29.5375 | 29.5375 | 29.5375 | 29.5375 | 29.5375 | 29.5375 | 29.5375 | 29.5375 | 29.5375 | 29.5375 | 29.5375 | 29.5375 | 29.5375 | 29.5375 | 29.5375 | 29.5375 | 29.5375 | 29.5375 | 29.5375 | 29.5375 | 29.5375 | 29.5375 | 29.5375 | 29.5375 | 29.5375 | 29.5375 | 29.5375 | 29.5375 | 29.5375 | 29.5375 | 29.5375 | 29.5375 | 29.5375 | 29.5375 | 29.5375
4059 | 29.5381 | 29.5381 | 29.5381 | 29.5381 | 29.5381 | 29.5381 | 29.5381 | 29.5381 | 29.5381 | 29.5381 | 29.5381 | 29.5381 | 29.5381 | 29.5381 | 29.5381 | 29.5381 | 29.5381 | 29.5381 | 29.5381 | 29.5381 | 29.5381 | 29.5381 | 29.5381 | 29.5381 | 29.5381 | 29.5381 | 29.5381 | 29.5381 | 29.5381 | 29.5381 | 29.5381 | 29.5381 | 29.5381 | 29.5381 | 29.5381 | 29.5381 | 29.5381 | 29.5381 | 29.5381 | 29.5381 | 29.5381 | 29.5381 | 29.5381 | 29.5381 | 29.5381 | 29.5381 | 29.5381 | 29.5381 | 29.5381 | 29.5381 | 29.5381 | 29.5381 | 29.5381 | 29.5381 | 29.5381 | 29.5381 | 29.5381 | 29.5381 | 29.5381 | 29.5381
4060 | 29.5387 | 29.5387 | 29.5387 | 29.5387 | 29.5387 | 29.5387 | 29.5387 | 29.5387 | 29.5387 | 29.5387 | 29.5387 | 29.5387 | 29.5387 | 29.5387 | 29.5387 | 29.5387 | 29.5387 | 29.5387 | 29.5387 | 29.5387 | 29.5387 | 29.5387 | 29.5387 | 29.5387 | 29.5387 | 29.5387 | 29.5387 | 29.5387 | 29.5387 | 29.5387 | 29.5387 | 29.5387 | 29.5387 | 29.5387 | 29.5387 | 29.5387 | 29.5387 | 29.5387 | 29.5387 | 29.5387 | 29.5387 | 29.5387 | 29.5387 | 29.5387 | 29.5387 | 29.5387 | 29.5387 | 29.5387 | 29.5387 | 29.5387 | 29.5387 | 29.5387 | 29.5387 | 29.5387 | 29.5387 | 29.5387 | 29.5387 | 29.5387 | 29.5387 | 29.5387
4061 | 29.5394 | 29.5394 | 29.5394 | 29.5394 | 29.5394 | 29.5394 | 29.5394 | 29.5394 | 29.5394 | 29.5394 | 29.5394 | 29.5394 | 29.5394 | 29.5394 | 29.5394 | 29.5394 | 29.5394 | 29.5394 | 29.5394 | 29.5394 | 29.5394 | 29.5394 | 29.5394 | 29.5394 | 29.5394 | 29.5394 | 29.5394 | 29.5394 | 29.5394 | 29.5394 | 29.5394 | 29.5394 | 29.5394 | 29.5394 | 29.5394 | 29.5394 | 29.5394 | 29.5394 | 29.5394 | 29.5394 | 29.5394 | 29.5394 | 29.5394 | 29.5394 | 29.5394 | 29.5394 | 29.5394 | 29.5394 | 29.5394 | 29.5394 | 29.5394 | 29.5394 | 29.5394 | 29.5394 | 29.5394 | 29.5394 | 29.5394 | 29.5394 | 29.5394 | 29.5394
4062 | 29.54 | 29.54 | 29.54 | 29.54 | 29.54 | 29.54 | 29.54 | 29.54 | 29.54 | 29.54 | 29.54 | 29.54 | 29.54 | 29.54 | 29.54 | 29.54 | 29.54 | 29.54 | 29.54 | 29.54 | 29.54 | 29.54 | 29.54 | 29.54 | 29.54 | 29.54 | 29.54 | 29.54 | 29.54 | 29.54 | 29.54 | 29.54 | 29.54 | 29.54 | 29.54 | 29.54 | 29.54 | 29.54 | 29.54 | 29.54 | 29.54 | 29.54 | 29.54 | 29.54 | 29.54 | 29.54 | 29.54 | 29.54 | 29.54 | 29.54 | 29.54 | 29.54 | 29.54 | 29.54 | 29.54 | 29.54 | 29.54 | 29.54 | 29.54 | 29.54
4063 | 29.5406 | 29.5406 | 29.5406 | 29.5406 | 29.5406 | 29.5406 | 29.5406 | 29.5406 | 29.5406 | 29.5406 | 29.5406 | 29.5406 | 29.5406 | 29.5406 | 29.5406 | 29.5406 | 29.5406 | 29.5406 | 29.5406 | 29.5406 | 29.5406 | 29.5406 | 29.5406 | 29.5406 | 29.5406 | 29.5406 | 29.5406 | 29.5406 | 29.5406 | 29.5406 | 29.5406 | 29.5406 | 29.5406 | 29.5406 | 29.5406 | 29.5406 | 29.5406 | 29.5406 | 29.5406 | 29.5406 | 29.5406 | 29.5406 | 29.5406 | 29.5406 | 29.5406 | 29.5406 | 29.5406 | 29.5406 | 29.5406 | 29.5406 | 29.5406 | 29.5406 | 29.5406 | 29.5406 | 29.5406 | 29.5406 | 29.5406 | 29.5406 | 29.5406 | 29.5406
4064 | 29.5412 | 29.5412 | 29.5412 | 29.5412 | 29.5412 | 29.5412 | 29.5412 | 29.5412 | 29.5412 | 29.5412 | 29.5412 | 29.5412 | 29.5412 | 29.5412 | 29.5412 | 29.5412 | 29.5412 | 29.5412 | 29.5412 | 29.5412 | 29.5412 | 29.5412 | 29.5412 | 29.5412 | 29.5412 | 29.5412 | 29.5412 | 29.5412 | 29.5412 | 29.5412 | 29.5412 | 29.5412 | 29.5412 | 29.5412 | 29.5412 | 29.5412 | 29.5412 | 29.5412 | 29.5412 | 29.5412 | 29.5412 | 29.5412 | 29.5412 | 29.5412 | 29.5412 | 29.5412 | 29.5412 | 29.5412 | 29.5412 | 29.5412 | 29.5412 | 29.5412 | 29.5412 | 29.5412 | 29.5412 | 29.5412 | 29.5412 | 29.5412 | 29.5412 | 29.5412
4065 | 29.5418 | 29.5418 | 29.5418 | 29.5418 | 29.5418 | 29.5418 | 29.5418 | 29.5418 | 29.5418 | 29.5418 | 29.5418 | 29.5418 | 29.5418 | 29.5418 | 29.5418 | 29.5418 | 29.5418 | 29.5418 | 29.5418 | 29.5418 | 29.5418 | 29.5418 | 29.5418 | 29.5418 | 29.5418 | 29.5418 | 29.5418 | 29.5418 | 29.5418 | 29.5418 | 29.5418 | 29.5418 | 29.5418 | 29.5418 | 29.5418 | 29.5418 | 29.5418 | 29.5418 | 29.5418 | 29.5418 | 29.5418 | 29.5418 | 29.5418 | 29.5418 | 29.5418 | 29.5418 | 29.5418 | 29.5418 | 29.5418 | 29.5418 | 29.5418 | 29.5418 | 29.5418 | 29.5418 | 29.5418 | 29.5418 | 29.5418 | 29.5418 | 29.5418 | 29.5418
4066 | 29.5424 | 29.5424 | 29.5424 | 29.5424 | 29.5424 | 29.5424 | 29.5424 | 29.5424 | 29.5424 | 29.5424 | 29.5424 | 29.5424 | 29.5424 | 29.5424 | 29.5424 | 29.5424 | 29.5424 | 29.5424 | 29.5424 | 29.5424 | 29.5424 | 29.5424 | 29.5424 | 29.5424 | 29.5424 | 29.5424 | 29.5424 | 29.5424 | 29.5424 | 29.5424 | 29.5424 | 29.5424 | 29.5424 | 29.5424 | 29.5424 | 29.5424 | 29.5424 | 29.5424 | 29.5424 | 29.5424 | 29.5424 | 29.5424 | 29.5424 | 29.5424 | 29.5424 | 29.5424 | 29.5424 | 29.5424 | 29.5424 | 29.5424 | 29.5424 | 29.5424 | 29.5424 | 29.5424 | 29.5424 | 29.5424 | 29.5424 | 29.5424 | 29.5424 | 29.5424
4067 | 29.543 | 29.543 | 29.543 | 29.543 | 29.543 | 29.543 | 29.543 | 29.543 | 29.543 | 29.543 | 29.543 | 29.543 | 29.543 | 29.543 | 29.543 | 29.543 | 29.543 | 29.543 | 29.543 | 29.543 | 29.543 | 29.543 | 29.543 | 29.543 | 29.543 | 29.543 | 29.543 | 29.543 | 29.543 | 29.543 | 29.543 | 29.543 | 29.543 | 29.543 | 29.543 | 29.543 | 29.543 | 29.543 | 29.543 | 29.543 | 29.543 | 29.543 | 29.543 | 29.543 | 29.543 | 29.543 | 29.543 | 29.543 | 29.543 | 29.543 | 29.543 | 29.543 | 29.543 | 29.543 | 29.543 | 29.543 | 29.543 | 29.543 | 29.543 | 29.543
4068 | 29.5437 | 29.5437 | 29.5437 | 29.5437 | 29.5437 | 29.5437 | 29.5437 | 29.5437 | 29.5437 | 29.5437 | 29.5437 | 29.5437 | 29.5437 | 29.5437 | 29.5437 | 29.5437 | 29.5437 | 29.5437 | 29.5437 | 29.5437 | 29.5437 | 29.5437 | 29.5437 | 29.5437 | 29.5437 | 29.5437 | 29.5437 | 29.5437 | 29.5437 | 29.5437 | 29.5437 | 29.5437 | 29.5437 | 29.5437 | 29.5437 | 29.5437 | 29.5437 | 29.5437 | 29.5437 | 29.5437 | 29.5437 | 29.5437 | 29.5437 | 29.5437 | 29.5437 | 29.5437 | 29.5437 | 29.5437 | 29.5437 | 29.5437 | 29.5437 | 29.5437 | 29.5437 | 29.5437 | 29.5437 | 29.5437 | 29.5437 | 29.5437 | 29.5437 | 29.5437
4069 | 29.5443 | 29.5443 | 29.5443 | 29.5443 | 29.5443 | 29.5443 | 29.5443 | 29.5443 | 29.5443 | 29.5443 | 29.5443 | 29.5443 | 29.5443 | 29.5443 | 29.5443 | 29.5443 | 29.5443 | 29.5443 | 29.5443 | 29.5443 | 29.5443 | 29.5443 | 29.5443 | 29.5443 | 29.5443 | 29.5443 | 29.5443 | 29.5443 | 29.5443 | 29.5443 | 29.5443 | 29.5443 | 29.5443 | 29.5443 | 29.5443 | 29.5443 | 29.5443 | 29.5443 | 29.5443 | 29.5443 | 29.5443 | 29.5443 | 29.5443 | 29.5443 | 29.5443 | 29.5443 | 29.5443 | 29.5443 | 29.5443 | 29.5443 | 29.5443 | 29.5443 | 29.5443 | 29.5443 | 29.5443 | 29.5443 | 29.5443 | 29.5443 | 29.5443 | 29.5443
4070 | 29.5449 | 29.5449 | 29.5449 | 29.5449 | 29.5449 | 29.5449 | 29.5449 | 29.5449 | 29.5449 | 29.5449 | 29.5449 | 29.5449 | 29.5449 | 29.5449 | 29.5449 | 29.5449 | 29.5449 | 29.5449 | 29.5449 | 29.5449 | 29.5449 | 29.5449 | 29.5449 | 29.5449 | 29.5449 | 29.5449 | 29.5449 | 29.5449 | 29.5449 | 29.5449 | 29.5449 | 29.5449 | 29.5449 | 29.5449 | 29.5449 | 29.5449 | 29.5449 | 29.5449 | 29.5449 | 29.5449 | 29.5449 | 29.5449 | 29.5449 | 29.5449 | 29.5449 | 29.5449 | 29.5449 | 29.5449 | 29.5449 | 29.5449 | 29.5449 | 29.5449 | 29.5449 | 29.5449 | 29.5449 | 29.5449 | 29.5449 | 29.5449 | 29.5449 | 29.5449
4071 | 29.5455 | 29.5455 | 29.5455 | 29.5455 | 29.5455 | 29.5455 | 29.5455 | 29.5455 | 29.5455 | 29.5455 | 29.5455 | 29.5455 | 29.5455 | 29.5455 | 29.5455 | 29.5455 | 29.5455 | 29.5455 | 29.5455 | 29.5455 | 29.5455 | 29.5455 | 29.5455 | 29.5455 | 29.5455 | 29.5455 | 29.5455 | 29.5455 | 29.5455 | 29.5455 | 29.5455 | 29.5455 | 29.5455 | 29.5455 | 29.5455 | 29.5455 | 29.5455 | 29.5455 | 29.5455 | 29.5455 | 29.5455 | 29.5455 | 29.5455 | 29.5455 | 29.5455 | 29.5455 | 29.5455 | 29.5455 | 29.5455 | 29.5455 | 29.5455 | 29.5455 | 29.5455 | 29.5455 | 29.5455 | 29.5455 | 29.5455 | 29.5455 | 29.5455 | 29.5455
4072 | 29.5461 | 29.5461 | 29.5461 | 29.5461 | 29.5461 | 29.5461 | 29.5461 | 29.5461 | 29.5461 | 29.5461 | 29.5461 | 29.5461 | 29.5461 | 29.5461 | 29.5461 | 29.5461 | 29.5461 | 29.5461 | 29.5461 | 29.5461 | 29.5461 | 29.5461 | 29.5461 | 29.5461 | 29.5461 | 29.5461 | 29.5461 | 29.5461 | 29.5461 | 29.5461 | 29.5461 | 29.5461 | 29.5461 | 29.5461 | 29.5461 | 29.5461 | 29.5461 | 29.5461 | 29.5461 | 29.5461 | 29.5461 | 29.5461 | 29.5461 | 29.5461 | 29.5461 | 29.5461 | 29.5461 | 29.5461 | 29.5461 | 29.5461 | 29.5461 | 29.5461 | 29.5461 | 29.5461 | 29.5461 | 29.5461 | 29.5461 | 29.5461 | 29.5461 | 29.5461
4073 | 29.5467 | 29.5467 | 29.5467 | 29.5467 | 29.5467 | 29.5467 | 29.5467 | 29.5467 | 29.5467 | 29.5467 | 29.5467 | 29.5467 | 29.5467 | 29.5467 | 29.5467 | 29.5467 | 29.5467 | 29.5467 | 29.5467 | 29.5467 | 29.5467 | 29.5467 | 29.5467 | 29.5467 | 29.5467 | 29.5467 | 29.5467 | 29.5467 | 29.5467 | 29.5467 | 29.5467 | 29.5467 | 29.5467 | 29.5467 | 29.5467 | 29.5467 | 29.5467 | 29.5467 | 29.5467 | 29.5467 | 29.5467 | 29.5467 | 29.5467 | 29.5467 | 29.5467 | 29.5467 | 29.5467 | 29.5467 | 29.5467 | 29.5467 | 29.5467 | 29.5467 | 29.5467 | 29.5467 | 29.5467 | 29.5467 | 29.5467 | 29.5467 | 29.5467 | 29.5467
4074 | 29.5473 | 29.5473 | 29.5473 | 29.5473 | 29.5473 | 29.5473 | 29.5473 | 29.5473 | 29.5473 | 29.5473 | 29.5473 | 29.5473 | 29.5473 | 29.5473 | 29.5473 | 29.5473 | 29.5473 | 29.5473 | 29.5473 | 29.5473 | 29.5473 | 29.5473 | 29.5473 | 29.5473 | 29.5473 | 29.5473 | 29.5473 | 29.5473 | 29.5473 | 29.5473 | 29.5473 | 29.5473 | 29.5473 | 29.5473 | 29.5473 | 29.5473 | 29.5473 | 29.5473 | 29.5473 | 29.5473 | 29.5473 | 29.5473 | 29.5473 | 29.5473 | 29.5473 | 29.5473 | 29.5473 | 29.5473 | 29.5473 | 29.5473 | 29.5473 | 29.5473 | 29.5473 | 29.5473 | 29.5473 | 29.5473 | 29.5473 | 29.5473 | 29.5473 | 29.5473
4075 | 29.548 | 29.548 | 29.548 | 29.548 | 29.548 | 29.548 | 29.548 | 29.548 | 29.548 | 29.548 | 29.548 | 29.548 | 29.548 | 29.548 | 29.548 | 29.548 | 29.548 | 29.548 | 29.548 | 29.548 | 29.548 | 29.548 | 29.548 | 29.548 | 29.548 | 29.548 | 29.548 | 29.548 | 29.548 | 29.548 | 29.548 | 29.548 | 29.548 | 29.548 | 29.548 | 29.548 | 29.548 | 29.548 | 29.548 | 29.548 | 29.548 | 29.548 | 29.548 | 29.548 | 29.548 | 29.548 | 29.548 | 29.548 | 29.548 | 29.548 | 29.548 | 29.548 | 29.548 | 29.548 | 29.548 | 29.548 | 29.548 | 29.548 | 29.548 | 29.548
4076 | 29.5486 | 29.5486 | 29.5486 | 29.5486 | 29.5486 | 29.5486 | 29.5486 | 29.5486 | 29.5486 | 29.5486 | 29.5486 | 29.5486 | 29.5486 | 29.5486 | 29.5486 | 29.5486 | 29.5486 | 29.5486 | 29.5486 | 29.5486 | 29.5486 | 29.5486 | 29.5486 | 29.5486 | 29.5486 | 29.5486 | 29.5486 | 29.5486 | 29.5486 | 29.5486 | 29.5486 | 29.5486 | 29.5486 | 29.5486 | 29.5486 | 29.5486 | 29.5486 | 29.5486 | 29.5486 | 29.5486 | 29.5486 | 29.5486 | 29.5486 | 29.5486 | 29.5486 | 29.5486 | 29.5486 | 29.5486 | 29.5486 | 29.5486 | 29.5486 | 29.5486 | 29.5486 | 29.5486 | 29.5486 | 29.5486 | 29.5486 | 29.5486 | 29.5486 | 29.5486
4077 | 29.5492 | 29.5492 | 29.5492 | 29.5492 | 29.5492 | 29.5492 | 29.5492 | 29.5492 | 29.5492 | 29.5492 | 29.5492 | 29.5492 | 29.5492 | 29.5492 | 29.5492 | 29.5492 | 29.5492 | 29.5492 | 29.5492 | 29.5492 | 29.5492 | 29.5492 | 29.5492 | 29.5492 | 29.5492 | 29.5492 | 29.5492 | 29.5492 | 29.5492 | 29.5492 | 29.5492 | 29.5492 | 29.5492 | 29.5492 | 29.5492 | 29.5492 | 29.5492 | 29.5492 | 29.5492 | 29.5492 | 29.5492 | 29.5492 | 29.5492 | 29.5492 | 29.5492 | 29.5492 | 29.5492 | 29.5492 | 29.5492 | 29.5492 | 29.5492 | 29.5492 | 29.5492 | 29.5492 | 29.5492 | 29.5492 | 29.5492 | 29.5492 | 29.5492 | 29.5492
4078 | 29.5498 | 29.5498 | 29.5498 | 29.5498 | 29.5498 | 29.5498 | 29.5498 | 29.5498 | 29.5498 | 29.5498 | 29.5498 | 29.5498 | 29.5498 | 29.5498 | 29.5498 | 29.5498 | 29.5498 | 29.5498 | 29.5498 | 29.5498 | 29.5498 | 29.5498 | 29.5498 | 29.5498 | 29.5498 | 29.5498 | 29.5498 | 29.5498 | 29.5498 | 29.5498 | 29.5498 | 29.5498 | 29.5498 | 29.5498 | 29.5498 | 29.5498 | 29.5498 | 29.5498 | 29.5498 | 29.5498 | 29.5498 | 29.5498 | 29.5498 | 29.5498 | 29.5498 | 29.5498 | 29.5498 | 29.5498 | 29.5498 | 29.5498 | 29.5498 | 29.5498 | 29.5498 | 29.5498 | 29.5498 | 29.5498 | 29.5498 | 29.5498 | 29.5498 | 29.5498
4079 | 29.5504 | 29.5504 | 29.5504 | 29.5504 | 29.5504 | 29.5504 | 29.5504 | 29.5504 | 29.5504 | 29.5504 | 29.5504 | 29.5504 | 29.5504 | 29.5504 | 29.5504 | 29.5504 | 29.5504 | 29.5504 | 29.5504 | 29.5504 | 29.5504 | 29.5504 | 29.5504 | 29.5504 | 29.5504 | 29.5504 | 29.5504 | 29.5504 | 29.5504 | 29.5504 | 29.5504 | 29.5504 | 29.5504 | 29.5504 | 29.5504 | 29.5504 | 29.5504 | 29.5504 | 29.5504 | 29.5504 | 29.5504 | 29.5504 | 29.5504 | 29.5504 | 29.5504 | 29.5504 | 29.5504 | 29.5504 | 29.5504 | 29.5504 | 29.5504 | 29.5504 | 29.5504 | 29.5504 | 29.5504 | 29.5504 | 29.5504 | 29.5504 | 29.5504 | 29.5504
4080 | 29.551 | 29.551 | 29.551 | 29.551 | 29.551 | 29.551 | 29.551 | 29.551 | 29.551 | 29.551 | 29.551 | 29.551 | 29.551 | 29.551 | 29.551 | 29.551 | 29.551 | 29.551 | 29.551 | 29.551 | 29.551 | 29.551 | 29.551 | 29.551 | 29.551 | 29.551 | 29.551 | 29.551 | 29.551 | 29.551 | 29.551 | 29.551 | 29.551 | 29.551 | 29.551 | 29.551 | 29.551 | 29.551 | 29.551 | 29.551 | 29.551 | 29.551 | 29.551 | 29.551 | 29.551 | 29.551 | 29.551 | 29.551 | 29.551 | 29.551 | 29.551 | 29.551 | 29.551 | 29.551 | 29.551 | 29.551 | 29.551 | 29.551 | 29.551 | 29.551
4081 | 29.5516 | 29.5516 | 29.5516 | 29.5516 | 29.5516 | 29.5516 | 29.5516 | 29.5516 | 29.5516 | 29.5516 | 29.5516 | 29.5516 | 29.5516 | 29.5516 | 29.5516 | 29.5516 | 29.5516 | 29.5516 | 29.5516 | 29.5516 | 29.5516 | 29.5516 | 29.5516 | 29.5516 | 29.5516 | 29.5516 | 29.5516 | 29.5516 | 29.5516 | 29.5516 | 29.5516 | 29.5516 | 29.5516 | 29.5516 | 29.5516 | 29.5516 | 29.5516 | 29.5516 | 29.5516 | 29.5516 | 29.5516 | 29.5516 | 29.5516 | 29.5516 | 29.5516 | 29.5516 | 29.5516 | 29.5516 | 29.5516 | 29.5516 | 29.5516 | 29.5516 | 29.5516 | 29.5516 | 29.5516 | 29.5516 | 29.5516 | 29.5516 | 29.5516 | 29.5516
4082 | 29.5523 | 29.5523 | 29.5523 | 29.5523 | 29.5523 | 29.5523 | 29.5523 | 29.5523 | 29.5523 | 29.5523 | 29.5523 | 29.5523 | 29.5523 | 29.5523 | 29.5523 | 29.5523 | 29.5523 | 29.5523 | 29.5523 | 29.5523 | 29.5523 | 29.5523 | 29.5523 | 29.5523 | 29.5523 | 29.5523 | 29.5523 | 29.5523 | 29.5523 | 29.5523 | 29.5523 | 29.5523 | 29.5523 | 29.5523 | 29.5523 | 29.5523 | 29.5523 | 29.5523 | 29.5523 | 29.5523 | 29.5523 | 29.5523 | 29.5523 | 29.5523 | 29.5523 | 29.5523 | 29.5523 | 29.5523 | 29.5523 | 29.5523 | 29.5523 | 29.5523 | 29.5523 | 29.5523 | 29.5523 | 29.5523 | 29.5523 | 29.5523 | 29.5523 | 29.5523
4083 | 29.5529 | 29.5529 | 29.5529 | 29.5529 | 29.5529 | 29.5529 | 29.5529 | 29.5529 | 29.5529 | 29.5529 | 29.5529 | 29.5529 | 29.5529 | 29.5529 | 29.5529 | 29.5529 | 29.5529 | 29.5529 | 29.5529 | 29.5529 | 29.5529 | 29.5529 | 29.5529 | 29.5529 | 29.5529 | 29.5529 | 29.5529 | 29.5529 | 29.5529 | 29.5529 | 29.5529 | 29.5529 | 29.5529 | 29.5529 | 29.5529 | 29.5529 | 29.5529 | 29.5529 | 29.5529 | 29.5529 | 29.5529 | 29.5529 | 29.5529 | 29.5529 | 29.5529 | 29.5529 | 29.5529 | 29.5529 | 29.5529 | 29.5529 | 29.5529 | 29.5529 | 29.5529 | 29.5529 | 29.5529 | 29.5529 | 29.5529 | 29.5529 | 29.5529 | 29.5529
4084 | 29.5535 | 29.5535 | 29.5535 | 29.5535 | 29.5535 | 29.5535 | 29.5535 | 29.5535 | 29.5535 | 29.5535 | 29.5535 | 29.5535 | 29.5535 | 29.5535 | 29.5535 | 29.5535 | 29.5535 | 29.5535 | 29.5535 | 29.5535 | 29.5535 | 29.5535 | 29.5535 | 29.5535 | 29.5535 | 29.5535 | 29.5535 | 29.5535 | 29.5535 | 29.5535 | 29.5535 | 29.5535 | 29.5535 | 29.5535 | 29.5535 | 29.5535 | 29.5535 | 29.5535 | 29.5535 | 29.5535 | 29.5535 | 29.5535 | 29.5535 | 29.5535 | 29.5535 | 29.5535 | 29.5535 | 29.5535 | 29.5535 | 29.5535 | 29.5535 | 29.5535 | 29.5535 | 29.5535 | 29.5535 | 29.5535 | 29.5535 | 29.5535 | 29.5535 | 29.5535
4085 | 29.5541 | 29.5541 | 29.5541 | 29.5541 | 29.5541 | 29.5541 | 29.5541 | 29.5541 | 29.5541 | 29.5541 | 29.5541 | 29.5541 | 29.5541 | 29.5541 | 29.5541 | 29.5541 | 29.5541 | 29.5541 | 29.5541 | 29.5541 | 29.5541 | 29.5541 | 29.5541 | 29.5541 | 29.5541 | 29.5541 | 29.5541 | 29.5541 | 29.5541 | 29.5541 | 29.5541 | 29.5541 | 29.5541 | 29.5541 | 29.5541 | 29.5541 | 29.5541 | 29.5541 | 29.5541 | 29.5541 | 29.5541 | 29.5541 | 29.5541 | 29.5541 | 29.5541 | 29.5541 | 29.5541 | 29.5541 | 29.5541 | 29.5541 | 29.5541 | 29.5541 | 29.5541 | 29.5541 | 29.5541 | 29.5541 | 29.5541 | 29.5541 | 29.5541 | 29.5541
4086 | 29.5547 | 29.5547 | 29.5547 | 29.5547 | 29.5547 | 29.5547 | 29.5547 | 29.5547 | 29.5547 | 29.5547 | 29.5547 | 29.5547 | 29.5547 | 29.5547 | 29.5547 | 29.5547 | 29.5547 | 29.5547 | 29.5547 | 29.5547 | 29.5547 | 29.5547 | 29.5547 | 29.5547 | 29.5547 | 29.5547 | 29.5547 | 29.5547 | 29.5547 | 29.5547 | 29.5547 | 29.5547 | 29.5547 | 29.5547 | 29.5547 | 29.5547 | 29.5547 | 29.5547 | 29.5547 | 29.5547 | 29.5547 | 29.5547 | 29.5547 | 29.5547 | 29.5547 | 29.5547 | 29.5547 | 29.5547 | 29.5547 | 29.5547 | 29.5547 | 29.5547 | 29.5547 | 29.5547 | 29.5547 | 29.5547 | 29.5547 | 29.5547 | 29.5547 | 29.5547
4087 | 29.5553 | 29.5553 | 29.5553 | 29.5553 | 29.5553 | 29.5553 | 29.5553 | 29.5553 | 29.5553 | 29.5553 | 29.5553 | 29.5553 | 29.5553 | 29.5553 | 29.5553 | 29.5553 | 29.5553 | 29.5553 | 29.5553 | 29.5553 | 29.5553 | 29.5553 | 29.5553 | 29.5553 | 29.5553 | 29.5553 | 29.5553 | 29.5553 | 29.5553 | 29.5553 | 29.5553 | 29.5553 | 29.5553 | 29.5553 | 29.5553 | 29.5553 | 29.5553 | 29.5553 | 29.5553 | 29.5553 | 29.5553 | 29.5553 | 29.5553 | 29.5553 | 29.5553 | 29.5553 | 29.5553 | 29.5553 | 29.5553 | 29.5553 | 29.5553 | 29.5553 | 29.5553 | 29.5553 | 29.5553 | 29.5553 | 29.5553 | 29.5553 | 29.5553 | 29.5553
4088 | 29.5559 | 29.5559 | 29.5559 | 29.5559 | 29.5559 | 29.5559 | 29.5559 | 29.5559 | 29.5559 | 29.5559 | 29.5559 | 29.5559 | 29.5559 | 29.5559 | 29.5559 | 29.5559 | 29.5559 | 29.5559 | 29.5559 | 29.5559 | 29.5559 | 29.5559 | 29.5559 | 29.5559 | 29.5559 | 29.5559 | 29.5559 | 29.5559 | 29.5559 | 29.5559 | 29.5559 | 29.5559 | 29.5559 | 29.5559 | 29.5559 | 29.5559 | 29.5559 | 29.5559 | 29.5559 | 29.5559 | 29.5559 | 29.5559 | 29.5559 | 29.5559 | 29.5559 | 29.5559 | 29.5559 | 29.5559 | 29.5559 | 29.5559 | 29.5559 | 29.5559 | 29.5559 | 29.5559 | 29.5559 | 29.5559 | 29.5559 | 29.5559 | 29.5559 | 29.5559
4089 | 29.5565 | 29.5565 | 29.5565 | 29.5565 | 29.5565 | 29.5565 | 29.5565 | 29.5565 | 29.5565 | 29.5565 | 29.5565 | 29.5565 | 29.5565 | 29.5565 | 29.5565 | 29.5565 | 29.5565 | 29.5565 | 29.5565 | 29.5565 | 29.5565 | 29.5565 | 29.5565 | 29.5565 | 29.5565 | 29.5565 | 29.5565 | 29.5565 | 29.5565 | 29.5565 | 29.5565 | 29.5565 | 29.5565 | 29.5565 | 29.5565 | 29.5565 | 29.5565 | 29.5565 | 29.5565 | 29.5565 | 29.5565 | 29.5565 | 29.5565 | 29.5565 | 29.5565 | 29.5565 | 29.5565 | 29.5565 | 29.5565 | 29.5565 | 29.5565 | 29.5565 | 29.5565 | 29.5565 | 29.5565 | 29.5565 | 29.5565 | 29.5565 | 29.5565 | 29.5565
4090 | 29.5571 | 29.5571 | 29.5571 | 29.5571 | 29.5571 | 29.5571 | 29.5571 | 29.5571 | 29.5571 | 29.5571 | 29.5571 | 29.5571 | 29.5571 | 29.5571 | 29.5571 | 29.5571 | 29.5571 | 29.5571 | 29.5571 | 29.5571 | 29.5571 | 29.5571 | 29.5571 | 29.5571 | 29.5571 | 29.5571 | 29.5571 | 29.5571 | 29.5571 | 29.5571 | 29.5571 | 29.5571 | 29.5571 | 29.5571 | 29.5571 | 29.5571 | 29.5571 | 29.5571 | 29.5571 | 29.5571 | 29.5571 | 29.5571 | 29.5571 | 29.5571 | 29.5571 | 29.5571 | 29.5571 | 29.5571 | 29.5571 | 29.5571 | 29.5571 | 29.5571 | 29.5571 | 29.5571 | 29.5571 | 29.5571 | 29.5571 | 29.5571 | 29.5571 | 29.5571
4091 | 29.5578 | 29.5578 | 29.5578 | 29.5578 | 29.5578 | 29.5578 | 29.5578 | 29.5578 | 29.5578 | 29.5578 | 29.5578 | 29.5578 | 29.5578 | 29.5578 | 29.5578 | 29.5578 | 29.5578 | 29.5578 | 29.5578 | 29.5578 | 29.5578 | 29.5578 | 29.5578 | 29.5578 | 29.5578 | 29.5578 | 29.5578 | 29.5578 | 29.5578 | 29.5578 | 29.5578 | 29.5578 | 29.5578 | 29.5578 | 29.5578 | 29.5578 | 29.5578 | 29.5578 | 29.5578 | 29.5578 | 29.5578 | 29.5578 | 29.5578 | 29.5578 | 29.5578 | 29.5578 | 29.5578 | 29.5578 | 29.5578 | 29.5578 | 29.5578 | 29.5578 | 29.5578 | 29.5578 | 29.5578 | 29.5578 | 29.5578 | 29.5578 | 29.5578 | 29.5578
4092 | 29.5584 | 29.5584 | 29.5584 | 29.5584 | 29.5584 | 29.5584 | 29.5584 | 29.5584 | 29.5584 | 29.5584 | 29.5584 | 29.5584 | 29.5584 | 29.5584 | 29.5584 | 29.5584 | 29.5584 | 29.5584 | 29.5584 | 29.5584 | 29.5584 | 29.5584 | 29.5584 | 29.5584 | 29.5584 | 29.5584 | 29.5584 | 29.5584 | 29.5584 | 29.5584 | 29.5584 | 29.5584 | 29.5584 | 29.5584 | 29.5584 | 29.5584 | 29.5584 | 29.5584 | 29.5584 | 29.5584 | 29.5584 | 29.5584 | 29.5584 | 29.5584 | 29.5584 | 29.5584 | 29.5584 | 29.5584 | 29.5584 | 29.5584 | 29.5584 | 29.5584 | 29.5584 | 29.5584 | 29.5584 | 29.5584 | 29.5584 | 29.5584 | 29.5584 | 29.5584
4093 | 29.559 | 29.559 | 29.559 | 29.559 | 29.559 | 29.559 | 29.559 | 29.559 | 29.559 | 29.559 | 29.559 | 29.559 | 29.559 | 29.559 | 29.559 | 29.559 | 29.559 | 29.559 | 29.559 | 29.559 | 29.559 | 29.559 | 29.559 | 29.559 | 29.559 | 29.559 | 29.559 | 29.559 | 29.559 | 29.559 | 29.559 | 29.559 | 29.559 | 29.559 | 29.559 | 29.559 | 29.559 | 29.559 | 29.559 | 29.559 | 29.559 | 29.559 | 29.559 | 29.559 | 29.559 | 29.559 | 29.559 | 29.559 | 29.559 | 29.559 | 29.559 | 29.559 | 29.559 | 29.559 | 29.559 | 29.559 | 29.559 | 29.559 | 29.559 | 29.559
4094 | 29.5596 | 29.5596 | 29.5596 | 29.5596 | 29.5596 | 29.5596 | 29.5596 | 29.5596 | 29.5596 | 29.5596 | 29.5596 | 29.5596 | 29.5596 | 29.5596 | 29.5596 | 29.5596 | 29.5596 | 29.5596 | 29.5596 | 29.5596 | 29.5596 | 29.5596 | 29.5596 | 29.5596 | 29.5596 | 29.5596 | 29.5596 | 29.5596 | 29.5596 | 29.5596 | 29.5596 | 29.5596 | 29.5596 | 29.5596 | 29.5596 | 29.5596 | 29.5596 | 29.5596 | 29.5596 | 29.5596 | 29.5596 | 29.5596 | 29.5596 | 29.5596 | 29.5596 | 29.5596 | 29.5596 | 29.5596 | 29.5596 | 29.5596 | 29.5596 | 29.5596 | 29.5596 | 29.5596 | 29.5596 | 29.5596 | 29.5596 | 29.5596 | 29.5596 | 29.5596
4095 | 29.5602 | 29.5602 | 29.5602 | 29.5602 | 29.5602 | 29.5602 | 29.5602 | 29.5602 | 29.5602 | 29.5602 | 29.5602 | 29.5602 | 29.5602 | 29.5602 | 29.5602 | 29.5602 | 29.5602 | 29.5602 | 29.5602 | 29.5602 | 29.5602 | 29.5602 | 29.5602 | 29.5602 | 29.5602 | 29.5602 | 29.5602 | 29.5602 | 29.5602 | 29.5602 | 29.5602 | 29.5602 | 29.5602 | 29.5602 | 29.5602 | 29.5602 | 29.5602 | 29.5602 | 29.5602 | 29.5602 | 29.5602 | 29.5602 | 29.5602 | 29.5602 | 29.5602 | 29.5602 | 29.5602 | 29.5602 | 29.5602 | 29.5602 | 29.5602 | 29.5602 | 29.5602 | 29.5602 | 29.5602 | 29.5602 | 29.5602 | 29.5602 | 29.5602 | 29.5602
4096 | 29.5608 | 29.5608 | 29.5608 | 29.5608 | 29.5608 | 29.5608 | 29.5608 | 29.5608 | 29.5608 | 29.5608 | 29.5608 | 29.5608 | 29.5608 | 29.5608 | 29.5608 | 29.5608 | 29.5608 | 29.5608 | 29.5608 | 29.5608 | 29.5608 | 29.5608 | 29.5608 | 29.5608 | 29.5608 | 29.5608 | 29.5608 | 29.5608 | 29.5608 | 29.5608 | 29.5608 | 29.5608 | 29.5608 | 29.5608 | 29.5608 | 29.5608 | 29.5608 | 29.5608 | 29.5608 | 29.5608 | 29.5608 | 29.5608 | 29.5608 | 29.5608 | 29.5608 | 29.5608 | 29.5608 | 29.5608 | 29.5608 | 29.5608 | 29.5608 | 29.5608 | 29.5608 | 29.5608 | 29.5608 | 29.5608 | 29.5608 | 29.5608 | 29.5608 | 29.5608
4097 | 29.5614 | 29.5614 | 29.5614 | 29.5614 | 29.5614 | 29.5614 | 29.5614 | 29.5614 | 29.5614 | 29.5614 | 29.5614 | 29.5614 | 29.5614 | 29.5614 | 29.5614 | 29.5614 | 29.5614 | 29.5614 | 29.5614 | 29.5614 | 29.5614 | 29.5614 | 29.5614 | 29.5614 | 29.5614 | 29.5614 | 29.5614 | 29.5614 | 29.5614 | 29.5614 | 29.5614 | 29.5614 | 29.5614 | 29.5614 | 29.5614 | 29.5614 | 29.5614 | 29.5614 | 29.5614 | 29.5614 | 29.5614 | 29.5614 | 29.5614 | 29.5614 | 29.5614 | 29.5614 | 29.5614 | 29.5614 | 29.5614 | 29.5614 | 29.5614 | 29.5614 | 29.5614 | 29.5614 | 29.5614 | 29.5614 | 29.5614 | 29.5614 | 29.5614 | 29.5614
4098 | 29.562 | 29.562 | 29.562 | 29.562 | 29.562 | 29.562 | 29.562 | 29.562 | 29.562 | 29.562 | 29.562 | 29.562 | 29.562 | 29.562 | 29.562 | 29.562 | 29.562 | 29.562 | 29.562 | 29.562 | 29.562 | 29.562 | 29.562 | 29.562 | 29.562 | 29.562 | 29.562 | 29.562 | 29.562 | 29.562 | 29.562 | 29.562 | 29.562 | 29.562 | 29.562 | 29.562 | 29.562 | 29.562 | 29.562 | 29.562 | 29.562 | 29.562 | 29.562 | 29.562 | 29.562 | 29.562 | 29.562 | 29.562 | 29.562 | 29.562 | 29.562 | 29.562 | 29.562 | 29.562 | 29.562 | 29.562 | 29.562 | 29.562 | 29.562 | 29.562
4099 | 29.5626 | 29.5626 | 29.5626 | 29.5626 | 29.5626 | 29.5626 | 29.5626 | 29.5626 | 29.5626 | 29.5626 | 29.5626 | 29.5626 | 29.5626 | 29.5626 | 29.5626 | 29.5626 | 29.5626 | 29.5626 | 29.5626 | 29.5626 | 29.5626 | 29.5626 | 29.5626 | 29.5626 | 29.5626 | 29.5626 | 29.5626 | 29.5626 | 29.5626 | 29.5626 | 29.5626 | 29.5626 | 29.5626 | 29.5626 | 29.5626 | 29.5626 | 29.5626 | 29.5626 | 29.5626 | 29.5626 | 29.5626 | 29.5626 | 29.5626 | 29.5626 | 29.5626 | 29.5626 | 29.5626 | 29.5626 | 29.5626 | 29.5626 | 29.5626 | 29.5626 | 29.5626 | 29.5626 | 29.5626 | 29.5626 | 29.5626 | 29.5626 | 29.5626 | 29.5626
4100 | 29.5633 | 29.5633 | 29.5633 | 29.5633 | 29.5633 | 29.5633 | 29.5633 | 29.5633 | 29.5633 | 29.5633 | 29.5633 | 29.5633 | 29.5633 | 29.5633 | 29.5633 | 29.5633 | 29.5633 | 29.5633 | 29.5633 | 29.5633 | 29.5633 | 29.5633 | 29.5633 | 29.5633 | 29.5633 | 29.5633 | 29.5633 | 29.5633 | 29.5633 | 29.5633 | 29.5633 | 29.5633 | 29.5633 | 29.5633 | 29.5633 | 29.5633 | 29.5633 | 29.5633 | 29.5633 | 29.5633 | 29.5633 | 29.5633 | 29.5633 | 29.5633 | 29.5633 | 29.5633 | 29.5633 | 29.5633 | 29.5633 | 29.5633 | 29.5633 | 29.5633 | 29.5633 | 29.5633 | 29.5633 | 29.5633 | 29.5633 | 29.5633 | 29.5633 | 29.5633
4101 | 29.5639 | 29.5639 | 29.5639 | 29.5639 | 29.5639 | 29.5639 | 29.5639 | 29.5639 | 29.5639 | 29.5639 | 29.5639 | 29.5639 | 29.5639 | 29.5639 | 29.5639 | 29.5639 | 29.5639 | 29.5639 | 29.5639 | 29.5639 | 29.5639 | 29.5639 | 29.5639 | 29.5639 | 29.5639 | 29.5639 | 29.5639 | 29.5639 | 29.5639 | 29.5639 | 29.5639 | 29.5639 | 29.5639 | 29.5639 | 29.5639 | 29.5639 | 29.5639 | 29.5639 | 29.5639 | 29.5639 | 29.5639 | 29.5639 | 29.5639 | 29.5639 | 29.5639 | 29.5639 | 29.5639 | 29.5639 | 29.5639 | 29.5639 | 29.5639 | 29.5639 | 29.5639 | 29.5639 | 29.5639 | 29.5639 | 29.5639 | 29.5639 | 29.5639 | 29.5639
4102 | 29.5645 | 29.5645 | 29.5645 | 29.5645 | 29.5645 | 29.5645 | 29.5645 | 29.5645 | 29.5645 | 29.5645 | 29.5645 | 29.5645 | 29.5645 | 29.5645 | 29.5645 | 29.5645 | 29.5645 | 29.5645 | 29.5645 | 29.5645 | 29.5645 | 29.5645 | 29.5645 | 29.5645 | 29.5645 | 29.5645 | 29.5645 | 29.5645 | 29.5645 | 29.5645 | 29.5645 | 29.5645 | 29.5645 | 29.5645 | 29.5645 | 29.5645 | 29.5645 | 29.5645 | 29.5645 | 29.5645 | 29.5645 | 29.5645 | 29.5645 | 29.5645 | 29.5645 | 29.5645 | 29.5645 | 29.5645 | 29.5645 | 29.5645 | 29.5645 | 29.5645 | 29.5645 | 29.5645 | 29.5645 | 29.5645 | 29.5645 | 29.5645 | 29.5645 | 29.5645
4103 | 29.5651 | 29.5651 | 29.5651 | 29.5651 | 29.5651 | 29.5651 | 29.5651 | 29.5651 | 29.5651 | 29.5651 | 29.5651 | 29.5651 | 29.5651 | 29.5651 | 29.5651 | 29.5651 | 29.5651 | 29.5651 | 29.5651 | 29.5651 | 29.5651 | 29.5651 | 29.5651 | 29.5651 | 29.5651 | 29.5651 | 29.5651 | 29.5651 | 29.5651 | 29.5651 | 29.5651 | 29.5651 | 29.5651 | 29.5651 | 29.5651 | 29.5651 | 29.5651 | 29.5651 | 29.5651 | 29.5651 | 29.5651 | 29.5651 | 29.5651 | 29.5651 | 29.5651 | 29.5651 | 29.5651 | 29.5651 | 29.5651 | 29.5651 | 29.5651 | 29.5651 | 29.5651 | 29.5651 | 29.5651 | 29.5651 | 29.5651 | 29.5651 | 29.5651 | 29.5651
4104 | 29.5657 | 29.5657 | 29.5657 | 29.5657 | 29.5657 | 29.5657 | 29.5657 | 29.5657 | 29.5657 | 29.5657 | 29.5657 | 29.5657 | 29.5657 | 29.5657 | 29.5657 | 29.5657 | 29.5657 | 29.5657 | 29.5657 | 29.5657 | 29.5657 | 29.5657 | 29.5657 | 29.5657 | 29.5657 | 29.5657 | 29.5657 | 29.5657 | 29.5657 | 29.5657 | 29.5657 | 29.5657 | 29.5657 | 29.5657 | 29.5657 | 29.5657 | 29.5657 | 29.5657 | 29.5657 | 29.5657 | 29.5657 | 29.5657 | 29.5657 | 29.5657 | 29.5657 | 29.5657 | 29.5657 | 29.5657 | 29.5657 | 29.5657 | 29.5657 | 29.5657 | 29.5657 | 29.5657 | 29.5657 | 29.5657 | 29.5657 | 29.5657 | 29.5657 | 29.5657
4105 | 29.5663 | 29.5663 | 29.5663 | 29.5663 | 29.5663 | 29.5663 | 29.5663 | 29.5663 | 29.5663 | 29.5663 | 29.5663 | 29.5663 | 29.5663 | 29.5663 | 29.5663 | 29.5663 | 29.5663 | 29.5663 | 29.5663 | 29.5663 | 29.5663 | 29.5663 | 29.5663 | 29.5663 | 29.5663 | 29.5663 | 29.5663 | 29.5663 | 29.5663 | 29.5663 | 29.5663 | 29.5663 | 29.5663 | 29.5663 | 29.5663 | 29.5663 | 29.5663 | 29.5663 | 29.5663 | 29.5663 | 29.5663 | 29.5663 | 29.5663 | 29.5663 | 29.5663 | 29.5663 | 29.5663 | 29.5663 | 29.5663 | 29.5663 | 29.5663 | 29.5663 | 29.5663 | 29.5663 | 29.5663 | 29.5663 | 29.5663 | 29.5663 | 29.5663 | 29.5663
4106 | 29.5669 | 29.5669 | 29.5669 | 29.5669 | 29.5669 | 29.5669 | 29.5669 | 29.5669 | 29.5669 | 29.5669 | 29.5669 | 29.5669 | 29.5669 | 29.5669 | 29.5669 | 29.5669 | 29.5669 | 29.5669 | 29.5669 | 29.5669 | 29.5669 | 29.5669 | 29.5669 | 29.5669 | 29.5669 | 29.5669 | 29.5669 | 29.5669 | 29.5669 | 29.5669 | 29.5669 | 29.5669 | 29.5669 | 29.5669 | 29.5669 | 29.5669 | 29.5669 | 29.5669 | 29.5669 | 29.5669 | 29.5669 | 29.5669 | 29.5669 | 29.5669 | 29.5669 | 29.5669 | 29.5669 | 29.5669 | 29.5669 | 29.5669 | 29.5669 | 29.5669 | 29.5669 | 29.5669 | 29.5669 | 29.5669 | 29.5669 | 29.5669 | 29.5669 | 29.5669
4107 | 29.5675 | 29.5675 | 29.5675 | 29.5675 | 29.5675 | 29.5675 | 29.5675 | 29.5675 | 29.5675 | 29.5675 | 29.5675 | 29.5675 | 29.5675 | 29.5675 | 29.5675 | 29.5675 | 29.5675 | 29.5675 | 29.5675 | 29.5675 | 29.5675 | 29.5675 | 29.5675 | 29.5675 | 29.5675 | 29.5675 | 29.5675 | 29.5675 | 29.5675 | 29.5675 | 29.5675 | 29.5675 | 29.5675 | 29.5675 | 29.5675 | 29.5675 | 29.5675 | 29.5675 | 29.5675 | 29.5675 | 29.5675 | 29.5675 | 29.5675 | 29.5675 | 29.5675 | 29.5675 | 29.5675 | 29.5675 | 29.5675 | 29.5675 | 29.5675 | 29.5675 | 29.5675 | 29.5675 | 29.5675 | 29.5675 | 29.5675 | 29.5675 | 29.5675 | 29.5675
4108 | 29.5681 | 29.5681 | 29.5681 | 29.5681 | 29.5681 | 29.5681 | 29.5681 | 29.5681 | 29.5681 | 29.5681 | 29.5681 | 29.5681 | 29.5681 | 29.5681 | 29.5681 | 29.5681 | 29.5681 | 29.5681 | 29.5681 | 29.5681 | 29.5681 | 29.5681 | 29.5681 | 29.5681 | 29.5681 | 29.5681 | 29.5681 | 29.5681 | 29.5681 | 29.5681 | 29.5681 | 29.5681 | 29.5681 | 29.5681 | 29.5681 | 29.5681 | 29.5681 | 29.5681 | 29.5681 | 29.5681 | 29.5681 | 29.5681 | 29.5681 | 29.5681 | 29.5681 | 29.5681 | 29.5681 | 29.5681 | 29.5681 | 29.5681 | 29.5681 | 29.5681 | 29.5681 | 29.5681 | 29.5681 | 29.5681 | 29.5681 | 29.5681 | 29.5681 | 29.5681
4109 | 29.5687 | 29.5687 | 29.5687 | 29.5687 | 29.5687 | 29.5687 | 29.5687 | 29.5687 | 29.5687 | 29.5687 | 29.5687 | 29.5687 | 29.5687 | 29.5687 | 29.5687 | 29.5687 | 29.5687 | 29.5687 | 29.5687 | 29.5687 | 29.5687 | 29.5687 | 29.5687 | 29.5687 | 29.5687 | 29.5687 | 29.5687 | 29.5687 | 29.5687 | 29.5687 | 29.5687 | 29.5687 | 29.5687 | 29.5687 | 29.5687 | 29.5687 | 29.5687 | 29.5687 | 29.5687 | 29.5687 | 29.5687 | 29.5687 | 29.5687 | 29.5687 | 29.5687 | 29.5687 | 29.5687 | 29.5687 | 29.5687 | 29.5687 | 29.5687 | 29.5687 | 29.5687 | 29.5687 | 29.5687 | 29.5687 | 29.5687 | 29.5687 | 29.5687 | 29.5687
4110 | 29.5693 | 29.5693 | 29.5693 | 29.5693 | 29.5693 | 29.5693 | 29.5693 | 29.5693 | 29.5693 | 29.5693 | 29.5693 | 29.5693 | 29.5693 | 29.5693 | 29.5693 | 29.5693 | 29.5693 | 29.5693 | 29.5693 | 29.5693 | 29.5693 | 29.5693 | 29.5693 | 29.5693 | 29.5693 | 29.5693 | 29.5693 | 29.5693 | 29.5693 | 29.5693 | 29.5693 | 29.5693 | 29.5693 | 29.5693 | 29.5693 | 29.5693 | 29.5693 | 29.5693 | 29.5693 | 29.5693 | 29.5693 | 29.5693 | 29.5693 | 29.5693 | 29.5693 | 29.5693 | 29.5693 | 29.5693 | 29.5693 | 29.5693 | 29.5693 | 29.5693 | 29.5693 | 29.5693 | 29.5693 | 29.5693 | 29.5693 | 29.5693 | 29.5693 | 29.5693
4111 | 29.5699 | 29.5699 | 29.5699 | 29.5699 | 29.5699 | 29.5699 | 29.5699 | 29.5699 | 29.5699 | 29.5699 | 29.5699 | 29.5699 | 29.5699 | 29.5699 | 29.5699 | 29.5699 | 29.5699 | 29.5699 | 29.5699 | 29.5699 | 29.5699 | 29.5699 | 29.5699 | 29.5699 | 29.5699 | 29.5699 | 29.5699 | 29.5699 | 29.5699 | 29.5699 | 29.5699 | 29.5699 | 29.5699 | 29.5699 | 29.5699 | 29.5699 | 29.5699 | 29.5699 | 29.5699 | 29.5699 | 29.5699 | 29.5699 | 29.5699 | 29.5699 | 29.5699 | 29.5699 | 29.5699 | 29.5699 | 29.5699 | 29.5699 | 29.5699 | 29.5699 | 29.5699 | 29.5699 | 29.5699 | 29.5699 | 29.5699 | 29.5699 | 29.5699 | 29.5699
4112 | 29.5706 | 29.5706 | 29.5706 | 29.5706 | 29.5706 | 29.5706 | 29.5706 | 29.5706 | 29.5706 | 29.5706 | 29.5706 | 29.5706 | 29.5706 | 29.5706 | 29.5706 | 29.5706 | 29.5706 | 29.5706 | 29.5706 | 29.5706 | 29.5706 | 29.5706 | 29.5706 | 29.5706 | 29.5706 | 29.5706 | 29.5706 | 29.5706 | 29.5706 | 29.5706 | 29.5706 | 29.5706 | 29.5706 | 29.5706 | 29.5706 | 29.5706 | 29.5706 | 29.5706 | 29.5706 | 29.5706 | 29.5706 | 29.5706 | 29.5706 | 29.5706 | 29.5706 | 29.5706 | 29.5706 | 29.5706 | 29.5706 | 29.5706 | 29.5706 | 29.5706 | 29.5706 | 29.5706 | 29.5706 | 29.5706 | 29.5706 | 29.5706 | 29.5706 | 29.5706
4113 | 29.5712 | 29.5712 | 29.5712 | 29.5712 | 29.5712 | 29.5712 | 29.5712 | 29.5712 | 29.5712 | 29.5712 | 29.5712 | 29.5712 | 29.5712 | 29.5712 | 29.5712 | 29.5712 | 29.5712 | 29.5712 | 29.5712 | 29.5712 | 29.5712 | 29.5712 | 29.5712 | 29.5712 | 29.5712 | 29.5712 | 29.5712 | 29.5712 | 29.5712 | 29.5712 | 29.5712 | 29.5712 | 29.5712 | 29.5712 | 29.5712 | 29.5712 | 29.5712 | 29.5712 | 29.5712 | 29.5712 | 29.5712 | 29.5712 | 29.5712 | 29.5712 | 29.5712 | 29.5712 | 29.5712 | 29.5712 | 29.5712 | 29.5712 | 29.5712 | 29.5712 | 29.5712 | 29.5712 | 29.5712 | 29.5712 | 29.5712 | 29.5712 | 29.5712 | 29.5712
4114 | 29.5718 | 29.5718 | 29.5718 | 29.5718 | 29.5718 | 29.5718 | 29.5718 | 29.5718 | 29.5718 | 29.5718 | 29.5718 | 29.5718 | 29.5718 | 29.5718 | 29.5718 | 29.5718 | 29.5718 | 29.5718 | 29.5718 | 29.5718 | 29.5718 | 29.5718 | 29.5718 | 29.5718 | 29.5718 | 29.5718 | 29.5718 | 29.5718 | 29.5718 | 29.5718 | 29.5718 | 29.5718 | 29.5718 | 29.5718 | 29.5718 | 29.5718 | 29.5718 | 29.5718 | 29.5718 | 29.5718 | 29.5718 | 29.5718 | 29.5718 | 29.5718 | 29.5718 | 29.5718 | 29.5718 | 29.5718 | 29.5718 | 29.5718 | 29.5718 | 29.5718 | 29.5718 | 29.5718 | 29.5718 | 29.5718 | 29.5718 | 29.5718 | 29.5718 | 29.5718
4115 | 29.5724 | 29.5724 | 29.5724 | 29.5724 | 29.5724 | 29.5724 | 29.5724 | 29.5724 | 29.5724 | 29.5724 | 29.5724 | 29.5724 | 29.5724 | 29.5724 | 29.5724 | 29.5724 | 29.5724 | 29.5724 | 29.5724 | 29.5724 | 29.5724 | 29.5724 | 29.5724 | 29.5724 | 29.5724 | 29.5724 | 29.5724 | 29.5724 | 29.5724 | 29.5724 | 29.5724 | 29.5724 | 29.5724 | 29.5724 | 29.5724 | 29.5724 | 29.5724 | 29.5724 | 29.5724 | 29.5724 | 29.5724 | 29.5724 | 29.5724 | 29.5724 | 29.5724 | 29.5724 | 29.5724 | 29.5724 | 29.5724 | 29.5724 | 29.5724 | 29.5724 | 29.5724 | 29.5724 | 29.5724 | 29.5724 | 29.5724 | 29.5724 | 29.5724 | 29.5724
4116 | 29.573 | 29.573 | 29.573 | 29.573 | 29.573 | 29.573 | 29.573 | 29.573 | 29.573 | 29.573 | 29.573 | 29.573 | 29.573 | 29.573 | 29.573 | 29.573 | 29.573 | 29.573 | 29.573 | 29.573 | 29.573 | 29.573 | 29.573 | 29.573 | 29.573 | 29.573 | 29.573 | 29.573 | 29.573 | 29.573 | 29.573 | 29.573 | 29.573 | 29.573 | 29.573 | 29.573 | 29.573 | 29.573 | 29.573 | 29.573 | 29.573 | 29.573 | 29.573 | 29.573 | 29.573 | 29.573 | 29.573 | 29.573 | 29.573 | 29.573 | 29.573 | 29.573 | 29.573 | 29.573 | 29.573 | 29.573 | 29.573 | 29.573 | 29.573 | 29.573
4117 | 29.5736 | 29.5736 | 29.5736 | 29.5736 | 29.5736 | 29.5736 | 29.5736 | 29.5736 | 29.5736 | 29.5736 | 29.5736 | 29.5736 | 29.5736 | 29.5736 | 29.5736 | 29.5736 | 29.5736 | 29.5736 | 29.5736 | 29.5736 | 29.5736 | 29.5736 | 29.5736 | 29.5736 | 29.5736 | 29.5736 | 29.5736 | 29.5736 | 29.5736 | 29.5736 | 29.5736 | 29.5736 | 29.5736 | 29.5736 | 29.5736 | 29.5736 | 29.5736 | 29.5736 | 29.5736 | 29.5736 | 29.5736 | 29.5736 | 29.5736 | 29.5736 | 29.5736 | 29.5736 | 29.5736 | 29.5736 | 29.5736 | 29.5736 | 29.5736 | 29.5736 | 29.5736 | 29.5736 | 29.5736 | 29.5736 | 29.5736 | 29.5736 | 29.5736 | 29.5736
4118 | 29.5742 | 29.5742 | 29.5742 | 29.5742 | 29.5742 | 29.5742 | 29.5742 | 29.5742 | 29.5742 | 29.5742 | 29.5742 | 29.5742 | 29.5742 | 29.5742 | 29.5742 | 29.5742 | 29.5742 | 29.5742 | 29.5742 | 29.5742 | 29.5742 | 29.5742 | 29.5742 | 29.5742 | 29.5742 | 29.5742 | 29.5742 | 29.5742 | 29.5742 | 29.5742 | 29.5742 | 29.5742 | 29.5742 | 29.5742 | 29.5742 | 29.5742 | 29.5742 | 29.5742 | 29.5742 | 29.5742 | 29.5742 | 29.5742 | 29.5742 | 29.5742 | 29.5742 | 29.5742 | 29.5742 | 29.5742 | 29.5742 | 29.5742 | 29.5742 | 29.5742 | 29.5742 | 29.5742 | 29.5742 | 29.5742 | 29.5742 | 29.5742 | 29.5742 | 29.5742
4119 | 29.5748 | 29.5748 | 29.5748 | 29.5748 | 29.5748 | 29.5748 | 29.5748 | 29.5748 | 29.5748 | 29.5748 | 29.5748 | 29.5748 | 29.5748 | 29.5748 | 29.5748 | 29.5748 | 29.5748 | 29.5748 | 29.5748 | 29.5748 | 29.5748 | 29.5748 | 29.5748 | 29.5748 | 29.5748 | 29.5748 | 29.5748 | 29.5748 | 29.5748 | 29.5748 | 29.5748 | 29.5748 | 29.5748 | 29.5748 | 29.5748 | 29.5748 | 29.5748 | 29.5748 | 29.5748 | 29.5748 | 29.5748 | 29.5748 | 29.5748 | 29.5748 | 29.5748 | 29.5748 | 29.5748 | 29.5748 | 29.5748 | 29.5748 | 29.5748 | 29.5748 | 29.5748 | 29.5748 | 29.5748 | 29.5748 | 29.5748 | 29.5748 | 29.5748 | 29.5748
4120 | 29.5754 | 29.5754 | 29.5754 | 29.5754 | 29.5754 | 29.5754 | 29.5754 | 29.5754 | 29.5754 | 29.5754 | 29.5754 | 29.5754 | 29.5754 | 29.5754 | 29.5754 | 29.5754 | 29.5754 | 29.5754 | 29.5754 | 29.5754 | 29.5754 | 29.5754 | 29.5754 | 29.5754 | 29.5754 | 29.5754 | 29.5754 | 29.5754 | 29.5754 | 29.5754 | 29.5754 | 29.5754 | 29.5754 | 29.5754 | 29.5754 | 29.5754 | 29.5754 | 29.5754 | 29.5754 | 29.5754 | 29.5754 | 29.5754 | 29.5754 | 29.5754 | 29.5754 | 29.5754 | 29.5754 | 29.5754 | 29.5754 | 29.5754 | 29.5754 | 29.5754 | 29.5754 | 29.5754 | 29.5754 | 29.5754 | 29.5754 | 29.5754 | 29.5754 | 29.5754
4121 | 29.576 | 29.576 | 29.576 | 29.576 | 29.576 | 29.576 | 29.576 | 29.576 | 29.576 | 29.576 | 29.576 | 29.576 | 29.576 | 29.576 | 29.576 | 29.576 | 29.576 | 29.576 | 29.576 | 29.576 | 29.576 | 29.576 | 29.576 | 29.576 | 29.576 | 29.576 | 29.576 | 29.576 | 29.576 | 29.576 | 29.576 | 29.576 | 29.576 | 29.576 | 29.576 | 29.576 | 29.576 | 29.576 | 29.576 | 29.576 | 29.576 | 29.576 | 29.576 | 29.576 | 29.576 | 29.576 | 29.576 | 29.576 | 29.576 | 29.576 | 29.576 | 29.576 | 29.576 | 29.576 | 29.576 | 29.576 | 29.576 | 29.576 | 29.576 | 29.576
4122 | 29.5766 | 29.5766 | 29.5766 | 29.5766 | 29.5766 | 29.5766 | 29.5766 | 29.5766 | 29.5766 | 29.5766 | 29.5766 | 29.5766 | 29.5766 | 29.5766 | 29.5766 | 29.5766 | 29.5766 | 29.5766 | 29.5766 | 29.5766 | 29.5766 | 29.5766 | 29.5766 | 29.5766 | 29.5766 | 29.5766 | 29.5766 | 29.5766 | 29.5766 | 29.5766 | 29.5766 | 29.5766 | 29.5766 | 29.5766 | 29.5766 | 29.5766 | 29.5766 | 29.5766 | 29.5766 | 29.5766 | 29.5766 | 29.5766 | 29.5766 | 29.5766 | 29.5766 | 29.5766 | 29.5766 | 29.5766 | 29.5766 | 29.5766 | 29.5766 | 29.5766 | 29.5766 | 29.5766 | 29.5766 | 29.5766 | 29.5766 | 29.5766 | 29.5766 | 29.5766
4123 | 29.5772 | 29.5772 | 29.5772 | 29.5772 | 29.5772 | 29.5772 | 29.5772 | 29.5772 | 29.5772 | 29.5772 | 29.5772 | 29.5772 | 29.5772 | 29.5772 | 29.5772 | 29.5772 | 29.5772 | 29.5772 | 29.5772 | 29.5772 | 29.5772 | 29.5772 | 29.5772 | 29.5772 | 29.5772 | 29.5772 | 29.5772 | 29.5772 | 29.5772 | 29.5772 | 29.5772 | 29.5772 | 29.5772 | 29.5772 | 29.5772 | 29.5772 | 29.5772 | 29.5772 | 29.5772 | 29.5772 | 29.5772 | 29.5772 | 29.5772 | 29.5772 | 29.5772 | 29.5772 | 29.5772 | 29.5772 | 29.5772 | 29.5772 | 29.5772 | 29.5772 | 29.5772 | 29.5772 | 29.5772 | 29.5772 | 29.5772 | 29.5772 | 29.5772 | 29.5772
4124 | 29.5778 | 29.5778 | 29.5778 | 29.5778 | 29.5778 | 29.5778 | 29.5778 | 29.5778 | 29.5778 | 29.5778 | 29.5778 | 29.5778 | 29.5778 | 29.5778 | 29.5778 | 29.5778 | 29.5778 | 29.5778 | 29.5778 | 29.5778 | 29.5778 | 29.5778 | 29.5778 | 29.5778 | 29.5778 | 29.5778 | 29.5778 | 29.5778 | 29.5778 | 29.5778 | 29.5778 | 29.5778 | 29.5778 | 29.5778 | 29.5778 | 29.5778 | 29.5778 | 29.5778 | 29.5778 | 29.5778 | 29.5778 | 29.5778 | 29.5778 | 29.5778 | 29.5778 | 29.5778 | 29.5778 | 29.5778 | 29.5778 | 29.5778 | 29.5778 | 29.5778 | 29.5778 | 29.5778 | 29.5778 | 29.5778 | 29.5778 | 29.5778 | 29.5778 | 29.5778
4125 | 29.5784 | 29.5784 | 29.5784 | 29.5784 | 29.5784 | 29.5784 | 29.5784 | 29.5784 | 29.5784 | 29.5784 | 29.5784 | 29.5784 | 29.5784 | 29.5784 | 29.5784 | 29.5784 | 29.5784 | 29.5784 | 29.5784 | 29.5784 | 29.5784 | 29.5784 | 29.5784 | 29.5784 | 29.5784 | 29.5784 | 29.5784 | 29.5784 | 29.5784 | 29.5784 | 29.5784 | 29.5784 | 29.5784 | 29.5784 | 29.5784 | 29.5784 | 29.5784 | 29.5784 | 29.5784 | 29.5784 | 29.5784 | 29.5784 | 29.5784 | 29.5784 | 29.5784 | 29.5784 | 29.5784 | 29.5784 | 29.5784 | 29.5784 | 29.5784 | 29.5784 | 29.5784 | 29.5784 | 29.5784 | 29.5784 | 29.5784 | 29.5784 | 29.5784 | 29.5784
4126 | 29.5791 | 29.5791 | 29.5791 | 29.5791 | 29.5791 | 29.5791 | 29.5791 | 29.5791 | 29.5791 | 29.5791 | 29.5791 | 29.5791 | 29.5791 | 29.5791 | 29.5791 | 29.5791 | 29.5791 | 29.5791 | 29.5791 | 29.5791 | 29.5791 | 29.5791 | 29.5791 | 29.5791 | 29.5791 | 29.5791 | 29.5791 | 29.5791 | 29.5791 | 29.5791 | 29.5791 | 29.5791 | 29.5791 | 29.5791 | 29.5791 | 29.5791 | 29.5791 | 29.5791 | 29.5791 | 29.5791 | 29.5791 | 29.5791 | 29.5791 | 29.5791 | 29.5791 | 29.5791 | 29.5791 | 29.5791 | 29.5791 | 29.5791 | 29.5791 | 29.5791 | 29.5791 | 29.5791 | 29.5791 | 29.5791 | 29.5791 | 29.5791 | 29.5791 | 29.5791
4127 | 29.5797 | 29.5797 | 29.5797 | 29.5797 | 29.5797 | 29.5797 | 29.5797 | 29.5797 | 29.5797 | 29.5797 | 29.5797 | 29.5797 | 29.5797 | 29.5797 | 29.5797 | 29.5797 | 29.5797 | 29.5797 | 29.5797 | 29.5797 | 29.5797 | 29.5797 | 29.5797 | 29.5797 | 29.5797 | 29.5797 | 29.5797 | 29.5797 | 29.5797 | 29.5797 | 29.5797 | 29.5797 | 29.5797 | 29.5797 | 29.5797 | 29.5797 | 29.5797 | 29.5797 | 29.5797 | 29.5797 | 29.5797 | 29.5797 | 29.5797 | 29.5797 | 29.5797 | 29.5797 | 29.5797 | 29.5797 | 29.5797 | 29.5797 | 29.5797 | 29.5797 | 29.5797 | 29.5797 | 29.5797 | 29.5797 | 29.5797 | 29.5797 | 29.5797 | 29.5797
4128 | 29.5803 | 29.5803 | 29.5803 | 29.5803 | 29.5803 | 29.5803 | 29.5803 | 29.5803 | 29.5803 | 29.5803 | 29.5803 | 29.5803 | 29.5803 | 29.5803 | 29.5803 | 29.5803 | 29.5803 | 29.5803 | 29.5803 | 29.5803 | 29.5803 | 29.5803 | 29.5803 | 29.5803 | 29.5803 | 29.5803 | 29.5803 | 29.5803 | 29.5803 | 29.5803 | 29.5803 | 29.5803 | 29.5803 | 29.5803 | 29.5803 | 29.5803 | 29.5803 | 29.5803 | 29.5803 | 29.5803 | 29.5803 | 29.5803 | 29.5803 | 29.5803 | 29.5803 | 29.5803 | 29.5803 | 29.5803 | 29.5803 | 29.5803 | 29.5803 | 29.5803 | 29.5803 | 29.5803 | 29.5803 | 29.5803 | 29.5803 | 29.5803 | 29.5803 | 29.5803
4129 | 29.5809 | 29.5809 | 29.5809 | 29.5809 | 29.5809 | 29.5809 | 29.5809 | 29.5809 | 29.5809 | 29.5809 | 29.5809 | 29.5809 | 29.5809 | 29.5809 | 29.5809 | 29.5809 | 29.5809 | 29.5809 | 29.5809 | 29.5809 | 29.5809 | 29.5809 | 29.5809 | 29.5809 | 29.5809 | 29.5809 | 29.5809 | 29.5809 | 29.5809 | 29.5809 | 29.5809 | 29.5809 | 29.5809 | 29.5809 | 29.5809 | 29.5809 | 29.5809 | 29.5809 | 29.5809 | 29.5809 | 29.5809 | 29.5809 | 29.5809 | 29.5809 | 29.5809 | 29.5809 | 29.5809 | 29.5809 | 29.5809 | 29.5809 | 29.5809 | 29.5809 | 29.5809 | 29.5809 | 29.5809 | 29.5809 | 29.5809 | 29.5809 | 29.5809 | 29.5809
4130 | 29.5815 | 29.5815 | 29.5815 | 29.5815 | 29.5815 | 29.5815 | 29.5815 | 29.5815 | 29.5815 | 29.5815 | 29.5815 | 29.5815 | 29.5815 | 29.5815 | 29.5815 | 29.5815 | 29.5815 | 29.5815 | 29.5815 | 29.5815 | 29.5815 | 29.5815 | 29.5815 | 29.5815 | 29.5815 | 29.5815 | 29.5815 | 29.5815 | 29.5815 | 29.5815 | 29.5815 | 29.5815 | 29.5815 | 29.5815 | 29.5815 | 29.5815 | 29.5815 | 29.5815 | 29.5815 | 29.5815 | 29.5815 | 29.5815 | 29.5815 | 29.5815 | 29.5815 | 29.5815 | 29.5815 | 29.5815 | 29.5815 | 29.5815 | 29.5815 | 29.5815 | 29.5815 | 29.5815 | 29.5815 | 29.5815 | 29.5815 | 29.5815 | 29.5815 | 29.5815
4131 | 29.5821 | 29.5821 | 29.5821 | 29.5821 | 29.5821 | 29.5821 | 29.5821 | 29.5821 | 29.5821 | 29.5821 | 29.5821 | 29.5821 | 29.5821 | 29.5821 | 29.5821 | 29.5821 | 29.5821 | 29.5821 | 29.5821 | 29.5821 | 29.5821 | 29.5821 | 29.5821 | 29.5821 | 29.5821 | 29.5821 | 29.5821 | 29.5821 | 29.5821 | 29.5821 | 29.5821 | 29.5821 | 29.5821 | 29.5821 | 29.5821 | 29.5821 | 29.5821 | 29.5821 | 29.5821 | 29.5821 | 29.5821 | 29.5821 | 29.5821 | 29.5821 | 29.5821 | 29.5821 | 29.5821 | 29.5821 | 29.5821 | 29.5821 | 29.5821 | 29.5821 | 29.5821 | 29.5821 | 29.5821 | 29.5821 | 29.5821 | 29.5821 | 29.5821 | 29.5821
4132 | 29.5827 | 29.5827 | 29.5827 | 29.5827 | 29.5827 | 29.5827 | 29.5827 | 29.5827 | 29.5827 | 29.5827 | 29.5827 | 29.5827 | 29.5827 | 29.5827 | 29.5827 | 29.5827 | 29.5827 | 29.5827 | 29.5827 | 29.5827 | 29.5827 | 29.5827 | 29.5827 | 29.5827 | 29.5827 | 29.5827 | 29.5827 | 29.5827 | 29.5827 | 29.5827 | 29.5827 | 29.5827 | 29.5827 | 29.5827 | 29.5827 | 29.5827 | 29.5827 | 29.5827 | 29.5827 | 29.5827 | 29.5827 | 29.5827 | 29.5827 | 29.5827 | 29.5827 | 29.5827 | 29.5827 | 29.5827 | 29.5827 | 29.5827 | 29.5827 | 29.5827 | 29.5827 | 29.5827 | 29.5827 | 29.5827 | 29.5827 | 29.5827 | 29.5827 | 29.5827
4133 | 29.5833 | 29.5833 | 29.5833 | 29.5833 | 29.5833 | 29.5833 | 29.5833 | 29.5833 | 29.5833 | 29.5833 | 29.5833 | 29.5833 | 29.5833 | 29.5833 | 29.5833 | 29.5833 | 29.5833 | 29.5833 | 29.5833 | 29.5833 | 29.5833 | 29.5833 | 29.5833 | 29.5833 | 29.5833 | 29.5833 | 29.5833 | 29.5833 | 29.5833 | 29.5833 | 29.5833 | 29.5833 | 29.5833 | 29.5833 | 29.5833 | 29.5833 | 29.5833 | 29.5833 | 29.5833 | 29.5833 | 29.5833 | 29.5833 | 29.5833 | 29.5833 | 29.5833 | 29.5833 | 29.5833 | 29.5833 | 29.5833 | 29.5833 | 29.5833 | 29.5833 | 29.5833 | 29.5833 | 29.5833 | 29.5833 | 29.5833 | 29.5833 | 29.5833 | 29.5833
4134 | 29.5839 | 29.5839 | 29.5839 | 29.5839 | 29.5839 | 29.5839 | 29.5839 | 29.5839 | 29.5839 | 29.5839 | 29.5839 | 29.5839 | 29.5839 | 29.5839 | 29.5839 | 29.5839 | 29.5839 | 29.5839 | 29.5839 | 29.5839 | 29.5839 | 29.5839 | 29.5839 | 29.5839 | 29.5839 | 29.5839 | 29.5839 | 29.5839 | 29.5839 | 29.5839 | 29.5839 | 29.5839 | 29.5839 | 29.5839 | 29.5839 | 29.5839 | 29.5839 | 29.5839 | 29.5839 | 29.5839 | 29.5839 | 29.5839 | 29.5839 | 29.5839 | 29.5839 | 29.5839 | 29.5839 | 29.5839 | 29.5839 | 29.5839 | 29.5839 | 29.5839 | 29.5839 | 29.5839 | 29.5839 | 29.5839 | 29.5839 | 29.5839 | 29.5839 | 29.5839
4135 | 29.5845 | 29.5845 | 29.5845 | 29.5845 | 29.5845 | 29.5845 | 29.5845 | 29.5845 | 29.5845 | 29.5845 | 29.5845 | 29.5845 | 29.5845 | 29.5845 | 29.5845 | 29.5845 | 29.5845 | 29.5845 | 29.5845 | 29.5845 | 29.5845 | 29.5845 | 29.5845 | 29.5845 | 29.5845 | 29.5845 | 29.5845 | 29.5845 | 29.5845 | 29.5845 | 29.5845 | 29.5845 | 29.5845 | 29.5845 | 29.5845 | 29.5845 | 29.5845 | 29.5845 | 29.5845 | 29.5845 | 29.5845 | 29.5845 | 29.5845 | 29.5845 | 29.5845 | 29.5845 | 29.5845 | 29.5845 | 29.5845 | 29.5845 | 29.5845 | 29.5845 | 29.5845 | 29.5845 | 29.5845 | 29.5845 | 29.5845 | 29.5845 | 29.5845 | 29.5845
4136 | 29.5851 | 29.5851 | 29.5851 | 29.5851 | 29.5851 | 29.5851 | 29.5851 | 29.5851 | 29.5851 | 29.5851 | 29.5851 | 29.5851 | 29.5851 | 29.5851 | 29.5851 | 29.5851 | 29.5851 | 29.5851 | 29.5851 | 29.5851 | 29.5851 | 29.5851 | 29.5851 | 29.5851 | 29.5851 | 29.5851 | 29.5851 | 29.5851 | 29.5851 | 29.5851 | 29.5851 | 29.5851 | 29.5851 | 29.5851 | 29.5851 | 29.5851 | 29.5851 | 29.5851 | 29.5851 | 29.5851 | 29.5851 | 29.5851 | 29.5851 | 29.5851 | 29.5851 | 29.5851 | 29.5851 | 29.5851 | 29.5851 | 29.5851 | 29.5851 | 29.5851 | 29.5851 | 29.5851 | 29.5851 | 29.5851 | 29.5851 | 29.5851 | 29.5851 | 29.5851
4137 | 29.5857 | 29.5857 | 29.5857 | 29.5857 | 29.5857 | 29.5857 | 29.5857 | 29.5857 | 29.5857 | 29.5857 | 29.5857 | 29.5857 | 29.5857 | 29.5857 | 29.5857 | 29.5857 | 29.5857 | 29.5857 | 29.5857 | 29.5857 | 29.5857 | 29.5857 | 29.5857 | 29.5857 | 29.5857 | 29.5857 | 29.5857 | 29.5857 | 29.5857 | 29.5857 | 29.5857 | 29.5857 | 29.5857 | 29.5857 | 29.5857 | 29.5857 | 29.5857 | 29.5857 | 29.5857 | 29.5857 | 29.5857 | 29.5857 | 29.5857 | 29.5857 | 29.5857 | 29.5857 | 29.5857 | 29.5857 | 29.5857 | 29.5857 | 29.5857 | 29.5857 | 29.5857 | 29.5857 | 29.5857 | 29.5857 | 29.5857 | 29.5857 | 29.5857 | 29.5857
4138 | 29.5863 | 29.5863 | 29.5863 | 29.5863 | 29.5863 | 29.5863 | 29.5863 | 29.5863 | 29.5863 | 29.5863 | 29.5863 | 29.5863 | 29.5863 | 29.5863 | 29.5863 | 29.5863 | 29.5863 | 29.5863 | 29.5863 | 29.5863 | 29.5863 | 29.5863 | 29.5863 | 29.5863 | 29.5863 | 29.5863 | 29.5863 | 29.5863 | 29.5863 | 29.5863 | 29.5863 | 29.5863 | 29.5863 | 29.5863 | 29.5863 | 29.5863 | 29.5863 | 29.5863 | 29.5863 | 29.5863 | 29.5863 | 29.5863 | 29.5863 | 29.5863 | 29.5863 | 29.5863 | 29.5863 | 29.5863 | 29.5863 | 29.5863 | 29.5863 | 29.5863 | 29.5863 | 29.5863 | 29.5863 | 29.5863 | 29.5863 | 29.5863 | 29.5863 | 29.5863
4139 | 29.5869 | 29.5869 | 29.5869 | 29.5869 | 29.5869 | 29.5869 | 29.5869 | 29.5869 | 29.5869 | 29.5869 | 29.5869 | 29.5869 | 29.5869 | 29.5869 | 29.5869 | 29.5869 | 29.5869 | 29.5869 | 29.5869 | 29.5869 | 29.5869 | 29.5869 | 29.5869 | 29.5869 | 29.5869 | 29.5869 | 29.5869 | 29.5869 | 29.5869 | 29.5869 | 29.5869 | 29.5869 | 29.5869 | 29.5869 | 29.5869 | 29.5869 | 29.5869 | 29.5869 | 29.5869 | 29.5869 | 29.5869 | 29.5869 | 29.5869 | 29.5869 | 29.5869 | 29.5869 | 29.5869 | 29.5869 | 29.5869 | 29.5869 | 29.5869 | 29.5869 | 29.5869 | 29.5869 | 29.5869 | 29.5869 | 29.5869 | 29.5869 | 29.5869 | 29.5869
4140 | 29.5875 | 29.5875 | 29.5875 | 29.5875 | 29.5875 | 29.5875 | 29.5875 | 29.5875 | 29.5875 | 29.5875 | 29.5875 | 29.5875 | 29.5875 | 29.5875 | 29.5875 | 29.5875 | 29.5875 | 29.5875 | 29.5875 | 29.5875 | 29.5875 | 29.5875 | 29.5875 | 29.5875 | 29.5875 | 29.5875 | 29.5875 | 29.5875 | 29.5875 | 29.5875 | 29.5875 | 29.5875 | 29.5875 | 29.5875 | 29.5875 | 29.5875 | 29.5875 | 29.5875 | 29.5875 | 29.5875 | 29.5875 | 29.5875 | 29.5875 | 29.5875 | 29.5875 | 29.5875 | 29.5875 | 29.5875 | 29.5875 | 29.5875 | 29.5875 | 29.5875 | 29.5875 | 29.5875 | 29.5875 | 29.5875 | 29.5875 | 29.5875 | 29.5875 | 29.5875
4141 | 29.5881 | 29.5881 | 29.5881 | 29.5881 | 29.5881 | 29.5881 | 29.5881 | 29.5881 | 29.5881 | 29.5881 | 29.5881 | 29.5881 | 29.5881 | 29.5881 | 29.5881 | 29.5881 | 29.5881 | 29.5881 | 29.5881 | 29.5881 | 29.5881 | 29.5881 | 29.5881 | 29.5881 | 29.5881 | 29.5881 | 29.5881 | 29.5881 | 29.5881 | 29.5881 | 29.5881 | 29.5881 | 29.5881 | 29.5881 | 29.5881 | 29.5881 | 29.5881 | 29.5881 | 29.5881 | 29.5881 | 29.5881 | 29.5881 | 29.5881 | 29.5881 | 29.5881 | 29.5881 | 29.5881 | 29.5881 | 29.5881 | 29.5881 | 29.5881 | 29.5881 | 29.5881 | 29.5881 | 29.5881 | 29.5881 | 29.5881 | 29.5881 | 29.5881 | 29.5881
4142 | 29.5887 | 29.5887 | 29.5887 | 29.5887 | 29.5887 | 29.5887 | 29.5887 | 29.5887 | 29.5887 | 29.5887 | 29.5887 | 29.5887 | 29.5887 | 29.5887 | 29.5887 | 29.5887 | 29.5887 | 29.5887 | 29.5887 | 29.5887 | 29.5887 | 29.5887 | 29.5887 | 29.5887 | 29.5887 | 29.5887 | 29.5887 | 29.5887 | 29.5887 | 29.5887 | 29.5887 | 29.5887 | 29.5887 | 29.5887 | 29.5887 | 29.5887 | 29.5887 | 29.5887 | 29.5887 | 29.5887 | 29.5887 | 29.5887 | 29.5887 | 29.5887 | 29.5887 | 29.5887 | 29.5887 | 29.5887 | 29.5887 | 29.5887 | 29.5887 | 29.5887 | 29.5887 | 29.5887 | 29.5887 | 29.5887 | 29.5887 | 29.5887 | 29.5887 | 29.5887
4143 | 29.5893 | 29.5893 | 29.5893 | 29.5893 | 29.5893 | 29.5893 | 29.5893 | 29.5893 | 29.5893 | 29.5893 | 29.5893 | 29.5893 | 29.5893 | 29.5893 | 29.5893 | 29.5893 | 29.5893 | 29.5893 | 29.5893 | 29.5893 | 29.5893 | 29.5893 | 29.5893 | 29.5893 | 29.5893 | 29.5893 | 29.5893 | 29.5893 | 29.5893 | 29.5893 | 29.5893 | 29.5893 | 29.5893 | 29.5893 | 29.5893 | 29.5893 | 29.5893 | 29.5893 | 29.5893 | 29.5893 | 29.5893 | 29.5893 | 29.5893 | 29.5893 | 29.5893 | 29.5893 | 29.5893 | 29.5893 | 29.5893 | 29.5893 | 29.5893 | 29.5893 | 29.5893 | 29.5893 | 29.5893 | 29.5893 | 29.5893 | 29.5893 | 29.5893 | 29.5893
4144 | 29.5899 | 29.5899 | 29.5899 | 29.5899 | 29.5899 | 29.5899 | 29.5899 | 29.5899 | 29.5899 | 29.5899 | 29.5899 | 29.5899 | 29.5899 | 29.5899 | 29.5899 | 29.5899 | 29.5899 | 29.5899 | 29.5899 | 29.5899 | 29.5899 | 29.5899 | 29.5899 | 29.5899 | 29.5899 | 29.5899 | 29.5899 | 29.5899 | 29.5899 | 29.5899 | 29.5899 | 29.5899 | 29.5899 | 29.5899 | 29.5899 | 29.5899 | 29.5899 | 29.5899 | 29.5899 | 29.5899 | 29.5899 | 29.5899 | 29.5899 | 29.5899 | 29.5899 | 29.5899 | 29.5899 | 29.5899 | 29.5899 | 29.5899 | 29.5899 | 29.5899 | 29.5899 | 29.5899 | 29.5899 | 29.5899 | 29.5899 | 29.5899 | 29.5899 | 29.5899
4145 | 29.5905 | 29.5905 | 29.5905 | 29.5905 | 29.5905 | 29.5905 | 29.5905 | 29.5905 | 29.5905 | 29.5905 | 29.5905 | 29.5905 | 29.5905 | 29.5905 | 29.5905 | 29.5905 | 29.5905 | 29.5905 | 29.5905 | 29.5905 | 29.5905 | 29.5905 | 29.5905 | 29.5905 | 29.5905 | 29.5905 | 29.5905 | 29.5905 | 29.5905 | 29.5905 | 29.5905 | 29.5905 | 29.5905 | 29.5905 | 29.5905 | 29.5905 | 29.5905 | 29.5905 | 29.5905 | 29.5905 | 29.5905 | 29.5905 | 29.5905 | 29.5905 | 29.5905 | 29.5905 | 29.5905 | 29.5905 | 29.5905 | 29.5905 | 29.5905 | 29.5905 | 29.5905 | 29.5905 | 29.5905 | 29.5905 | 29.5905 | 29.5905 | 29.5905 | 29.5905
4146 | 29.5911 | 29.5911 | 29.5911 | 29.5911 | 29.5911 | 29.5911 | 29.5911 | 29.5911 | 29.5911 | 29.5911 | 29.5911 | 29.5911 | 29.5911 | 29.5911 | 29.5911 | 29.5911 | 29.5911 | 29.5911 | 29.5911 | 29.5911 | 29.5911 | 29.5911 | 29.5911 | 29.5911 | 29.5911 | 29.5911 | 29.5911 | 29.5911 | 29.5911 | 29.5911 | 29.5911 | 29.5911 | 29.5911 | 29.5911 | 29.5911 | 29.5911 | 29.5911 | 29.5911 | 29.5911 | 29.5911 | 29.5911 | 29.5911 | 29.5911 | 29.5911 | 29.5911 | 29.5911 | 29.5911 | 29.5911 | 29.5911 | 29.5911 | 29.5911 | 29.5911 | 29.5911 | 29.5911 | 29.5911 | 29.5911 | 29.5911 | 29.5911 | 29.5911 | 29.5911
4147 | 29.5917 | 29.5917 | 29.5917 | 29.5917 | 29.5917 | 29.5917 | 29.5917 | 29.5917 | 29.5917 | 29.5917 | 29.5917 | 29.5917 | 29.5917 | 29.5917 | 29.5917 | 29.5917 | 29.5917 | 29.5917 | 29.5917 | 29.5917 | 29.5917 | 29.5917 | 29.5917 | 29.5917 | 29.5917 | 29.5917 | 29.5917 | 29.5917 | 29.5917 | 29.5917 | 29.5917 | 29.5917 | 29.5917 | 29.5917 | 29.5917 | 29.5917 | 29.5917 | 29.5917 | 29.5917 | 29.5917 | 29.5917 | 29.5917 | 29.5917 | 29.5917 | 29.5917 | 29.5917 | 29.5917 | 29.5917 | 29.5917 | 29.5917 | 29.5917 | 29.5917 | 29.5917 | 29.5917 | 29.5917 | 29.5917 | 29.5917 | 29.5917 | 29.5917 | 29.5917
4148 | 29.5923 | 29.5923 | 29.5923 | 29.5923 | 29.5923 | 29.5923 | 29.5923 | 29.5923 | 29.5923 | 29.5923 | 29.5923 | 29.5923 | 29.5923 | 29.5923 | 29.5923 | 29.5923 | 29.5923 | 29.5923 | 29.5923 | 29.5923 | 29.5923 | 29.5923 | 29.5923 | 29.5923 | 29.5923 | 29.5923 | 29.5923 | 29.5923 | 29.5923 | 29.5923 | 29.5923 | 29.5923 | 29.5923 | 29.5923 | 29.5923 | 29.5923 | 29.5923 | 29.5923 | 29.5923 | 29.5923 | 29.5923 | 29.5923 | 29.5923 | 29.5923 | 29.5923 | 29.5923 | 29.5923 | 29.5923 | 29.5923 | 29.5923 | 29.5923 | 29.5923 | 29.5923 | 29.5923 | 29.5923 | 29.5923 | 29.5923 | 29.5923 | 29.5923 | 29.5923
4149 | 29.593 | 29.593 | 29.593 | 29.593 | 29.593 | 29.593 | 29.593 | 29.593 | 29.593 | 29.593 | 29.593 | 29.593 | 29.593 | 29.593 | 29.593 | 29.593 | 29.593 | 29.593 | 29.593 | 29.593 | 29.593 | 29.593 | 29.593 | 29.593 | 29.593 | 29.593 | 29.593 | 29.593 | 29.593 | 29.593 | 29.593 | 29.593 | 29.593 | 29.593 | 29.593 | 29.593 | 29.593 | 29.593 | 29.593 | 29.593 | 29.593 | 29.593 | 29.593 | 29.593 | 29.593 | 29.593 | 29.593 | 29.593 | 29.593 | 29.593 | 29.593 | 29.593 | 29.593 | 29.593 | 29.593 | 29.593 | 29.593 | 29.593 | 29.593 | 29.593
4150 | 29.5936 | 29.5936 | 29.5936 | 29.5936 | 29.5936 | 29.5936 | 29.5936 | 29.5936 | 29.5936 | 29.5936 | 29.5936 | 29.5936 | 29.5936 | 29.5936 | 29.5936 | 29.5936 | 29.5936 | 29.5936 | 29.5936 | 29.5936 | 29.5936 | 29.5936 | 29.5936 | 29.5936 | 29.5936 | 29.5936 | 29.5936 | 29.5936 | 29.5936 | 29.5936 | 29.5936 | 29.5936 | 29.5936 | 29.5936 | 29.5936 | 29.5936 | 29.5936 | 29.5936 | 29.5936 | 29.5936 | 29.5936 | 29.5936 | 29.5936 | 29.5936 | 29.5936 | 29.5936 | 29.5936 | 29.5936 | 29.5936 | 29.5936 | 29.5936 | 29.5936 | 29.5936 | 29.5936 | 29.5936 | 29.5936 | 29.5936 | 29.5936 | 29.5936 | 29.5936
4151 | 29.5942 | 29.5942 | 29.5942 | 29.5942 | 29.5942 | 29.5942 | 29.5942 | 29.5942 | 29.5942 | 29.5942 | 29.5942 | 29.5942 | 29.5942 | 29.5942 | 29.5942 | 29.5942 | 29.5942 | 29.5942 | 29.5942 | 29.5942 | 29.5942 | 29.5942 | 29.5942 | 29.5942 | 29.5942 | 29.5942 | 29.5942 | 29.5942 | 29.5942 | 29.5942 | 29.5942 | 29.5942 | 29.5942 | 29.5942 | 29.5942 | 29.5942 | 29.5942 | 29.5942 | 29.5942 | 29.5942 | 29.5942 | 29.5942 | 29.5942 | 29.5942 | 29.5942 | 29.5942 | 29.5942 | 29.5942 | 29.5942 | 29.5942 | 29.5942 | 29.5942 | 29.5942 | 29.5942 | 29.5942 | 29.5942 | 29.5942 | 29.5942 | 29.5942 | 29.5942
4152 | 29.5948 | 29.5948 | 29.5948 | 29.5948 | 29.5948 | 29.5948 | 29.5948 | 29.5948 | 29.5948 | 29.5948 | 29.5948 | 29.5948 | 29.5948 | 29.5948 | 29.5948 | 29.5948 | 29.5948 | 29.5948 | 29.5948 | 29.5948 | 29.5948 | 29.5948 | 29.5948 | 29.5948 | 29.5948 | 29.5948 | 29.5948 | 29.5948 | 29.5948 | 29.5948 | 29.5948 | 29.5948 | 29.5948 | 29.5948 | 29.5948 | 29.5948 | 29.5948 | 29.5948 | 29.5948 | 29.5948 | 29.5948 | 29.5948 | 29.5948 | 29.5948 | 29.5948 | 29.5948 | 29.5948 | 29.5948 | 29.5948 | 29.5948 | 29.5948 | 29.5948 | 29.5948 | 29.5948 | 29.5948 | 29.5948 | 29.5948 | 29.5948 | 29.5948 | 29.5948
4153 | 29.5954 | 29.5954 | 29.5954 | 29.5954 | 29.5954 | 29.5954 | 29.5954 | 29.5954 | 29.5954 | 29.5954 | 29.5954 | 29.5954 | 29.5954 | 29.5954 | 29.5954 | 29.5954 | 29.5954 | 29.5954 | 29.5954 | 29.5954 | 29.5954 | 29.5954 | 29.5954 | 29.5954 | 29.5954 | 29.5954 | 29.5954 | 29.5954 | 29.5954 | 29.5954 | 29.5954 | 29.5954 | 29.5954 | 29.5954 | 29.5954 | 29.5954 | 29.5954 | 29.5954 | 29.5954 | 29.5954 | 29.5954 | 29.5954 | 29.5954 | 29.5954 | 29.5954 | 29.5954 | 29.5954 | 29.5954 | 29.5954 | 29.5954 | 29.5954 | 29.5954 | 29.5954 | 29.5954 | 29.5954 | 29.5954 | 29.5954 | 29.5954 | 29.5954 | 29.5954
4154 | 29.596 | 29.596 | 29.596 | 29.596 | 29.596 | 29.596 | 29.596 | 29.596 | 29.596 | 29.596 | 29.596 | 29.596 | 29.596 | 29.596 | 29.596 | 29.596 | 29.596 | 29.596 | 29.596 | 29.596 | 29.596 | 29.596 | 29.596 | 29.596 | 29.596 | 29.596 | 29.596 | 29.596 | 29.596 | 29.596 | 29.596 | 29.596 | 29.596 | 29.596 | 29.596 | 29.596 | 29.596 | 29.596 | 29.596 | 29.596 | 29.596 | 29.596 | 29.596 | 29.596 | 29.596 | 29.596 | 29.596 | 29.596 | 29.596 | 29.596 | 29.596 | 29.596 | 29.596 | 29.596 | 29.596 | 29.596 | 29.596 | 29.596 | 29.596 | 29.596
4155 | 29.5966 | 29.5966 | 29.5966 | 29.5966 | 29.5966 | 29.5966 | 29.5966 | 29.5966 | 29.5966 | 29.5966 | 29.5966 | 29.5966 | 29.5966 | 29.5966 | 29.5966 | 29.5966 | 29.5966 | 29.5966 | 29.5966 | 29.5966 | 29.5966 | 29.5966 | 29.5966 | 29.5966 | 29.5966 | 29.5966 | 29.5966 | 29.5966 | 29.5966 | 29.5966 | 29.5966 | 29.5966 | 29.5966 | 29.5966 | 29.5966 | 29.5966 | 29.5966 | 29.5966 | 29.5966 | 29.5966 | 29.5966 | 29.5966 | 29.5966 | 29.5966 | 29.5966 | 29.5966 | 29.5966 | 29.5966 | 29.5966 | 29.5966 | 29.5966 | 29.5966 | 29.5966 | 29.5966 | 29.5966 | 29.5966 | 29.5966 | 29.5966 | 29.5966 | 29.5966
4156 | 29.5972 | 29.5972 | 29.5972 | 29.5972 | 29.5972 | 29.5972 | 29.5972 | 29.5972 | 29.5972 | 29.5972 | 29.5972 | 29.5972 | 29.5972 | 29.5972 | 29.5972 | 29.5972 | 29.5972 | 29.5972 | 29.5972 | 29.5972 | 29.5972 | 29.5972 | 29.5972 | 29.5972 | 29.5972 | 29.5972 | 29.5972 | 29.5972 | 29.5972 | 29.5972 | 29.5972 | 29.5972 | 29.5972 | 29.5972 | 29.5972 | 29.5972 | 29.5972 | 29.5972 | 29.5972 | 29.5972 | 29.5972 | 29.5972 | 29.5972 | 29.5972 | 29.5972 | 29.5972 | 29.5972 | 29.5972 | 29.5972 | 29.5972 | 29.5972 | 29.5972 | 29.5972 | 29.5972 | 29.5972 | 29.5972 | 29.5972 | 29.5972 | 29.5972 | 29.5972
4157 | 29.5978 | 29.5978 | 29.5978 | 29.5978 | 29.5978 | 29.5978 | 29.5978 | 29.5978 | 29.5978 | 29.5978 | 29.5978 | 29.5978 | 29.5978 | 29.5978 | 29.5978 | 29.5978 | 29.5978 | 29.5978 | 29.5978 | 29.5978 | 29.5978 | 29.5978 | 29.5978 | 29.5978 | 29.5978 | 29.5978 | 29.5978 | 29.5978 | 29.5978 | 29.5978 | 29.5978 | 29.5978 | 29.5978 | 29.5978 | 29.5978 | 29.5978 | 29.5978 | 29.5978 | 29.5978 | 29.5978 | 29.5978 | 29.5978 | 29.5978 | 29.5978 | 29.5978 | 29.5978 | 29.5978 | 29.5978 | 29.5978 | 29.5978 | 29.5978 | 29.5978 | 29.5978 | 29.5978 | 29.5978 | 29.5978 | 29.5978 | 29.5978 | 29.5978 | 29.5978
4158 | 29.5984 | 29.5984 | 29.5984 | 29.5984 | 29.5984 | 29.5984 | 29.5984 | 29.5984 | 29.5984 | 29.5984 | 29.5984 | 29.5984 | 29.5984 | 29.5984 | 29.5984 | 29.5984 | 29.5984 | 29.5984 | 29.5984 | 29.5984 | 29.5984 | 29.5984 | 29.5984 | 29.5984 | 29.5984 | 29.5984 | 29.5984 | 29.5984 | 29.5984 | 29.5984 | 29.5984 | 29.5984 | 29.5984 | 29.5984 | 29.5984 | 29.5984 | 29.5984 | 29.5984 | 29.5984 | 29.5984 | 29.5984 | 29.5984 | 29.5984 | 29.5984 | 29.5984 | 29.5984 | 29.5984 | 29.5984 | 29.5984 | 29.5984 | 29.5984 | 29.5984 | 29.5984 | 29.5984 | 29.5984 | 29.5984 | 29.5984 | 29.5984 | 29.5984 | 29.5984
4159 | 29.599 | 29.599 | 29.599 | 29.599 | 29.599 | 29.599 | 29.599 | 29.599 | 29.599 | 29.599 | 29.599 | 29.599 | 29.599 | 29.599 | 29.599 | 29.599 | 29.599 | 29.599 | 29.599 | 29.599 | 29.599 | 29.599 | 29.599 | 29.599 | 29.599 | 29.599 | 29.599 | 29.599 | 29.599 | 29.599 | 29.599 | 29.599 | 29.599 | 29.599 | 29.599 | 29.599 | 29.599 | 29.599 | 29.599 | 29.599 | 29.599 | 29.599 | 29.599 | 29.599 | 29.599 | 29.599 | 29.599 | 29.599 | 29.599 | 29.599 | 29.599 | 29.599 | 29.599 | 29.599 | 29.599 | 29.599 | 29.599 | 29.599 | 29.599 | 29.599
4160 | 29.5996 | 29.5996 | 29.5996 | 29.5996 | 29.5996 | 29.5996 | 29.5996 | 29.5996 | 29.5996 | 29.5996 | 29.5996 | 29.5996 | 29.5996 | 29.5996 | 29.5996 | 29.5996 | 29.5996 | 29.5996 | 29.5996 | 29.5996 | 29.5996 | 29.5996 | 29.5996 | 29.5996 | 29.5996 | 29.5996 | 29.5996 | 29.5996 | 29.5996 | 29.5996 | 29.5996 | 29.5996 | 29.5996 | 29.5996 | 29.5996 | 29.5996 | 29.5996 | 29.5996 | 29.5996 | 29.5996 | 29.5996 | 29.5996 | 29.5996 | 29.5996 | 29.5996 | 29.5996 | 29.5996 | 29.5996 | 29.5996 | 29.5996 | 29.5996 | 29.5996 | 29.5996 | 29.5996 | 29.5996 | 29.5996 | 29.5996 | 29.5996 | 29.5996 | 29.5996
4161 | 29.6002 | 29.6002 | 29.6002 | 29.6002 | 29.6002 | 29.6002 | 29.6002 | 29.6002 | 29.6002 | 29.6002 | 29.6002 | 29.6002 | 29.6002 | 29.6002 | 29.6002 | 29.6002 | 29.6002 | 29.6002 | 29.6002 | 29.6002 | 29.6002 | 29.6002 | 29.6002 | 29.6002 | 29.6002 | 29.6002 | 29.6002 | 29.6002 | 29.6002 | 29.6002 | 29.6002 | 29.6002 | 29.6002 | 29.6002 | 29.6002 | 29.6002 | 29.6002 | 29.6002 | 29.6002 | 29.6002 | 29.6002 | 29.6002 | 29.6002 | 29.6002 | 29.6002 | 29.6002 | 29.6002 | 29.6002 | 29.6002 | 29.6002 | 29.6002 | 29.6002 | 29.6002 | 29.6002 | 29.6002 | 29.6002 | 29.6002 | 29.6002 | 29.6002 | 29.6002
4162 | 29.6008 | 29.6008 | 29.6008 | 29.6008 | 29.6008 | 29.6008 | 29.6008 | 29.6008 | 29.6008 | 29.6008 | 29.6008 | 29.6008 | 29.6008 | 29.6008 | 29.6008 | 29.6008 | 29.6008 | 29.6008 | 29.6008 | 29.6008 | 29.6008 | 29.6008 | 29.6008 | 29.6008 | 29.6008 | 29.6008 | 29.6008 | 29.6008 | 29.6008 | 29.6008 | 29.6008 | 29.6008 | 29.6008 | 29.6008 | 29.6008 | 29.6008 | 29.6008 | 29.6008 | 29.6008 | 29.6008 | 29.6008 | 29.6008 | 29.6008 | 29.6008 | 29.6008 | 29.6008 | 29.6008 | 29.6008 | 29.6008 | 29.6008 | 29.6008 | 29.6008 | 29.6008 | 29.6008 | 29.6008 | 29.6008 | 29.6008 | 29.6008 | 29.6008 | 29.6008
4163 | 29.6014 | 29.6014 | 29.6014 | 29.6014 | 29.6014 | 29.6014 | 29.6014 | 29.6014 | 29.6014 | 29.6014 | 29.6014 | 29.6014 | 29.6014 | 29.6014 | 29.6014 | 29.6014 | 29.6014 | 29.6014 | 29.6014 | 29.6014 | 29.6014 | 29.6014 | 29.6014 | 29.6014 | 29.6014 | 29.6014 | 29.6014 | 29.6014 | 29.6014 | 29.6014 | 29.6014 | 29.6014 | 29.6014 | 29.6014 | 29.6014 | 29.6014 | 29.6014 | 29.6014 | 29.6014 | 29.6014 | 29.6014 | 29.6014 | 29.6014 | 29.6014 | 29.6014 | 29.6014 | 29.6014 | 29.6014 | 29.6014 | 29.6014 | 29.6014 | 29.6014 | 29.6014 | 29.6014 | 29.6014 | 29.6014 | 29.6014 | 29.6014 | 29.6014 | 29.6014
4164 | 29.602 | 29.602 | 29.602 | 29.602 | 29.602 | 29.602 | 29.602 | 29.602 | 29.602 | 29.602 | 29.602 | 29.602 | 29.602 | 29.602 | 29.602 | 29.602 | 29.602 | 29.602 | 29.602 | 29.602 | 29.602 | 29.602 | 29.602 | 29.602 | 29.602 | 29.602 | 29.602 | 29.602 | 29.602 | 29.602 | 29.602 | 29.602 | 29.602 | 29.602 | 29.602 | 29.602 | 29.602 | 29.602 | 29.602 | 29.602 | 29.602 | 29.602 | 29.602 | 29.602 | 29.602 | 29.602 | 29.602 | 29.602 | 29.602 | 29.602 | 29.602 | 29.602 | 29.602 | 29.602 | 29.602 | 29.602 | 29.602 | 29.602 | 29.602 | 29.602
4165 | 29.6026 | 29.6026 | 29.6026 | 29.6026 | 29.6026 | 29.6026 | 29.6026 | 29.6026 | 29.6026 | 29.6026 | 29.6026 | 29.6026 | 29.6026 | 29.6026 | 29.6026 | 29.6026 | 29.6026 | 29.6026 | 29.6026 | 29.6026 | 29.6026 | 29.6026 | 29.6026 | 29.6026 | 29.6026 | 29.6026 | 29.6026 | 29.6026 | 29.6026 | 29.6026 | 29.6026 | 29.6026 | 29.6026 | 29.6026 | 29.6026 | 29.6026 | 29.6026 | 29.6026 | 29.6026 | 29.6026 | 29.6026 | 29.6026 | 29.6026 | 29.6026 | 29.6026 | 29.6026 | 29.6026 | 29.6026 | 29.6026 | 29.6026 | 29.6026 | 29.6026 | 29.6026 | 29.6026 | 29.6026 | 29.6026 | 29.6026 | 29.6026 | 29.6026 | 29.6026
4166 | 29.6032 | 29.6032 | 29.6032 | 29.6032 | 29.6032 | 29.6032 | 29.6032 | 29.6032 | 29.6032 | 29.6032 | 29.6032 | 29.6032 | 29.6032 | 29.6032 | 29.6032 | 29.6032 | 29.6032 | 29.6032 | 29.6032 | 29.6032 | 29.6032 | 29.6032 | 29.6032 | 29.6032 | 29.6032 | 29.6032 | 29.6032 | 29.6032 | 29.6032 | 29.6032 | 29.6032 | 29.6032 | 29.6032 | 29.6032 | 29.6032 | 29.6032 | 29.6032 | 29.6032 | 29.6032 | 29.6032 | 29.6032 | 29.6032 | 29.6032 | 29.6032 | 29.6032 | 29.6032 | 29.6032 | 29.6032 | 29.6032 | 29.6032 | 29.6032 | 29.6032 | 29.6032 | 29.6032 | 29.6032 | 29.6032 | 29.6032 | 29.6032 | 29.6032 | 29.6032
4167 | 29.6038 | 29.6038 | 29.6038 | 29.6038 | 29.6038 | 29.6038 | 29.6038 | 29.6038 | 29.6038 | 29.6038 | 29.6038 | 29.6038 | 29.6038 | 29.6038 | 29.6038 | 29.6038 | 29.6038 | 29.6038 | 29.6038 | 29.6038 | 29.6038 | 29.6038 | 29.6038 | 29.6038 | 29.6038 | 29.6038 | 29.6038 | 29.6038 | 29.6038 | 29.6038 | 29.6038 | 29.6038 | 29.6038 | 29.6038 | 29.6038 | 29.6038 | 29.6038 | 29.6038 | 29.6038 | 29.6038 | 29.6038 | 29.6038 | 29.6038 | 29.6038 | 29.6038 | 29.6038 | 29.6038 | 29.6038 | 29.6038 | 29.6038 | 29.6038 | 29.6038 | 29.6038 | 29.6038 | 29.6038 | 29.6038 | 29.6038 | 29.6038 | 29.6038 | 29.6038
4168 | 29.6044 | 29.6044 | 29.6044 | 29.6044 | 29.6044 | 29.6044 | 29.6044 | 29.6044 | 29.6044 | 29.6044 | 29.6044 | 29.6044 | 29.6044 | 29.6044 | 29.6044 | 29.6044 | 29.6044 | 29.6044 | 29.6044 | 29.6044 | 29.6044 | 29.6044 | 29.6044 | 29.6044 | 29.6044 | 29.6044 | 29.6044 | 29.6044 | 29.6044 | 29.6044 | 29.6044 | 29.6044 | 29.6044 | 29.6044 | 29.6044 | 29.6044 | 29.6044 | 29.6044 | 29.6044 | 29.6044 | 29.6044 | 29.6044 | 29.6044 | 29.6044 | 29.6044 | 29.6044 | 29.6044 | 29.6044 | 29.6044 | 29.6044 | 29.6044 | 29.6044 | 29.6044 | 29.6044 | 29.6044 | 29.6044 | 29.6044 | 29.6044 | 29.6044 | 29.6044
4169 | 29.605 | 29.605 | 29.605 | 29.605 | 29.605 | 29.605 | 29.605 | 29.605 | 29.605 | 29.605 | 29.605 | 29.605 | 29.605 | 29.605 | 29.605 | 29.605 | 29.605 | 29.605 | 29.605 | 29.605 | 29.605 | 29.605 | 29.605 | 29.605 | 29.605 | 29.605 | 29.605 | 29.605 | 29.605 | 29.605 | 29.605 | 29.605 | 29.605 | 29.605 | 29.605 | 29.605 | 29.605 | 29.605 | 29.605 | 29.605 | 29.605 | 29.605 | 29.605 | 29.605 | 29.605 | 29.605 | 29.605 | 29.605 | 29.605 | 29.605 | 29.605 | 29.605 | 29.605 | 29.605 | 29.605 | 29.605 | 29.605 | 29.605 | 29.605 | 29.605
4170 | 29.6056 | 29.6056 | 29.6056 | 29.6056 | 29.6056 | 29.6056 | 29.6056 | 29.6056 | 29.6056 | 29.6056 | 29.6056 | 29.6056 | 29.6056 | 29.6056 | 29.6056 | 29.6056 | 29.6056 | 29.6056 | 29.6056 | 29.6056 | 29.6056 | 29.6056 | 29.6056 | 29.6056 | 29.6056 | 29.6056 | 29.6056 | 29.6056 | 29.6056 | 29.6056 | 29.6056 | 29.6056 | 29.6056 | 29.6056 | 29.6056 | 29.6056 | 29.6056 | 29.6056 | 29.6056 | 29.6056 | 29.6056 | 29.6056 | 29.6056 | 29.6056 | 29.6056 | 29.6056 | 29.6056 | 29.6056 | 29.6056 | 29.6056 | 29.6056 | 29.6056 | 29.6056 | 29.6056 | 29.6056 | 29.6056 | 29.6056 | 29.6056 | 29.6056 | 29.6056
4171 | 29.6062 | 29.6062 | 29.6062 | 29.6062 | 29.6062 | 29.6062 | 29.6062 | 29.6062 | 29.6062 | 29.6062 | 29.6062 | 29.6062 | 29.6062 | 29.6062 | 29.6062 | 29.6062 | 29.6062 | 29.6062 | 29.6062 | 29.6062 | 29.6062 | 29.6062 | 29.6062 | 29.6062 | 29.6062 | 29.6062 | 29.6062 | 29.6062 | 29.6062 | 29.6062 | 29.6062 | 29.6062 | 29.6062 | 29.6062 | 29.6062 | 29.6062 | 29.6062 | 29.6062 | 29.6062 | 29.6062 | 29.6062 | 29.6062 | 29.6062 | 29.6062 | 29.6062 | 29.6062 | 29.6062 | 29.6062 | 29.6062 | 29.6062 | 29.6062 | 29.6062 | 29.6062 | 29.6062 | 29.6062 | 29.6062 | 29.6062 | 29.6062 | 29.6062 | 29.6062
4172 | 29.6068 | 29.6068 | 29.6068 | 29.6068 | 29.6068 | 29.6068 | 29.6068 | 29.6068 | 29.6068 | 29.6068 | 29.6068 | 29.6068 | 29.6068 | 29.6068 | 29.6068 | 29.6068 | 29.6068 | 29.6068 | 29.6068 | 29.6068 | 29.6068 | 29.6068 | 29.6068 | 29.6068 | 29.6068 | 29.6068 | 29.6068 | 29.6068 | 29.6068 | 29.6068 | 29.6068 | 29.6068 | 29.6068 | 29.6068 | 29.6068 | 29.6068 | 29.6068 | 29.6068 | 29.6068 | 29.6068 | 29.6068 | 29.6068 | 29.6068 | 29.6068 | 29.6068 | 29.6068 | 29.6068 | 29.6068 | 29.6068 | 29.6068 | 29.6068 | 29.6068 | 29.6068 | 29.6068 | 29.6068 | 29.6068 | 29.6068 | 29.6068 | 29.6068 | 29.6068
4173 | 29.6074 | 29.6074 | 29.6074 | 29.6074 | 29.6074 | 29.6074 | 29.6074 | 29.6074 | 29.6074 | 29.6074 | 29.6074 | 29.6074 | 29.6074 | 29.6074 | 29.6074 | 29.6074 | 29.6074 | 29.6074 | 29.6074 | 29.6074 | 29.6074 | 29.6074 | 29.6074 | 29.6074 | 29.6074 | 29.6074 | 29.6074 | 29.6074 | 29.6074 | 29.6074 | 29.6074 | 29.6074 | 29.6074 | 29.6074 | 29.6074 | 29.6074 | 29.6074 | 29.6074 | 29.6074 | 29.6074 | 29.6074 | 29.6074 | 29.6074 | 29.6074 | 29.6074 | 29.6074 | 29.6074 | 29.6074 | 29.6074 | 29.6074 | 29.6074 | 29.6074 | 29.6074 | 29.6074 | 29.6074 | 29.6074 | 29.6074 | 29.6074 | 29.6074 | 29.6074
4174 | 29.608 | 29.608 | 29.608 | 29.608 | 29.608 | 29.608 | 29.608 | 29.608 | 29.608 | 29.608 | 29.608 | 29.608 | 29.608 | 29.608 | 29.608 | 29.608 | 29.608 | 29.608 | 29.608 | 29.608 | 29.608 | 29.608 | 29.608 | 29.608 | 29.608 | 29.608 | 29.608 | 29.608 | 29.608 | 29.608 | 29.608 | 29.608 | 29.608 | 29.608 | 29.608 | 29.608 | 29.608 | 29.608 | 29.608 | 29.608 | 29.608 | 29.608 | 29.608 | 29.608 | 29.608 | 29.608 | 29.608 | 29.608 | 29.608 | 29.608 | 29.608 | 29.608 | 29.608 | 29.608 | 29.608 | 29.608 | 29.608 | 29.608 | 29.608 | 29.608
4175 | 29.6086 | 29.6086 | 29.6086 | 29.6086 | 29.6086 | 29.6086 | 29.6086 | 29.6086 | 29.6086 | 29.6086 | 29.6086 | 29.6086 | 29.6086 | 29.6086 | 29.6086 | 29.6086 | 29.6086 | 29.6086 | 29.6086 | 29.6086 | 29.6086 | 29.6086 | 29.6086 | 29.6086 | 29.6086 | 29.6086 | 29.6086 | 29.6086 | 29.6086 | 29.6086 | 29.6086 | 29.6086 | 29.6086 | 29.6086 | 29.6086 | 29.6086 | 29.6086 | 29.6086 | 29.6086 | 29.6086 | 29.6086 | 29.6086 | 29.6086 | 29.6086 | 29.6086 | 29.6086 | 29.6086 | 29.6086 | 29.6086 | 29.6086 | 29.6086 | 29.6086 | 29.6086 | 29.6086 | 29.6086 | 29.6086 | 29.6086 | 29.6086 | 29.6086 | 29.6086
4176 | 29.6092 | 29.6092 | 29.6092 | 29.6092 | 29.6092 | 29.6092 | 29.6092 | 29.6092 | 29.6092 | 29.6092 | 29.6092 | 29.6092 | 29.6092 | 29.6092 | 29.6092 | 29.6092 | 29.6092 | 29.6092 | 29.6092 | 29.6092 | 29.6092 | 29.6092 | 29.6092 | 29.6092 | 29.6092 | 29.6092 | 29.6092 | 29.6092 | 29.6092 | 29.6092 | 29.6092 | 29.6092 | 29.6092 | 29.6092 | 29.6092 | 29.6092 | 29.6092 | 29.6092 | 29.6092 | 29.6092 | 29.6092 | 29.6092 | 29.6092 | 29.6092 | 29.6092 | 29.6092 | 29.6092 | 29.6092 | 29.6092 | 29.6092 | 29.6092 | 29.6092 | 29.6092 | 29.6092 | 29.6092 | 29.6092 | 29.6092 | 29.6092 | 29.6092 | 29.6092
4177 | 29.6098 | 29.6098 | 29.6098 | 29.6098 | 29.6098 | 29.6098 | 29.6098 | 29.6098 | 29.6098 | 29.6098 | 29.6098 | 29.6098 | 29.6098 | 29.6098 | 29.6098 | 29.6098 | 29.6098 | 29.6098 | 29.6098 | 29.6098 | 29.6098 | 29.6098 | 29.6098 | 29.6098 | 29.6098 | 29.6098 | 29.6098 | 29.6098 | 29.6098 | 29.6098 | 29.6098 | 29.6098 | 29.6098 | 29.6098 | 29.6098 | 29.6098 | 29.6098 | 29.6098 | 29.6098 | 29.6098 | 29.6098 | 29.6098 | 29.6098 | 29.6098 | 29.6098 | 29.6098 | 29.6098 | 29.6098 | 29.6098 | 29.6098 | 29.6098 | 29.6098 | 29.6098 | 29.6098 | 29.6098 | 29.6098 | 29.6098 | 29.6098 | 29.6098 | 29.6098
4178 | 29.6104 | 29.6104 | 29.6104 | 29.6104 | 29.6104 | 29.6104 | 29.6104 | 29.6104 | 29.6104 | 29.6104 | 29.6104 | 29.6104 | 29.6104 | 29.6104 | 29.6104 | 29.6104 | 29.6104 | 29.6104 | 29.6104 | 29.6104 | 29.6104 | 29.6104 | 29.6104 | 29.6104 | 29.6104 | 29.6104 | 29.6104 | 29.6104 | 29.6104 | 29.6104 | 29.6104 | 29.6104 | 29.6104 | 29.6104 | 29.6104 | 29.6104 | 29.6104 | 29.6104 | 29.6104 | 29.6104 | 29.6104 | 29.6104 | 29.6104 | 29.6104 | 29.6104 | 29.6104 | 29.6104 | 29.6104 | 29.6104 | 29.6104 | 29.6104 | 29.6104 | 29.6104 | 29.6104 | 29.6104 | 29.6104 | 29.6104 | 29.6104 | 29.6104 | 29.6104
4179 | 29.611 | 29.611 | 29.611 | 29.611 | 29.611 | 29.611 | 29.611 | 29.611 | 29.611 | 29.611 | 29.611 | 29.611 | 29.611 | 29.611 | 29.611 | 29.611 | 29.611 | 29.611 | 29.611 | 29.611 | 29.611 | 29.611 | 29.611 | 29.611 | 29.611 | 29.611 | 29.611 | 29.611 | 29.611 | 29.611 | 29.611 | 29.611 | 29.611 | 29.611 | 29.611 | 29.611 | 29.611 | 29.611 | 29.611 | 29.611 | 29.611 | 29.611 | 29.611 | 29.611 | 29.611 | 29.611 | 29.611 | 29.611 | 29.611 | 29.611 | 29.611 | 29.611 | 29.611 | 29.611 | 29.611 | 29.611 | 29.611 | 29.611 | 29.611 | 29.611
4180 | 29.6116 | 29.6116 | 29.6116 | 29.6116 | 29.6116 | 29.6116 | 29.6116 | 29.6116 | 29.6116 | 29.6116 | 29.6116 | 29.6116 | 29.6116 | 29.6116 | 29.6116 | 29.6116 | 29.6116 | 29.6116 | 29.6116 | 29.6116 | 29.6116 | 29.6116 | 29.6116 | 29.6116 | 29.6116 | 29.6116 | 29.6116 | 29.6116 | 29.6116 | 29.6116 | 29.6116 | 29.6116 | 29.6116 | 29.6116 | 29.6116 | 29.6116 | 29.6116 | 29.6116 | 29.6116 | 29.6116 | 29.6116 | 29.6116 | 29.6116 | 29.6116 | 29.6116 | 29.6116 | 29.6116 | 29.6116 | 29.6116 | 29.6116 | 29.6116 | 29.6116 | 29.6116 | 29.6116 | 29.6116 | 29.6116 | 29.6116 | 29.6116 | 29.6116 | 29.6116
4181 | 29.6122 | 29.6122 | 29.6122 | 29.6122 | 29.6122 | 29.6122 | 29.6122 | 29.6122 | 29.6122 | 29.6122 | 29.6122 | 29.6122 | 29.6122 | 29.6122 | 29.6122 | 29.6122 | 29.6122 | 29.6122 | 29.6122 | 29.6122 | 29.6122 | 29.6122 | 29.6122 | 29.6122 | 29.6122 | 29.6122 | 29.6122 | 29.6122 | 29.6122 | 29.6122 | 29.6122 | 29.6122 | 29.6122 | 29.6122 | 29.6122 | 29.6122 | 29.6122 | 29.6122 | 29.6122 | 29.6122 | 29.6122 | 29.6122 | 29.6122 | 29.6122 | 29.6122 | 29.6122 | 29.6122 | 29.6122 | 29.6122 | 29.6122 | 29.6122 | 29.6122 | 29.6122 | 29.6122 | 29.6122 | 29.6122 | 29.6122 | 29.6122 | 29.6122 | 29.6122
4182 | 29.6128 | 29.6128 | 29.6128 | 29.6128 | 29.6128 | 29.6128 | 29.6128 | 29.6128 | 29.6128 | 29.6128 | 29.6128 | 29.6128 | 29.6128 | 29.6128 | 29.6128 | 29.6128 | 29.6128 | 29.6128 | 29.6128 | 29.6128 | 29.6128 | 29.6128 | 29.6128 | 29.6128 | 29.6128 | 29.6128 | 29.6128 | 29.6128 | 29.6128 | 29.6128 | 29.6128 | 29.6128 | 29.6128 | 29.6128 | 29.6128 | 29.6128 | 29.6128 | 29.6128 | 29.6128 | 29.6128 | 29.6128 | 29.6128 | 29.6128 | 29.6128 | 29.6128 | 29.6128 | 29.6128 | 29.6128 | 29.6128 | 29.6128 | 29.6128 | 29.6128 | 29.6128 | 29.6128 | 29.6128 | 29.6128 | 29.6128 | 29.6128 | 29.6128 | 29.6128
4183 | 29.6134 | 29.6134 | 29.6134 | 29.6134 | 29.6134 | 29.6134 | 29.6134 | 29.6134 | 29.6134 | 29.6134 | 29.6134 | 29.6134 | 29.6134 | 29.6134 | 29.6134 | 29.6134 | 29.6134 | 29.6134 | 29.6134 | 29.6134 | 29.6134 | 29.6134 | 29.6134 | 29.6134 | 29.6134 | 29.6134 | 29.6134 | 29.6134 | 29.6134 | 29.6134 | 29.6134 | 29.6134 | 29.6134 | 29.6134 | 29.6134 | 29.6134 | 29.6134 | 29.6134 | 29.6134 | 29.6134 | 29.6134 | 29.6134 | 29.6134 | 29.6134 | 29.6134 | 29.6134 | 29.6134 | 29.6134 | 29.6134 | 29.6134 | 29.6134 | 29.6134 | 29.6134 | 29.6134 | 29.6134 | 29.6134 | 29.6134 | 29.6134 | 29.6134 | 29.6134
4184 | 29.614 | 29.614 | 29.614 | 29.614 | 29.614 | 29.614 | 29.614 | 29.614 | 29.614 | 29.614 | 29.614 | 29.614 | 29.614 | 29.614 | 29.614 | 29.614 | 29.614 | 29.614 | 29.614 | 29.614 | 29.614 | 29.614 | 29.614 | 29.614 | 29.614 | 29.614 | 29.614 | 29.614 | 29.614 | 29.614 | 29.614 | 29.614 | 29.614 | 29.614 | 29.614 | 29.614 | 29.614 | 29.614 | 29.614 | 29.614 | 29.614 | 29.614 | 29.614 | 29.614 | 29.614 | 29.614 | 29.614 | 29.614 | 29.614 | 29.614 | 29.614 | 29.614 | 29.614 | 29.614 | 29.614 | 29.614 | 29.614 | 29.614 | 29.614 | 29.614
4185 | 29.6145 | 29.6145 | 29.6145 | 29.6145 | 29.6145 | 29.6145 | 29.6145 | 29.6145 | 29.6145 | 29.6145 | 29.6145 | 29.6145 | 29.6145 | 29.6145 | 29.6145 | 29.6145 | 29.6145 | 29.6145 | 29.6145 | 29.6145 | 29.6145 | 29.6145 | 29.6145 | 29.6145 | 29.6145 | 29.6145 | 29.6145 | 29.6145 | 29.6145 | 29.6145 | 29.6145 | 29.6145 | 29.6145 | 29.6145 | 29.6145 | 29.6145 | 29.6145 | 29.6145 | 29.6145 | 29.6145 | 29.6145 | 29.6145 | 29.6145 | 29.6145 | 29.6145 | 29.6145 | 29.6145 | 29.6145 | 29.6145 | 29.6145 | 29.6145 | 29.6145 | 29.6145 | 29.6145 | 29.6145 | 29.6145 | 29.6145 | 29.6145 | 29.6145 | 29.6145
4186 | 29.6151 | 29.6151 | 29.6151 | 29.6151 | 29.6151 | 29.6151 | 29.6151 | 29.6151 | 29.6151 | 29.6151 | 29.6151 | 29.6151 | 29.6151 | 29.6151 | 29.6151 | 29.6151 | 29.6151 | 29.6151 | 29.6151 | 29.6151 | 29.6151 | 29.6151 | 29.6151 | 29.6151 | 29.6151 | 29.6151 | 29.6151 | 29.6151 | 29.6151 | 29.6151 | 29.6151 | 29.6151 | 29.6151 | 29.6151 | 29.6151 | 29.6151 | 29.6151 | 29.6151 | 29.6151 | 29.6151 | 29.6151 | 29.6151 | 29.6151 | 29.6151 | 29.6151 | 29.6151 | 29.6151 | 29.6151 | 29.6151 | 29.6151 | 29.6151 | 29.6151 | 29.6151 | 29.6151 | 29.6151 | 29.6151 | 29.6151 | 29.6151 | 29.6151 | 29.6151
4187 | 29.6157 | 29.6157 | 29.6157 | 29.6157 | 29.6157 | 29.6157 | 29.6157 | 29.6157 | 29.6157 | 29.6157 | 29.6157 | 29.6157 | 29.6157 | 29.6157 | 29.6157 | 29.6157 | 29.6157 | 29.6157 | 29.6157 | 29.6157 | 29.6157 | 29.6157 | 29.6157 | 29.6157 | 29.6157 | 29.6157 | 29.6157 | 29.6157 | 29.6157 | 29.6157 | 29.6157 | 29.6157 | 29.6157 | 29.6157 | 29.6157 | 29.6157 | 29.6157 | 29.6157 | 29.6157 | 29.6157 | 29.6157 | 29.6157 | 29.6157 | 29.6157 | 29.6157 | 29.6157 | 29.6157 | 29.6157 | 29.6157 | 29.6157 | 29.6157 | 29.6157 | 29.6157 | 29.6157 | 29.6157 | 29.6157 | 29.6157 | 29.6157 | 29.6157 | 29.6157
4188 | 29.6163 | 29.6163 | 29.6163 | 29.6163 | 29.6163 | 29.6163 | 29.6163 | 29.6163 | 29.6163 | 29.6163 | 29.6163 | 29.6163 | 29.6163 | 29.6163 | 29.6163 | 29.6163 | 29.6163 | 29.6163 | 29.6163 | 29.6163 | 29.6163 | 29.6163 | 29.6163 | 29.6163 | 29.6163 | 29.6163 | 29.6163 | 29.6163 | 29.6163 | 29.6163 | 29.6163 | 29.6163 | 29.6163 | 29.6163 | 29.6163 | 29.6163 | 29.6163 | 29.6163 | 29.6163 | 29.6163 | 29.6163 | 29.6163 | 29.6163 | 29.6163 | 29.6163 | 29.6163 | 29.6163 | 29.6163 | 29.6163 | 29.6163 | 29.6163 | 29.6163 | 29.6163 | 29.6163 | 29.6163 | 29.6163 | 29.6163 | 29.6163 | 29.6163 | 29.6163
4189 | 29.6169 | 29.6169 | 29.6169 | 29.6169 | 29.6169 | 29.6169 | 29.6169 | 29.6169 | 29.6169 | 29.6169 | 29.6169 | 29.6169 | 29.6169 | 29.6169 | 29.6169 | 29.6169 | 29.6169 | 29.6169 | 29.6169 | 29.6169 | 29.6169 | 29.6169 | 29.6169 | 29.6169 | 29.6169 | 29.6169 | 29.6169 | 29.6169 | 29.6169 | 29.6169 | 29.6169 | 29.6169 | 29.6169 | 29.6169 | 29.6169 | 29.6169 | 29.6169 | 29.6169 | 29.6169 | 29.6169 | 29.6169 | 29.6169 | 29.6169 | 29.6169 | 29.6169 | 29.6169 | 29.6169 | 29.6169 | 29.6169 | 29.6169 | 29.6169 | 29.6169 | 29.6169 | 29.6169 | 29.6169 | 29.6169 | 29.6169 | 29.6169 | 29.6169 | 29.6169
4190 | 29.6175 | 29.6175 | 29.6175 | 29.6175 | 29.6175 | 29.6175 | 29.6175 | 29.6175 | 29.6175 | 29.6175 | 29.6175 | 29.6175 | 29.6175 | 29.6175 | 29.6175 | 29.6175 | 29.6175 | 29.6175 | 29.6175 | 29.6175 | 29.6175 | 29.6175 | 29.6175 | 29.6175 | 29.6175 | 29.6175 | 29.6175 | 29.6175 | 29.6175 | 29.6175 | 29.6175 | 29.6175 | 29.6175 | 29.6175 | 29.6175 | 29.6175 | 29.6175 | 29.6175 | 29.6175 | 29.6175 | 29.6175 | 29.6175 | 29.6175 | 29.6175 | 29.6175 | 29.6175 | 29.6175 | 29.6175 | 29.6175 | 29.6175 | 29.6175 | 29.6175 | 29.6175 | 29.6175 | 29.6175 | 29.6175 | 29.6175 | 29.6175 | 29.6175 | 29.6175
4191 | 29.6181 | 29.6181 | 29.6181 | 29.6181 | 29.6181 | 29.6181 | 29.6181 | 29.6181 | 29.6181 | 29.6181 | 29.6181 | 29.6181 | 29.6181 | 29.6181 | 29.6181 | 29.6181 | 29.6181 | 29.6181 | 29.6181 | 29.6181 | 29.6181 | 29.6181 | 29.6181 | 29.6181 | 29.6181 | 29.6181 | 29.6181 | 29.6181 | 29.6181 | 29.6181 | 29.6181 | 29.6181 | 29.6181 | 29.6181 | 29.6181 | 29.6181 | 29.6181 | 29.6181 | 29.6181 | 29.6181 | 29.6181 | 29.6181 | 29.6181 | 29.6181 | 29.6181 | 29.6181 | 29.6181 | 29.6181 | 29.6181 | 29.6181 | 29.6181 | 29.6181 | 29.6181 | 29.6181 | 29.6181 | 29.6181 | 29.6181 | 29.6181 | 29.6181 | 29.6181
4192 | 29.6187 | 29.6187 | 29.6187 | 29.6187 | 29.6187 | 29.6187 | 29.6187 | 29.6187 | 29.6187 | 29.6187 | 29.6187 | 29.6187 | 29.6187 | 29.6187 | 29.6187 | 29.6187 | 29.6187 | 29.6187 | 29.6187 | 29.6187 | 29.6187 | 29.6187 | 29.6187 | 29.6187 | 29.6187 | 29.6187 | 29.6187 | 29.6187 | 29.6187 | 29.6187 | 29.6187 | 29.6187 | 29.6187 | 29.6187 | 29.6187 | 29.6187 | 29.6187 | 29.6187 | 29.6187 | 29.6187 | 29.6187 | 29.6187 | 29.6187 | 29.6187 | 29.6187 | 29.6187 | 29.6187 | 29.6187 | 29.6187 | 29.6187 | 29.6187 | 29.6187 | 29.6187 | 29.6187 | 29.6187 | 29.6187 | 29.6187 | 29.6187 | 29.6187 | 29.6187
4193 | 29.6193 | 29.6193 | 29.6193 | 29.6193 | 29.6193 | 29.6193 | 29.6193 | 29.6193 | 29.6193 | 29.6193 | 29.6193 | 29.6193 | 29.6193 | 29.6193 | 29.6193 | 29.6193 | 29.6193 | 29.6193 | 29.6193 | 29.6193 | 29.6193 | 29.6193 | 29.6193 | 29.6193 | 29.6193 | 29.6193 | 29.6193 | 29.6193 | 29.6193 | 29.6193 | 29.6193 | 29.6193 | 29.6193 | 29.6193 | 29.6193 | 29.6193 | 29.6193 | 29.6193 | 29.6193 | 29.6193 | 29.6193 | 29.6193 | 29.6193 | 29.6193 | 29.6193 | 29.6193 | 29.6193 | 29.6193 | 29.6193 | 29.6193 | 29.6193 | 29.6193 | 29.6193 | 29.6193 | 29.6193 | 29.6193 | 29.6193 | 29.6193 | 29.6193 | 29.6193
4194 | 29.6199 | 29.6199 | 29.6199 | 29.6199 | 29.6199 | 29.6199 | 29.6199 | 29.6199 | 29.6199 | 29.6199 | 29.6199 | 29.6199 | 29.6199 | 29.6199 | 29.6199 | 29.6199 | 29.6199 | 29.6199 | 29.6199 | 29.6199 | 29.6199 | 29.6199 | 29.6199 | 29.6199 | 29.6199 | 29.6199 | 29.6199 | 29.6199 | 29.6199 | 29.6199 | 29.6199 | 29.6199 | 29.6199 | 29.6199 | 29.6199 | 29.6199 | 29.6199 | 29.6199 | 29.6199 | 29.6199 | 29.6199 | 29.6199 | 29.6199 | 29.6199 | 29.6199 | 29.6199 | 29.6199 | 29.6199 | 29.6199 | 29.6199 | 29.6199 | 29.6199 | 29.6199 | 29.6199 | 29.6199 | 29.6199 | 29.6199 | 29.6199 | 29.6199 | 29.6199
4195 | 29.6205 | 29.6205 | 29.6205 | 29.6205 | 29.6205 | 29.6205 | 29.6205 | 29.6205 | 29.6205 | 29.6205 | 29.6205 | 29.6205 | 29.6205 | 29.6205 | 29.6205 | 29.6205 | 29.6205 | 29.6205 | 29.6205 | 29.6205 | 29.6205 | 29.6205 | 29.6205 | 29.6205 | 29.6205 | 29.6205 | 29.6205 | 29.6205 | 29.6205 | 29.6205 | 29.6205 | 29.6205 | 29.6205 | 29.6205 | 29.6205 | 29.6205 | 29.6205 | 29.6205 | 29.6205 | 29.6205 | 29.6205 | 29.6205 | 29.6205 | 29.6205 | 29.6205 | 29.6205 | 29.6205 | 29.6205 | 29.6205 | 29.6205 | 29.6205 | 29.6205 | 29.6205 | 29.6205 | 29.6205 | 29.6205 | 29.6205 | 29.6205 | 29.6205 | 29.6205
4196 | 29.6211 | 29.6211 | 29.6211 | 29.6211 | 29.6211 | 29.6211 | 29.6211 | 29.6211 | 29.6211 | 29.6211 | 29.6211 | 29.6211 | 29.6211 | 29.6211 | 29.6211 | 29.6211 | 29.6211 | 29.6211 | 29.6211 | 29.6211 | 29.6211 | 29.6211 | 29.6211 | 29.6211 | 29.6211 | 29.6211 | 29.6211 | 29.6211 | 29.6211 | 29.6211 | 29.6211 | 29.6211 | 29.6211 | 29.6211 | 29.6211 | 29.6211 | 29.6211 | 29.6211 | 29.6211 | 29.6211 | 29.6211 | 29.6211 | 29.6211 | 29.6211 | 29.6211 | 29.6211 | 29.6211 | 29.6211 | 29.6211 | 29.6211 | 29.6211 | 29.6211 | 29.6211 | 29.6211 | 29.6211 | 29.6211 | 29.6211 | 29.6211 | 29.6211 | 29.6211
4197 | 29.6217 | 29.6217 | 29.6217 | 29.6217 | 29.6217 | 29.6217 | 29.6217 | 29.6217 | 29.6217 | 29.6217 | 29.6217 | 29.6217 | 29.6217 | 29.6217 | 29.6217 | 29.6217 | 29.6217 | 29.6217 | 29.6217 | 29.6217 | 29.6217 | 29.6217 | 29.6217 | 29.6217 | 29.6217 | 29.6217 | 29.6217 | 29.6217 | 29.6217 | 29.6217 | 29.6217 | 29.6217 | 29.6217 | 29.6217 | 29.6217 | 29.6217 | 29.6217 | 29.6217 | 29.6217 | 29.6217 | 29.6217 | 29.6217 | 29.6217 | 29.6217 | 29.6217 | 29.6217 | 29.6217 | 29.6217 | 29.6217 | 29.6217 | 29.6217 | 29.6217 | 29.6217 | 29.6217 | 29.6217 | 29.6217 | 29.6217 | 29.6217 | 29.6217 | 29.6217
4198 | 29.6223 | 29.6223 | 29.6223 | 29.6223 | 29.6223 | 29.6223 | 29.6223 | 29.6223 | 29.6223 | 29.6223 | 29.6223 | 29.6223 | 29.6223 | 29.6223 | 29.6223 | 29.6223 | 29.6223 | 29.6223 | 29.6223 | 29.6223 | 29.6223 | 29.6223 | 29.6223 | 29.6223 | 29.6223 | 29.6223 | 29.6223 | 29.6223 | 29.6223 | 29.6223 | 29.6223 | 29.6223 | 29.6223 | 29.6223 | 29.6223 | 29.6223 | 29.6223 | 29.6223 | 29.6223 | 29.6223 | 29.6223 | 29.6223 | 29.6223 | 29.6223 | 29.6223 | 29.6223 | 29.6223 | 29.6223 | 29.6223 | 29.6223 | 29.6223 | 29.6223 | 29.6223 | 29.6223 | 29.6223 | 29.6223 | 29.6223 | 29.6223 | 29.6223 | 29.6223
4199 | 29.6229 | 29.6229 | 29.6229 | 29.6229 | 29.6229 | 29.6229 | 29.6229 | 29.6229 | 29.6229 | 29.6229 | 29.6229 | 29.6229 | 29.6229 | 29.6229 | 29.6229 | 29.6229 | 29.6229 | 29.6229 | 29.6229 | 29.6229 | 29.6229 | 29.6229 | 29.6229 | 29.6229 | 29.6229 | 29.6229 | 29.6229 | 29.6229 | 29.6229 | 29.6229 | 29.6229 | 29.6229 | 29.6229 | 29.6229 | 29.6229 | 29.6229 | 29.6229 | 29.6229 | 29.6229 | 29.6229 | 29.6229 | 29.6229 | 29.6229 | 29.6229 | 29.6229 | 29.6229 | 29.6229 | 29.6229 | 29.6229 | 29.6229 | 29.6229 | 29.6229 | 29.6229 | 29.6229 | 29.6229 | 29.6229 | 29.6229 | 29.6229 | 29.6229 | 29.6229
4200 | 29.6235 | 29.6235 | 29.6235 | 29.6235 | 29.6235 | 29.6235 | 29.6235 | 29.6235 | 29.6235 | 29.6235 | 29.6235 | 29.6235 | 29.6235 | 29.6235 | 29.6235 | 29.6235 | 29.6235 | 29.6235 | 29.6235 | 29.6235 | 29.6235 | 29.6235 | 29.6235 | 29.6235 | 29.6235 | 29.6235 | 29.6235 | 29.6235 | 29.6235 | 29.6235 | 29.6235 | 29.6235 | 29.6235 | 29.6235 | 29.6235 | 29.6235 | 29.6235 | 29.6235 | 29.6235 | 29.6235 | 29.6235 | 29.6235 | 29.6235 | 29.6235 | 29.6235 | 29.6235 | 29.6235 | 29.6235 | 29.6235 | 29.6235 | 29.6235 | 29.6235 | 29.6235 | 29.6235 | 29.6235 | 29.6235 | 29.6235 | 29.6235 | 29.6235 | 29.6235
4201 | 29.6241 | 29.6241 | 29.6241 | 29.6241 | 29.6241 | 29.6241 | 29.6241 | 29.6241 | 29.6241 | 29.6241 | 29.6241 | 29.6241 | 29.6241 | 29.6241 | 29.6241 | 29.6241 | 29.6241 | 29.6241 | 29.6241 | 29.6241 | 29.6241 | 29.6241 | 29.6241 | 29.6241 | 29.6241 | 29.6241 | 29.6241 | 29.6241 | 29.6241 | 29.6241 | 29.6241 | 29.6241 | 29.6241 | 29.6241 | 29.6241 | 29.6241 | 29.6241 | 29.6241 | 29.6241 | 29.6241 | 29.6241 | 29.6241 | 29.6241 | 29.6241 | 29.6241 | 29.6241 | 29.6241 | 29.6241 | 29.6241 | 29.6241 | 29.6241 | 29.6241 | 29.6241 | 29.6241 | 29.6241 | 29.6241 | 29.6241 | 29.6241 | 29.6241 | 29.6241
4202 | 29.6247 | 29.6247 | 29.6247 | 29.6247 | 29.6247 | 29.6247 | 29.6247 | 29.6247 | 29.6247 | 29.6247 | 29.6247 | 29.6247 | 29.6247 | 29.6247 | 29.6247 | 29.6247 | 29.6247 | 29.6247 | 29.6247 | 29.6247 | 29.6247 | 29.6247 | 29.6247 | 29.6247 | 29.6247 | 29.6247 | 29.6247 | 29.6247 | 29.6247 | 29.6247 | 29.6247 | 29.6247 | 29.6247 | 29.6247 | 29.6247 | 29.6247 | 29.6247 | 29.6247 | 29.6247 | 29.6247 | 29.6247 | 29.6247 | 29.6247 | 29.6247 | 29.6247 | 29.6247 | 29.6247 | 29.6247 | 29.6247 | 29.6247 | 29.6247 | 29.6247 | 29.6247 | 29.6247 | 29.6247 | 29.6247 | 29.6247 | 29.6247 | 29.6247 | 29.6247
4203 | 29.6253 | 29.6253 | 29.6253 | 29.6253 | 29.6253 | 29.6253 | 29.6253 | 29.6253 | 29.6253 | 29.6253 | 29.6253 | 29.6253 | 29.6253 | 29.6253 | 29.6253 | 29.6253 | 29.6253 | 29.6253 | 29.6253 | 29.6253 | 29.6253 | 29.6253 | 29.6253 | 29.6253 | 29.6253 | 29.6253 | 29.6253 | 29.6253 | 29.6253 | 29.6253 | 29.6253 | 29.6253 | 29.6253 | 29.6253 | 29.6253 | 29.6253 | 29.6253 | 29.6253 | 29.6253 | 29.6253 | 29.6253 | 29.6253 | 29.6253 | 29.6253 | 29.6253 | 29.6253 | 29.6253 | 29.6253 | 29.6253 | 29.6253 | 29.6253 | 29.6253 | 29.6253 | 29.6253 | 29.6253 | 29.6253 | 29.6253 | 29.6253 | 29.6253 | 29.6253
4204 | 29.6259 | 29.6259 | 29.6259 | 29.6259 | 29.6259 | 29.6259 | 29.6259 | 29.6259 | 29.6259 | 29.6259 | 29.6259 | 29.6259 | 29.6259 | 29.6259 | 29.6259 | 29.6259 | 29.6259 | 29.6259 | 29.6259 | 29.6259 | 29.6259 | 29.6259 | 29.6259 | 29.6259 | 29.6259 | 29.6259 | 29.6259 | 29.6259 | 29.6259 | 29.6259 | 29.6259 | 29.6259 | 29.6259 | 29.6259 | 29.6259 | 29.6259 | 29.6259 | 29.6259 | 29.6259 | 29.6259 | 29.6259 | 29.6259 | 29.6259 | 29.6259 | 29.6259 | 29.6259 | 29.6259 | 29.6259 | 29.6259 | 29.6259 | 29.6259 | 29.6259 | 29.6259 | 29.6259 | 29.6259 | 29.6259 | 29.6259 | 29.6259 | 29.6259 | 29.6259
4205 | 29.6265 | 29.6265 | 29.6265 | 29.6265 | 29.6265 | 29.6265 | 29.6265 | 29.6265 | 29.6265 | 29.6265 | 29.6265 | 29.6265 | 29.6265 | 29.6265 | 29.6265 | 29.6265 | 29.6265 | 29.6265 | 29.6265 | 29.6265 | 29.6265 | 29.6265 | 29.6265 | 29.6265 | 29.6265 | 29.6265 | 29.6265 | 29.6265 | 29.6265 | 29.6265 | 29.6265 | 29.6265 | 29.6265 | 29.6265 | 29.6265 | 29.6265 | 29.6265 | 29.6265 | 29.6265 | 29.6265 | 29.6265 | 29.6265 | 29.6265 | 29.6265 | 29.6265 | 29.6265 | 29.6265 | 29.6265 | 29.6265 | 29.6265 | 29.6265 | 29.6265 | 29.6265 | 29.6265 | 29.6265 | 29.6265 | 29.6265 | 29.6265 | 29.6265 | 29.6265
4206 | 29.6271 | 29.6271 | 29.6271 | 29.6271 | 29.6271 | 29.6271 | 29.6271 | 29.6271 | 29.6271 | 29.6271 | 29.6271 | 29.6271 | 29.6271 | 29.6271 | 29.6271 | 29.6271 | 29.6271 | 29.6271 | 29.6271 | 29.6271 | 29.6271 | 29.6271 | 29.6271 | 29.6271 | 29.6271 | 29.6271 | 29.6271 | 29.6271 | 29.6271 | 29.6271 | 29.6271 | 29.6271 | 29.6271 | 29.6271 | 29.6271 | 29.6271 | 29.6271 | 29.6271 | 29.6271 | 29.6271 | 29.6271 | 29.6271 | 29.6271 | 29.6271 | 29.6271 | 29.6271 | 29.6271 | 29.6271 | 29.6271 | 29.6271 | 29.6271 | 29.6271 | 29.6271 | 29.6271 | 29.6271 | 29.6271 | 29.6271 | 29.6271 | 29.6271 | 29.6271
4207 | 29.6277 | 29.6277 | 29.6277 | 29.6277 | 29.6277 | 29.6277 | 29.6277 | 29.6277 | 29.6277 | 29.6277 | 29.6277 | 29.6277 | 29.6277 | 29.6277 | 29.6277 | 29.6277 | 29.6277 | 29.6277 | 29.6277 | 29.6277 | 29.6277 | 29.6277 | 29.6277 | 29.6277 | 29.6277 | 29.6277 | 29.6277 | 29.6277 | 29.6277 | 29.6277 | 29.6277 | 29.6277 | 29.6277 | 29.6277 | 29.6277 | 29.6277 | 29.6277 | 29.6277 | 29.6277 | 29.6277 | 29.6277 | 29.6277 | 29.6277 | 29.6277 | 29.6277 | 29.6277 | 29.6277 | 29.6277 | 29.6277 | 29.6277 | 29.6277 | 29.6277 | 29.6277 | 29.6277 | 29.6277 | 29.6277 | 29.6277 | 29.6277 | 29.6277 | 29.6277
4208 | 29.6283 | 29.6283 | 29.6283 | 29.6283 | 29.6283 | 29.6283 | 29.6283 | 29.6283 | 29.6283 | 29.6283 | 29.6283 | 29.6283 | 29.6283 | 29.6283 | 29.6283 | 29.6283 | 29.6283 | 29.6283 | 29.6283 | 29.6283 | 29.6283 | 29.6283 | 29.6283 | 29.6283 | 29.6283 | 29.6283 | 29.6283 | 29.6283 | 29.6283 | 29.6283 | 29.6283 | 29.6283 | 29.6283 | 29.6283 | 29.6283 | 29.6283 | 29.6283 | 29.6283 | 29.6283 | 29.6283 | 29.6283 | 29.6283 | 29.6283 | 29.6283 | 29.6283 | 29.6283 | 29.6283 | 29.6283 | 29.6283 | 29.6283 | 29.6283 | 29.6283 | 29.6283 | 29.6283 | 29.6283 | 29.6283 | 29.6283 | 29.6283 | 29.6283 | 29.6283
4209 | 29.6288 | 29.6288 | 29.6288 | 29.6288 | 29.6288 | 29.6288 | 29.6288 | 29.6288 | 29.6288 | 29.6288 | 29.6288 | 29.6288 | 29.6288 | 29.6288 | 29.6288 | 29.6288 | 29.6288 | 29.6288 | 29.6288 | 29.6288 | 29.6288 | 29.6288 | 29.6288 | 29.6288 | 29.6288 | 29.6288 | 29.6288 | 29.6288 | 29.6288 | 29.6288 | 29.6288 | 29.6288 | 29.6288 | 29.6288 | 29.6288 | 29.6288 | 29.6288 | 29.6288 | 29.6288 | 29.6288 | 29.6288 | 29.6288 | 29.6288 | 29.6288 | 29.6288 | 29.6288 | 29.6288 | 29.6288 | 29.6288 | 29.6288 | 29.6288 | 29.6288 | 29.6288 | 29.6288 | 29.6288 | 29.6288 | 29.6288 | 29.6288 | 29.6288 | 29.6288
4210 | 29.6294 | 29.6294 | 29.6294 | 29.6294 | 29.6294 | 29.6294 | 29.6294 | 29.6294 | 29.6294 | 29.6294 | 29.6294 | 29.6294 | 29.6294 | 29.6294 | 29.6294 | 29.6294 | 29.6294 | 29.6294 | 29.6294 | 29.6294 | 29.6294 | 29.6294 | 29.6294 | 29.6294 | 29.6294 | 29.6294 | 29.6294 | 29.6294 | 29.6294 | 29.6294 | 29.6294 | 29.6294 | 29.6294 | 29.6294 | 29.6294 | 29.6294 | 29.6294 | 29.6294 | 29.6294 | 29.6294 | 29.6294 | 29.6294 | 29.6294 | 29.6294 | 29.6294 | 29.6294 | 29.6294 | 29.6294 | 29.6294 | 29.6294 | 29.6294 | 29.6294 | 29.6294 | 29.6294 | 29.6294 | 29.6294 | 29.6294 | 29.6294 | 29.6294 | 29.6294
4211 | 29.63 | 29.63 | 29.63 | 29.63 | 29.63 | 29.63 | 29.63 | 29.63 | 29.63 | 29.63 | 29.63 | 29.63 | 29.63 | 29.63 | 29.63 | 29.63 | 29.63 | 29.63 | 29.63 | 29.63 | 29.63 | 29.63 | 29.63 | 29.63 | 29.63 | 29.63 | 29.63 | 29.63 | 29.63 | 29.63 | 29.63 | 29.63 | 29.63 | 29.63 | 29.63 | 29.63 | 29.63 | 29.63 | 29.63 | 29.63 | 29.63 | 29.63 | 29.63 | 29.63 | 29.63 | 29.63 | 29.63 | 29.63 | 29.63 | 29.63 | 29.63 | 29.63 | 29.63 | 29.63 | 29.63 | 29.63 | 29.63 | 29.63 | 29.63 | 29.63
4212 | 29.6306 | 29.6306 | 29.6306 | 29.6306 | 29.6306 | 29.6306 | 29.6306 | 29.6306 | 29.6306 | 29.6306 | 29.6306 | 29.6306 | 29.6306 | 29.6306 | 29.6306 | 29.6306 | 29.6306 | 29.6306 | 29.6306 | 29.6306 | 29.6306 | 29.6306 | 29.6306 | 29.6306 | 29.6306 | 29.6306 | 29.6306 | 29.6306 | 29.6306 | 29.6306 | 29.6306 | 29.6306 | 29.6306 | 29.6306 | 29.6306 | 29.6306 | 29.6306 | 29.6306 | 29.6306 | 29.6306 | 29.6306 | 29.6306 | 29.6306 | 29.6306 | 29.6306 | 29.6306 | 29.6306 | 29.6306 | 29.6306 | 29.6306 | 29.6306 | 29.6306 | 29.6306 | 29.6306 | 29.6306 | 29.6306 | 29.6306 | 29.6306 | 29.6306 | 29.6306
4213 | 29.6312 | 29.6312 | 29.6312 | 29.6312 | 29.6312 | 29.6312 | 29.6312 | 29.6312 | 29.6312 | 29.6312 | 29.6312 | 29.6312 | 29.6312 | 29.6312 | 29.6312 | 29.6312 | 29.6312 | 29.6312 | 29.6312 | 29.6312 | 29.6312 | 29.6312 | 29.6312 | 29.6312 | 29.6312 | 29.6312 | 29.6312 | 29.6312 | 29.6312 | 29.6312 | 29.6312 | 29.6312 | 29.6312 | 29.6312 | 29.6312 | 29.6312 | 29.6312 | 29.6312 | 29.6312 | 29.6312 | 29.6312 | 29.6312 | 29.6312 | 29.6312 | 29.6312 | 29.6312 | 29.6312 | 29.6312 | 29.6312 | 29.6312 | 29.6312 | 29.6312 | 29.6312 | 29.6312 | 29.6312 | 29.6312 | 29.6312 | 29.6312 | 29.6312 | 29.6312
4214 | 29.6318 | 29.6318 | 29.6318 | 29.6318 | 29.6318 | 29.6318 | 29.6318 | 29.6318 | 29.6318 | 29.6318 | 29.6318 | 29.6318 | 29.6318 | 29.6318 | 29.6318 | 29.6318 | 29.6318 | 29.6318 | 29.6318 | 29.6318 | 29.6318 | 29.6318 | 29.6318 | 29.6318 | 29.6318 | 29.6318 | 29.6318 | 29.6318 | 29.6318 | 29.6318 | 29.6318 | 29.6318 | 29.6318 | 29.6318 | 29.6318 | 29.6318 | 29.6318 | 29.6318 | 29.6318 | 29.6318 | 29.6318 | 29.6318 | 29.6318 | 29.6318 | 29.6318 | 29.6318 | 29.6318 | 29.6318 | 29.6318 | 29.6318 | 29.6318 | 29.6318 | 29.6318 | 29.6318 | 29.6318 | 29.6318 | 29.6318 | 29.6318 | 29.6318 | 29.6318
4215 | 29.6324 | 29.6324 | 29.6324 | 29.6324 | 29.6324 | 29.6324 | 29.6324 | 29.6324 | 29.6324 | 29.6324 | 29.6324 | 29.6324 | 29.6324 | 29.6324 | 29.6324 | 29.6324 | 29.6324 | 29.6324 | 29.6324 | 29.6324 | 29.6324 | 29.6324 | 29.6324 | 29.6324 | 29.6324 | 29.6324 | 29.6324 | 29.6324 | 29.6324 | 29.6324 | 29.6324 | 29.6324 | 29.6324 | 29.6324 | 29.6324 | 29.6324 | 29.6324 | 29.6324 | 29.6324 | 29.6324 | 29.6324 | 29.6324 | 29.6324 | 29.6324 | 29.6324 | 29.6324 | 29.6324 | 29.6324 | 29.6324 | 29.6324 | 29.6324 | 29.6324 | 29.6324 | 29.6324 | 29.6324 | 29.6324 | 29.6324 | 29.6324 | 29.6324 | 29.6324
4216 | 29.633 | 29.633 | 29.633 | 29.633 | 29.633 | 29.633 | 29.633 | 29.633 | 29.633 | 29.633 | 29.633 | 29.633 | 29.633 | 29.633 | 29.633 | 29.633 | 29.633 | 29.633 | 29.633 | 29.633 | 29.633 | 29.633 | 29.633 | 29.633 | 29.633 | 29.633 | 29.633 | 29.633 | 29.633 | 29.633 | 29.633 | 29.633 | 29.633 | 29.633 | 29.633 | 29.633 | 29.633 | 29.633 | 29.633 | 29.633 | 29.633 | 29.633 | 29.633 | 29.633 | 29.633 | 29.633 | 29.633 | 29.633 | 29.633 | 29.633 | 29.633 | 29.633 | 29.633 | 29.633 | 29.633 | 29.633 | 29.633 | 29.633 | 29.633 | 29.633
4217 | 29.6336 | 29.6336 | 29.6336 | 29.6336 | 29.6336 | 29.6336 | 29.6336 | 29.6336 | 29.6336 | 29.6336 | 29.6336 | 29.6336 | 29.6336 | 29.6336 | 29.6336 | 29.6336 | 29.6336 | 29.6336 | 29.6336 | 29.6336 | 29.6336 | 29.6336 | 29.6336 | 29.6336 | 29.6336 | 29.6336 | 29.6336 | 29.6336 | 29.6336 | 29.6336 | 29.6336 | 29.6336 | 29.6336 | 29.6336 | 29.6336 | 29.6336 | 29.6336 | 29.6336 | 29.6336 | 29.6336 | 29.6336 | 29.6336 | 29.6336 | 29.6336 | 29.6336 | 29.6336 | 29.6336 | 29.6336 | 29.6336 | 29.6336 | 29.6336 | 29.6336 | 29.6336 | 29.6336 | 29.6336 | 29.6336 | 29.6336 | 29.6336 | 29.6336 | 29.6336
4218 | 29.6342 | 29.6342 | 29.6342 | 29.6342 | 29.6342 | 29.6342 | 29.6342 | 29.6342 | 29.6342 | 29.6342 | 29.6342 | 29.6342 | 29.6342 | 29.6342 | 29.6342 | 29.6342 | 29.6342 | 29.6342 | 29.6342 | 29.6342 | 29.6342 | 29.6342 | 29.6342 | 29.6342 | 29.6342 | 29.6342 | 29.6342 | 29.6342 | 29.6342 | 29.6342 | 29.6342 | 29.6342 | 29.6342 | 29.6342 | 29.6342 | 29.6342 | 29.6342 | 29.6342 | 29.6342 | 29.6342 | 29.6342 | 29.6342 | 29.6342 | 29.6342 | 29.6342 | 29.6342 | 29.6342 | 29.6342 | 29.6342 | 29.6342 | 29.6342 | 29.6342 | 29.6342 | 29.6342 | 29.6342 | 29.6342 | 29.6342 | 29.6342 | 29.6342 | 29.6342
4219 | 29.6348 | 29.6348 | 29.6348 | 29.6348 | 29.6348 | 29.6348 | 29.6348 | 29.6348 | 29.6348 | 29.6348 | 29.6348 | 29.6348 | 29.6348 | 29.6348 | 29.6348 | 29.6348 | 29.6348 | 29.6348 | 29.6348 | 29.6348 | 29.6348 | 29.6348 | 29.6348 | 29.6348 | 29.6348 | 29.6348 | 29.6348 | 29.6348 | 29.6348 | 29.6348 | 29.6348 | 29.6348 | 29.6348 | 29.6348 | 29.6348 | 29.6348 | 29.6348 | 29.6348 | 29.6348 | 29.6348 | 29.6348 | 29.6348 | 29.6348 | 29.6348 | 29.6348 | 29.6348 | 29.6348 | 29.6348 | 29.6348 | 29.6348 | 29.6348 | 29.6348 | 29.6348 | 29.6348 | 29.6348 | 29.6348 | 29.6348 | 29.6348 | 29.6348 | 29.6348
4220 | 29.6354 | 29.6354 | 29.6354 | 29.6354 | 29.6354 | 29.6354 | 29.6354 | 29.6354 | 29.6354 | 29.6354 | 29.6354 | 29.6354 | 29.6354 | 29.6354 | 29.6354 | 29.6354 | 29.6354 | 29.6354 | 29.6354 | 29.6354 | 29.6354 | 29.6354 | 29.6354 | 29.6354 | 29.6354 | 29.6354 | 29.6354 | 29.6354 | 29.6354 | 29.6354 | 29.6354 | 29.6354 | 29.6354 | 29.6354 | 29.6354 | 29.6354 | 29.6354 | 29.6354 | 29.6354 | 29.6354 | 29.6354 | 29.6354 | 29.6354 | 29.6354 | 29.6354 | 29.6354 | 29.6354 | 29.6354 | 29.6354 | 29.6354 | 29.6354 | 29.6354 | 29.6354 | 29.6354 | 29.6354 | 29.6354 | 29.6354 | 29.6354 | 29.6354 | 29.6354
4221 | 29.636 | 29.636 | 29.636 | 29.636 | 29.636 | 29.636 | 29.636 | 29.636 | 29.636 | 29.636 | 29.636 | 29.636 | 29.636 | 29.636 | 29.636 | 29.636 | 29.636 | 29.636 | 29.636 | 29.636 | 29.636 | 29.636 | 29.636 | 29.636 | 29.636 | 29.636 | 29.636 | 29.636 | 29.636 | 29.636 | 29.636 | 29.636 | 29.636 | 29.636 | 29.636 | 29.636 | 29.636 | 29.636 | 29.636 | 29.636 | 29.636 | 29.636 | 29.636 | 29.636 | 29.636 | 29.636 | 29.636 | 29.636 | 29.636 | 29.636 | 29.636 | 29.636 | 29.636 | 29.636 | 29.636 | 29.636 | 29.636 | 29.636 | 29.636 | 29.636
4222 | 29.6366 | 29.6366 | 29.6366 | 29.6366 | 29.6366 | 29.6366 | 29.6366 | 29.6366 | 29.6366 | 29.6366 | 29.6366 | 29.6366 | 29.6366 | 29.6366 | 29.6366 | 29.6366 | 29.6366 | 29.6366 | 29.6366 | 29.6366 | 29.6366 | 29.6366 | 29.6366 | 29.6366 | 29.6366 | 29.6366 | 29.6366 | 29.6366 | 29.6366 | 29.6366 | 29.6366 | 29.6366 | 29.6366 | 29.6366 | 29.6366 | 29.6366 | 29.6366 | 29.6366 | 29.6366 | 29.6366 | 29.6366 | 29.6366 | 29.6366 | 29.6366 | 29.6366 | 29.6366 | 29.6366 | 29.6366 | 29.6366 | 29.6366 | 29.6366 | 29.6366 | 29.6366 | 29.6366 | 29.6366 | 29.6366 | 29.6366 | 29.6366 | 29.6366 | 29.6366
4223 | 29.6371 | 29.6371 | 29.6371 | 29.6371 | 29.6371 | 29.6371 | 29.6371 | 29.6371 | 29.6371 | 29.6371 | 29.6371 | 29.6371 | 29.6371 | 29.6371 | 29.6371 | 29.6371 | 29.6371 | 29.6371 | 29.6371 | 29.6371 | 29.6371 | 29.6371 | 29.6371 | 29.6371 | 29.6371 | 29.6371 | 29.6371 | 29.6371 | 29.6371 | 29.6371 | 29.6371 | 29.6371 | 29.6371 | 29.6371 | 29.6371 | 29.6371 | 29.6371 | 29.6371 | 29.6371 | 29.6371 | 29.6371 | 29.6371 | 29.6371 | 29.6371 | 29.6371 | 29.6371 | 29.6371 | 29.6371 | 29.6371 | 29.6371 | 29.6371 | 29.6371 | 29.6371 | 29.6371 | 29.6371 | 29.6371 | 29.6371 | 29.6371 | 29.6371 | 29.6371
4224 | 29.6377 | 29.6377 | 29.6377 | 29.6377 | 29.6377 | 29.6377 | 29.6377 | 29.6377 | 29.6377 | 29.6377 | 29.6377 | 29.6377 | 29.6377 | 29.6377 | 29.6377 | 29.6377 | 29.6377 | 29.6377 | 29.6377 | 29.6377 | 29.6377 | 29.6377 | 29.6377 | 29.6377 | 29.6377 | 29.6377 | 29.6377 | 29.6377 | 29.6377 | 29.6377 | 29.6377 | 29.6377 | 29.6377 | 29.6377 | 29.6377 | 29.6377 | 29.6377 | 29.6377 | 29.6377 | 29.6377 | 29.6377 | 29.6377 | 29.6377 | 29.6377 | 29.6377 | 29.6377 | 29.6377 | 29.6377 | 29.6377 | 29.6377 | 29.6377 | 29.6377 | 29.6377 | 29.6377 | 29.6377 | 29.6377 | 29.6377 | 29.6377 | 29.6377 | 29.6377
4225 | 29.6383 | 29.6383 | 29.6383 | 29.6383 | 29.6383 | 29.6383 | 29.6383 | 29.6383 | 29.6383 | 29.6383 | 29.6383 | 29.6383 | 29.6383 | 29.6383 | 29.6383 | 29.6383 | 29.6383 | 29.6383 | 29.6383 | 29.6383 | 29.6383 | 29.6383 | 29.6383 | 29.6383 | 29.6383 | 29.6383 | 29.6383 | 29.6383 | 29.6383 | 29.6383 | 29.6383 | 29.6383 | 29.6383 | 29.6383 | 29.6383 | 29.6383 | 29.6383 | 29.6383 | 29.6383 | 29.6383 | 29.6383 | 29.6383 | 29.6383 | 29.6383 | 29.6383 | 29.6383 | 29.6383 | 29.6383 | 29.6383 | 29.6383 | 29.6383 | 29.6383 | 29.6383 | 29.6383 | 29.6383 | 29.6383 | 29.6383 | 29.6383 | 29.6383 | 29.6383
4226 | 29.6389 | 29.6389 | 29.6389 | 29.6389 | 29.6389 | 29.6389 | 29.6389 | 29.6389 | 29.6389 | 29.6389 | 29.6389 | 29.6389 | 29.6389 | 29.6389 | 29.6389 | 29.6389 | 29.6389 | 29.6389 | 29.6389 | 29.6389 | 29.6389 | 29.6389 | 29.6389 | 29.6389 | 29.6389 | 29.6389 | 29.6389 | 29.6389 | 29.6389 | 29.6389 | 29.6389 | 29.6389 | 29.6389 | 29.6389 | 29.6389 | 29.6389 | 29.6389 | 29.6389 | 29.6389 | 29.6389 | 29.6389 | 29.6389 | 29.6389 | 29.6389 | 29.6389 | 29.6389 | 29.6389 | 29.6389 | 29.6389 | 29.6389 | 29.6389 | 29.6389 | 29.6389 | 29.6389 | 29.6389 | 29.6389 | 29.6389 | 29.6389 | 29.6389 | 29.6389
4227 | 29.6395 | 29.6395 | 29.6395 | 29.6395 | 29.6395 | 29.6395 | 29.6395 | 29.6395 | 29.6395 | 29.6395 | 29.6395 | 29.6395 | 29.6395 | 29.6395 | 29.6395 | 29.6395 | 29.6395 | 29.6395 | 29.6395 | 29.6395 | 29.6395 | 29.6395 | 29.6395 | 29.6395 | 29.6395 | 29.6395 | 29.6395 | 29.6395 | 29.6395 | 29.6395 | 29.6395 | 29.6395 | 29.6395 | 29.6395 | 29.6395 | 29.6395 | 29.6395 | 29.6395 | 29.6395 | 29.6395 | 29.6395 | 29.6395 | 29.6395 | 29.6395 | 29.6395 | 29.6395 | 29.6395 | 29.6395 | 29.6395 | 29.6395 | 29.6395 | 29.6395 | 29.6395 | 29.6395 | 29.6395 | 29.6395 | 29.6395 | 29.6395 | 29.6395 | 29.6395
4228 | 29.6401 | 29.6401 | 29.6401 | 29.6401 | 29.6401 | 29.6401 | 29.6401 | 29.6401 | 29.6401 | 29.6401 | 29.6401 | 29.6401 | 29.6401 | 29.6401 | 29.6401 | 29.6401 | 29.6401 | 29.6401 | 29.6401 | 29.6401 | 29.6401 | 29.6401 | 29.6401 | 29.6401 | 29.6401 | 29.6401 | 29.6401 | 29.6401 | 29.6401 | 29.6401 | 29.6401 | 29.6401 | 29.6401 | 29.6401 | 29.6401 | 29.6401 | 29.6401 | 29.6401 | 29.6401 | 29.6401 | 29.6401 | 29.6401 | 29.6401 | 29.6401 | 29.6401 | 29.6401 | 29.6401 | 29.6401 | 29.6401 | 29.6401 | 29.6401 | 29.6401 | 29.6401 | 29.6401 | 29.6401 | 29.6401 | 29.6401 | 29.6401 | 29.6401 | 29.6401
4229 | 29.6407 | 29.6407 | 29.6407 | 29.6407 | 29.6407 | 29.6407 | 29.6407 | 29.6407 | 29.6407 | 29.6407 | 29.6407 | 29.6407 | 29.6407 | 29.6407 | 29.6407 | 29.6407 | 29.6407 | 29.6407 | 29.6407 | 29.6407 | 29.6407 | 29.6407 | 29.6407 | 29.6407 | 29.6407 | 29.6407 | 29.6407 | 29.6407 | 29.6407 | 29.6407 | 29.6407 | 29.6407 | 29.6407 | 29.6407 | 29.6407 | 29.6407 | 29.6407 | 29.6407 | 29.6407 | 29.6407 | 29.6407 | 29.6407 | 29.6407 | 29.6407 | 29.6407 | 29.6407 | 29.6407 | 29.6407 | 29.6407 | 29.6407 | 29.6407 | 29.6407 | 29.6407 | 29.6407 | 29.6407 | 29.6407 | 29.6407 | 29.6407 | 29.6407 | 29.6407
4230 | 29.6413 | 29.6413 | 29.6413 | 29.6413 | 29.6413 | 29.6413 | 29.6413 | 29.6413 | 29.6413 | 29.6413 | 29.6413 | 29.6413 | 29.6413 | 29.6413 | 29.6413 | 29.6413 | 29.6413 | 29.6413 | 29.6413 | 29.6413 | 29.6413 | 29.6413 | 29.6413 | 29.6413 | 29.6413 | 29.6413 | 29.6413 | 29.6413 | 29.6413 | 29.6413 | 29.6413 | 29.6413 | 29.6413 | 29.6413 | 29.6413 | 29.6413 | 29.6413 | 29.6413 | 29.6413 | 29.6413 | 29.6413 | 29.6413 | 29.6413 | 29.6413 | 29.6413 | 29.6413 | 29.6413 | 29.6413 | 29.6413 | 29.6413 | 29.6413 | 29.6413 | 29.6413 | 29.6413 | 29.6413 | 29.6413 | 29.6413 | 29.6413 | 29.6413 | 29.6413
4231 | 29.6419 | 29.6419 | 29.6419 | 29.6419 | 29.6419 | 29.6419 | 29.6419 | 29.6419 | 29.6419 | 29.6419 | 29.6419 | 29.6419 | 29.6419 | 29.6419 | 29.6419 | 29.6419 | 29.6419 | 29.6419 | 29.6419 | 29.6419 | 29.6419 | 29.6419 | 29.6419 | 29.6419 | 29.6419 | 29.6419 | 29.6419 | 29.6419 | 29.6419 | 29.6419 | 29.6419 | 29.6419 | 29.6419 | 29.6419 | 29.6419 | 29.6419 | 29.6419 | 29.6419 | 29.6419 | 29.6419 | 29.6419 | 29.6419 | 29.6419 | 29.6419 | 29.6419 | 29.6419 | 29.6419 | 29.6419 | 29.6419 | 29.6419 | 29.6419 | 29.6419 | 29.6419 | 29.6419 | 29.6419 | 29.6419 | 29.6419 | 29.6419 | 29.6419 | 29.6419
4232 | 29.6425 | 29.6425 | 29.6425 | 29.6425 | 29.6425 | 29.6425 | 29.6425 | 29.6425 | 29.6425 | 29.6425 | 29.6425 | 29.6425 | 29.6425 | 29.6425 | 29.6425 | 29.6425 | 29.6425 | 29.6425 | 29.6425 | 29.6425 | 29.6425 | 29.6425 | 29.6425 | 29.6425 | 29.6425 | 29.6425 | 29.6425 | 29.6425 | 29.6425 | 29.6425 | 29.6425 | 29.6425 | 29.6425 | 29.6425 | 29.6425 | 29.6425 | 29.6425 | 29.6425 | 29.6425 | 29.6425 | 29.6425 | 29.6425 | 29.6425 | 29.6425 | 29.6425 | 29.6425 | 29.6425 | 29.6425 | 29.6425 | 29.6425 | 29.6425 | 29.6425 | 29.6425 | 29.6425 | 29.6425 | 29.6425 | 29.6425 | 29.6425 | 29.6425 | 29.6425
4233 | 29.6431 | 29.6431 | 29.6431 | 29.6431 | 29.6431 | 29.6431 | 29.6431 | 29.6431 | 29.6431 | 29.6431 | 29.6431 | 29.6431 | 29.6431 | 29.6431 | 29.6431 | 29.6431 | 29.6431 | 29.6431 | 29.6431 | 29.6431 | 29.6431 | 29.6431 | 29.6431 | 29.6431 | 29.6431 | 29.6431 | 29.6431 | 29.6431 | 29.6431 | 29.6431 | 29.6431 | 29.6431 | 29.6431 | 29.6431 | 29.6431 | 29.6431 | 29.6431 | 29.6431 | 29.6431 | 29.6431 | 29.6431 | 29.6431 | 29.6431 | 29.6431 | 29.6431 | 29.6431 | 29.6431 | 29.6431 | 29.6431 | 29.6431 | 29.6431 | 29.6431 | 29.6431 | 29.6431 | 29.6431 | 29.6431 | 29.6431 | 29.6431 | 29.6431 | 29.6431
4234 | 29.6437 | 29.6437 | 29.6437 | 29.6437 | 29.6437 | 29.6437 | 29.6437 | 29.6437 | 29.6437 | 29.6437 | 29.6437 | 29.6437 | 29.6437 | 29.6437 | 29.6437 | 29.6437 | 29.6437 | 29.6437 | 29.6437 | 29.6437 | 29.6437 | 29.6437 | 29.6437 | 29.6437 | 29.6437 | 29.6437 | 29.6437 | 29.6437 | 29.6437 | 29.6437 | 29.6437 | 29.6437 | 29.6437 | 29.6437 | 29.6437 | 29.6437 | 29.6437 | 29.6437 | 29.6437 | 29.6437 | 29.6437 | 29.6437 | 29.6437 | 29.6437 | 29.6437 | 29.6437 | 29.6437 | 29.6437 | 29.6437 | 29.6437 | 29.6437 | 29.6437 | 29.6437 | 29.6437 | 29.6437 | 29.6437 | 29.6437 | 29.6437 | 29.6437 | 29.6437
4235 | 29.6442 | 29.6442 | 29.6442 | 29.6442 | 29.6442 | 29.6442 | 29.6442 | 29.6442 | 29.6442 | 29.6442 | 29.6442 | 29.6442 | 29.6442 | 29.6442 | 29.6442 | 29.6442 | 29.6442 | 29.6442 | 29.6442 | 29.6442 | 29.6442 | 29.6442 | 29.6442 | 29.6442 | 29.6442 | 29.6442 | 29.6442 | 29.6442 | 29.6442 | 29.6442 | 29.6442 | 29.6442 | 29.6442 | 29.6442 | 29.6442 | 29.6442 | 29.6442 | 29.6442 | 29.6442 | 29.6442 | 29.6442 | 29.6442 | 29.6442 | 29.6442 | 29.6442 | 29.6442 | 29.6442 | 29.6442 | 29.6442 | 29.6442 | 29.6442 | 29.6442 | 29.6442 | 29.6442 | 29.6442 | 29.6442 | 29.6442 | 29.6442 | 29.6442 | 29.6442
4236 | 29.6448 | 29.6448 | 29.6448 | 29.6448 | 29.6448 | 29.6448 | 29.6448 | 29.6448 | 29.6448 | 29.6448 | 29.6448 | 29.6448 | 29.6448 | 29.6448 | 29.6448 | 29.6448 | 29.6448 | 29.6448 | 29.6448 | 29.6448 | 29.6448 | 29.6448 | 29.6448 | 29.6448 | 29.6448 | 29.6448 | 29.6448 | 29.6448 | 29.6448 | 29.6448 | 29.6448 | 29.6448 | 29.6448 | 29.6448 | 29.6448 | 29.6448 | 29.6448 | 29.6448 | 29.6448 | 29.6448 | 29.6448 | 29.6448 | 29.6448 | 29.6448 | 29.6448 | 29.6448 | 29.6448 | 29.6448 | 29.6448 | 29.6448 | 29.6448 | 29.6448 | 29.6448 | 29.6448 | 29.6448 | 29.6448 | 29.6448 | 29.6448 | 29.6448 | 29.6448
4237 | 29.6454 | 29.6454 | 29.6454 | 29.6454 | 29.6454 | 29.6454 | 29.6454 | 29.6454 | 29.6454 | 29.6454 | 29.6454 | 29.6454 | 29.6454 | 29.6454 | 29.6454 | 29.6454 | 29.6454 | 29.6454 | 29.6454 | 29.6454 | 29.6454 | 29.6454 | 29.6454 | 29.6454 | 29.6454 | 29.6454 | 29.6454 | 29.6454 | 29.6454 | 29.6454 | 29.6454 | 29.6454 | 29.6454 | 29.6454 | 29.6454 | 29.6454 | 29.6454 | 29.6454 | 29.6454 | 29.6454 | 29.6454 | 29.6454 | 29.6454 | 29.6454 | 29.6454 | 29.6454 | 29.6454 | 29.6454 | 29.6454 | 29.6454 | 29.6454 | 29.6454 | 29.6454 | 29.6454 | 29.6454 | 29.6454 | 29.6454 | 29.6454 | 29.6454 | 29.6454
4238 | 29.646 | 29.646 | 29.646 | 29.646 | 29.646 | 29.646 | 29.646 | 29.646 | 29.646 | 29.646 | 29.646 | 29.646 | 29.646 | 29.646 | 29.646 | 29.646 | 29.646 | 29.646 | 29.646 | 29.646 | 29.646 | 29.646 | 29.646 | 29.646 | 29.646 | 29.646 | 29.646 | 29.646 | 29.646 | 29.646 | 29.646 | 29.646 | 29.646 | 29.646 | 29.646 | 29.646 | 29.646 | 29.646 | 29.646 | 29.646 | 29.646 | 29.646 | 29.646 | 29.646 | 29.646 | 29.646 | 29.646 | 29.646 | 29.646 | 29.646 | 29.646 | 29.646 | 29.646 | 29.646 | 29.646 | 29.646 | 29.646 | 29.646 | 29.646 | 29.646
4239 | 29.6466 | 29.6466 | 29.6466 | 29.6466 | 29.6466 | 29.6466 | 29.6466 | 29.6466 | 29.6466 | 29.6466 | 29.6466 | 29.6466 | 29.6466 | 29.6466 | 29.6466 | 29.6466 | 29.6466 | 29.6466 | 29.6466 | 29.6466 | 29.6466 | 29.6466 | 29.6466 | 29.6466 | 29.6466 | 29.6466 | 29.6466 | 29.6466 | 29.6466 | 29.6466 | 29.6466 | 29.6466 | 29.6466 | 29.6466 | 29.6466 | 29.6466 | 29.6466 | 29.6466 | 29.6466 | 29.6466 | 29.6466 | 29.6466 | 29.6466 | 29.6466 | 29.6466 | 29.6466 | 29.6466 | 29.6466 | 29.6466 | 29.6466 | 29.6466 | 29.6466 | 29.6466 | 29.6466 | 29.6466 | 29.6466 | 29.6466 | 29.6466 | 29.6466 | 29.6466
4240 | 29.6472 | 29.6472 | 29.6472 | 29.6472 | 29.6472 | 29.6472 | 29.6472 | 29.6472 | 29.6472 | 29.6472 | 29.6472 | 29.6472 | 29.6472 | 29.6472 | 29.6472 | 29.6472 | 29.6472 | 29.6472 | 29.6472 | 29.6472 | 29.6472 | 29.6472 | 29.6472 | 29.6472 | 29.6472 | 29.6472 | 29.6472 | 29.6472 | 29.6472 | 29.6472 | 29.6472 | 29.6472 | 29.6472 | 29.6472 | 29.6472 | 29.6472 | 29.6472 | 29.6472 | 29.6472 | 29.6472 | 29.6472 | 29.6472 | 29.6472 | 29.6472 | 29.6472 | 29.6472 | 29.6472 | 29.6472 | 29.6472 | 29.6472 | 29.6472 | 29.6472 | 29.6472 | 29.6472 | 29.6472 | 29.6472 | 29.6472 | 29.6472 | 29.6472 | 29.6472
4241 | 29.6478 | 29.6478 | 29.6478 | 29.6478 | 29.6478 | 29.6478 | 29.6478 | 29.6478 | 29.6478 | 29.6478 | 29.6478 | 29.6478 | 29.6478 | 29.6478 | 29.6478 | 29.6478 | 29.6478 | 29.6478 | 29.6478 | 29.6478 | 29.6478 | 29.6478 | 29.6478 | 29.6478 | 29.6478 | 29.6478 | 29.6478 | 29.6478 | 29.6478 | 29.6478 | 29.6478 | 29.6478 | 29.6478 | 29.6478 | 29.6478 | 29.6478 | 29.6478 | 29.6478 | 29.6478 | 29.6478 | 29.6478 | 29.6478 | 29.6478 | 29.6478 | 29.6478 | 29.6478 | 29.6478 | 29.6478 | 29.6478 | 29.6478 | 29.6478 | 29.6478 | 29.6478 | 29.6478 | 29.6478 | 29.6478 | 29.6478 | 29.6478 | 29.6478 | 29.6478
4242 | 29.6484 | 29.6484 | 29.6484 | 29.6484 | 29.6484 | 29.6484 | 29.6484 | 29.6484 | 29.6484 | 29.6484 | 29.6484 | 29.6484 | 29.6484 | 29.6484 | 29.6484 | 29.6484 | 29.6484 | 29.6484 | 29.6484 | 29.6484 | 29.6484 | 29.6484 | 29.6484 | 29.6484 | 29.6484 | 29.6484 | 29.6484 | 29.6484 | 29.6484 | 29.6484 | 29.6484 | 29.6484 | 29.6484 | 29.6484 | 29.6484 | 29.6484 | 29.6484 | 29.6484 | 29.6484 | 29.6484 | 29.6484 | 29.6484 | 29.6484 | 29.6484 | 29.6484 | 29.6484 | 29.6484 | 29.6484 | 29.6484 | 29.6484 | 29.6484 | 29.6484 | 29.6484 | 29.6484 | 29.6484 | 29.6484 | 29.6484 | 29.6484 | 29.6484 | 29.6484
4243 | 29.649 | 29.649 | 29.649 | 29.649 | 29.649 | 29.649 | 29.649 | 29.649 | 29.649 | 29.649 | 29.649 | 29.649 | 29.649 | 29.649 | 29.649 | 29.649 | 29.649 | 29.649 | 29.649 | 29.649 | 29.649 | 29.649 | 29.649 | 29.649 | 29.649 | 29.649 | 29.649 | 29.649 | 29.649 | 29.649 | 29.649 | 29.649 | 29.649 | 29.649 | 29.649 | 29.649 | 29.649 | 29.649 | 29.649 | 29.649 | 29.649 | 29.649 | 29.649 | 29.649 | 29.649 | 29.649 | 29.649 | 29.649 | 29.649 | 29.649 | 29.649 | 29.649 | 29.649 | 29.649 | 29.649 | 29.649 | 29.649 | 29.649 | 29.649 | 29.649
4244 | 29.6495 | 29.6495 | 29.6495 | 29.6495 | 29.6495 | 29.6495 | 29.6495 | 29.6495 | 29.6495 | 29.6495 | 29.6495 | 29.6495 | 29.6495 | 29.6495 | 29.6495 | 29.6495 | 29.6495 | 29.6495 | 29.6495 | 29.6495 | 29.6495 | 29.6495 | 29.6495 | 29.6495 | 29.6495 | 29.6495 | 29.6495 | 29.6495 | 29.6495 | 29.6495 | 29.6495 | 29.6495 | 29.6495 | 29.6495 | 29.6495 | 29.6495 | 29.6495 | 29.6495 | 29.6495 | 29.6495 | 29.6495 | 29.6495 | 29.6495 | 29.6495 | 29.6495 | 29.6495 | 29.6495 | 29.6495 | 29.6495 | 29.6495 | 29.6495 | 29.6495 | 29.6495 | 29.6495 | 29.6495 | 29.6495 | 29.6495 | 29.6495 | 29.6495 | 29.6495
4245 | 29.6501 | 29.6501 | 29.6501 | 29.6501 | 29.6501 | 29.6501 | 29.6501 | 29.6501 | 29.6501 | 29.6501 | 29.6501 | 29.6501 | 29.6501 | 29.6501 | 29.6501 | 29.6501 | 29.6501 | 29.6501 | 29.6501 | 29.6501 | 29.6501 | 29.6501 | 29.6501 | 29.6501 | 29.6501 | 29.6501 | 29.6501 | 29.6501 | 29.6501 | 29.6501 | 29.6501 | 29.6501 | 29.6501 | 29.6501 | 29.6501 | 29.6501 | 29.6501 | 29.6501 | 29.6501 | 29.6501 | 29.6501 | 29.6501 | 29.6501 | 29.6501 | 29.6501 | 29.6501 | 29.6501 | 29.6501 | 29.6501 | 29.6501 | 29.6501 | 29.6501 | 29.6501 | 29.6501 | 29.6501 | 29.6501 | 29.6501 | 29.6501 | 29.6501 | 29.6501
4246 | 29.6507 | 29.6507 | 29.6507 | 29.6507 | 29.6507 | 29.6507 | 29.6507 | 29.6507 | 29.6507 | 29.6507 | 29.6507 | 29.6507 | 29.6507 | 29.6507 | 29.6507 | 29.6507 | 29.6507 | 29.6507 | 29.6507 | 29.6507 | 29.6507 | 29.6507 | 29.6507 | 29.6507 | 29.6507 | 29.6507 | 29.6507 | 29.6507 | 29.6507 | 29.6507 | 29.6507 | 29.6507 | 29.6507 | 29.6507 | 29.6507 | 29.6507 | 29.6507 | 29.6507 | 29.6507 | 29.6507 | 29.6507 | 29.6507 | 29.6507 | 29.6507 | 29.6507 | 29.6507 | 29.6507 | 29.6507 | 29.6507 | 29.6507 | 29.6507 | 29.6507 | 29.6507 | 29.6507 | 29.6507 | 29.6507 | 29.6507 | 29.6507 | 29.6507 | 29.6507
4247 | 29.6513 | 29.6513 | 29.6513 | 29.6513 | 29.6513 | 29.6513 | 29.6513 | 29.6513 | 29.6513 | 29.6513 | 29.6513 | 29.6513 | 29.6513 | 29.6513 | 29.6513 | 29.6513 | 29.6513 | 29.6513 | 29.6513 | 29.6513 | 29.6513 | 29.6513 | 29.6513 | 29.6513 | 29.6513 | 29.6513 | 29.6513 | 29.6513 | 29.6513 | 29.6513 | 29.6513 | 29.6513 | 29.6513 | 29.6513 | 29.6513 | 29.6513 | 29.6513 | 29.6513 | 29.6513 | 29.6513 | 29.6513 | 29.6513 | 29.6513 | 29.6513 | 29.6513 | 29.6513 | 29.6513 | 29.6513 | 29.6513 | 29.6513 | 29.6513 | 29.6513 | 29.6513 | 29.6513 | 29.6513 | 29.6513 | 29.6513 | 29.6513 | 29.6513 | 29.6513
4248 | 29.6519 | 29.6519 | 29.6519 | 29.6519 | 29.6519 | 29.6519 | 29.6519 | 29.6519 | 29.6519 | 29.6519 | 29.6519 | 29.6519 | 29.6519 | 29.6519 | 29.6519 | 29.6519 | 29.6519 | 29.6519 | 29.6519 | 29.6519 | 29.6519 | 29.6519 | 29.6519 | 29.6519 | 29.6519 | 29.6519 | 29.6519 | 29.6519 | 29.6519 | 29.6519 | 29.6519 | 29.6519 | 29.6519 | 29.6519 | 29.6519 | 29.6519 | 29.6519 | 29.6519 | 29.6519 | 29.6519 | 29.6519 | 29.6519 | 29.6519 | 29.6519 | 29.6519 | 29.6519 | 29.6519 | 29.6519 | 29.6519 | 29.6519 | 29.6519 | 29.6519 | 29.6519 | 29.6519 | 29.6519 | 29.6519 | 29.6519 | 29.6519 | 29.6519 | 29.6519
4249 | 29.6525 | 29.6525 | 29.6525 | 29.6525 | 29.6525 | 29.6525 | 29.6525 | 29.6525 | 29.6525 | 29.6525 | 29.6525 | 29.6525 | 29.6525 | 29.6525 | 29.6525 | 29.6525 | 29.6525 | 29.6525 | 29.6525 | 29.6525 | 29.6525 | 29.6525 | 29.6525 | 29.6525 | 29.6525 | 29.6525 | 29.6525 | 29.6525 | 29.6525 | 29.6525 | 29.6525 | 29.6525 | 29.6525 | 29.6525 | 29.6525 | 29.6525 | 29.6525 | 29.6525 | 29.6525 | 29.6525 | 29.6525 | 29.6525 | 29.6525 | 29.6525 | 29.6525 | 29.6525 | 29.6525 | 29.6525 | 29.6525 | 29.6525 | 29.6525 | 29.6525 | 29.6525 | 29.6525 | 29.6525 | 29.6525 | 29.6525 | 29.6525 | 29.6525 | 29.6525
4250 | 29.6531 | 29.6531 | 29.6531 | 29.6531 | 29.6531 | 29.6531 | 29.6531 | 29.6531 | 29.6531 | 29.6531 | 29.6531 | 29.6531 | 29.6531 | 29.6531 | 29.6531 | 29.6531 | 29.6531 | 29.6531 | 29.6531 | 29.6531 | 29.6531 | 29.6531 | 29.6531 | 29.6531 | 29.6531 | 29.6531 | 29.6531 | 29.6531 | 29.6531 | 29.6531 | 29.6531 | 29.6531 | 29.6531 | 29.6531 | 29.6531 | 29.6531 | 29.6531 | 29.6531 | 29.6531 | 29.6531 | 29.6531 | 29.6531 | 29.6531 | 29.6531 | 29.6531 | 29.6531 | 29.6531 | 29.6531 | 29.6531 | 29.6531 | 29.6531 | 29.6531 | 29.6531 | 29.6531 | 29.6531 | 29.6531 | 29.6531 | 29.6531 | 29.6531 | 29.6531
4251 | 29.6537 | 29.6537 | 29.6537 | 29.6537 | 29.6537 | 29.6537 | 29.6537 | 29.6537 | 29.6537 | 29.6537 | 29.6537 | 29.6537 | 29.6537 | 29.6537 | 29.6537 | 29.6537 | 29.6537 | 29.6537 | 29.6537 | 29.6537 | 29.6537 | 29.6537 | 29.6537 | 29.6537 | 29.6537 | 29.6537 | 29.6537 | 29.6537 | 29.6537 | 29.6537 | 29.6537 | 29.6537 | 29.6537 | 29.6537 | 29.6537 | 29.6537 | 29.6537 | 29.6537 | 29.6537 | 29.6537 | 29.6537 | 29.6537 | 29.6537 | 29.6537 | 29.6537 | 29.6537 | 29.6537 | 29.6537 | 29.6537 | 29.6537 | 29.6537 | 29.6537 | 29.6537 | 29.6537 | 29.6537 | 29.6537 | 29.6537 | 29.6537 | 29.6537 | 29.6537
4252 | 29.6543 | 29.6543 | 29.6543 | 29.6543 | 29.6543 | 29.6543 | 29.6543 | 29.6543 | 29.6543 | 29.6543 | 29.6543 | 29.6543 | 29.6543 | 29.6543 | 29.6543 | 29.6543 | 29.6543 | 29.6543 | 29.6543 | 29.6543 | 29.6543 | 29.6543 | 29.6543 | 29.6543 | 29.6543 | 29.6543 | 29.6543 | 29.6543 | 29.6543 | 29.6543 | 29.6543 | 29.6543 | 29.6543 | 29.6543 | 29.6543 | 29.6543 | 29.6543 | 29.6543 | 29.6543 | 29.6543 | 29.6543 | 29.6543 | 29.6543 | 29.6543 | 29.6543 | 29.6543 | 29.6543 | 29.6543 | 29.6543 | 29.6543 | 29.6543 | 29.6543 | 29.6543 | 29.6543 | 29.6543 | 29.6543 | 29.6543 | 29.6543 | 29.6543 | 29.6543
4253 | 29.6548 | 29.6548 | 29.6548 | 29.6548 | 29.6548 | 29.6548 | 29.6548 | 29.6548 | 29.6548 | 29.6548 | 29.6548 | 29.6548 | 29.6548 | 29.6548 | 29.6548 | 29.6548 | 29.6548 | 29.6548 | 29.6548 | 29.6548 | 29.6548 | 29.6548 | 29.6548 | 29.6548 | 29.6548 | 29.6548 | 29.6548 | 29.6548 | 29.6548 | 29.6548 | 29.6548 | 29.6548 | 29.6548 | 29.6548 | 29.6548 | 29.6548 | 29.6548 | 29.6548 | 29.6548 | 29.6548 | 29.6548 | 29.6548 | 29.6548 | 29.6548 | 29.6548 | 29.6548 | 29.6548 | 29.6548 | 29.6548 | 29.6548 | 29.6548 | 29.6548 | 29.6548 | 29.6548 | 29.6548 | 29.6548 | 29.6548 | 29.6548 | 29.6548 | 29.6548
4254 | 29.6554 | 29.6554 | 29.6554 | 29.6554 | 29.6554 | 29.6554 | 29.6554 | 29.6554 | 29.6554 | 29.6554 | 29.6554 | 29.6554 | 29.6554 | 29.6554 | 29.6554 | 29.6554 | 29.6554 | 29.6554 | 29.6554 | 29.6554 | 29.6554 | 29.6554 | 29.6554 | 29.6554 | 29.6554 | 29.6554 | 29.6554 | 29.6554 | 29.6554 | 29.6554 | 29.6554 | 29.6554 | 29.6554 | 29.6554 | 29.6554 | 29.6554 | 29.6554 | 29.6554 | 29.6554 | 29.6554 | 29.6554 | 29.6554 | 29.6554 | 29.6554 | 29.6554 | 29.6554 | 29.6554 | 29.6554 | 29.6554 | 29.6554 | 29.6554 | 29.6554 | 29.6554 | 29.6554 | 29.6554 | 29.6554 | 29.6554 | 29.6554 | 29.6554 | 29.6554
4255 | 29.656 | 29.656 | 29.656 | 29.656 | 29.656 | 29.656 | 29.656 | 29.656 | 29.656 | 29.656 | 29.656 | 29.656 | 29.656 | 29.656 | 29.656 | 29.656 | 29.656 | 29.656 | 29.656 | 29.656 | 29.656 | 29.656 | 29.656 | 29.656 | 29.656 | 29.656 | 29.656 | 29.656 | 29.656 | 29.656 | 29.656 | 29.656 | 29.656 | 29.656 | 29.656 | 29.656 | 29.656 | 29.656 | 29.656 | 29.656 | 29.656 | 29.656 | 29.656 | 29.656 | 29.656 | 29.656 | 29.656 | 29.656 | 29.656 | 29.656 | 29.656 | 29.656 | 29.656 | 29.656 | 29.656 | 29.656 | 29.656 | 29.656 | 29.656 | 29.656
4256 | 29.6566 | 29.6566 | 29.6566 | 29.6566 | 29.6566 | 29.6566 | 29.6566 | 29.6566 | 29.6566 | 29.6566 | 29.6566 | 29.6566 | 29.6566 | 29.6566 | 29.6566 | 29.6566 | 29.6566 | 29.6566 | 29.6566 | 29.6566 | 29.6566 | 29.6566 | 29.6566 | 29.6566 | 29.6566 | 29.6566 | 29.6566 | 29.6566 | 29.6566 | 29.6566 | 29.6566 | 29.6566 | 29.6566 | 29.6566 | 29.6566 | 29.6566 | 29.6566 | 29.6566 | 29.6566 | 29.6566 | 29.6566 | 29.6566 | 29.6566 | 29.6566 | 29.6566 | 29.6566 | 29.6566 | 29.6566 | 29.6566 | 29.6566 | 29.6566 | 29.6566 | 29.6566 | 29.6566 | 29.6566 | 29.6566 | 29.6566 | 29.6566 | 29.6566 | 29.6566
4257 | 29.6572 | 29.6572 | 29.6572 | 29.6572 | 29.6572 | 29.6572 | 29.6572 | 29.6572 | 29.6572 | 29.6572 | 29.6572 | 29.6572 | 29.6572 | 29.6572 | 29.6572 | 29.6572 | 29.6572 | 29.6572 | 29.6572 | 29.6572 | 29.6572 | 29.6572 | 29.6572 | 29.6572 | 29.6572 | 29.6572 | 29.6572 | 29.6572 | 29.6572 | 29.6572 | 29.6572 | 29.6572 | 29.6572 | 29.6572 | 29.6572 | 29.6572 | 29.6572 | 29.6572 | 29.6572 | 29.6572 | 29.6572 | 29.6572 | 29.6572 | 29.6572 | 29.6572 | 29.6572 | 29.6572 | 29.6572 | 29.6572 | 29.6572 | 29.6572 | 29.6572 | 29.6572 | 29.6572 | 29.6572 | 29.6572 | 29.6572 | 29.6572 | 29.6572 | 29.6572
4258 | 29.6578 | 29.6578 | 29.6578 | 29.6578 | 29.6578 | 29.6578 | 29.6578 | 29.6578 | 29.6578 | 29.6578 | 29.6578 | 29.6578 | 29.6578 | 29.6578 | 29.6578 | 29.6578 | 29.6578 | 29.6578 | 29.6578 | 29.6578 | 29.6578 | 29.6578 | 29.6578 | 29.6578 | 29.6578 | 29.6578 | 29.6578 | 29.6578 | 29.6578 | 29.6578 | 29.6578 | 29.6578 | 29.6578 | 29.6578 | 29.6578 | 29.6578 | 29.6578 | 29.6578 | 29.6578 | 29.6578 | 29.6578 | 29.6578 | 29.6578 | 29.6578 | 29.6578 | 29.6578 | 29.6578 | 29.6578 | 29.6578 | 29.6578 | 29.6578 | 29.6578 | 29.6578 | 29.6578 | 29.6578 | 29.6578 | 29.6578 | 29.6578 | 29.6578 | 29.6578
4259 | 29.6584 | 29.6584 | 29.6584 | 29.6584 | 29.6584 | 29.6584 | 29.6584 | 29.6584 | 29.6584 | 29.6584 | 29.6584 | 29.6584 | 29.6584 | 29.6584 | 29.6584 | 29.6584 | 29.6584 | 29.6584 | 29.6584 | 29.6584 | 29.6584 | 29.6584 | 29.6584 | 29.6584 | 29.6584 | 29.6584 | 29.6584 | 29.6584 | 29.6584 | 29.6584 | 29.6584 | 29.6584 | 29.6584 | 29.6584 | 29.6584 | 29.6584 | 29.6584 | 29.6584 | 29.6584 | 29.6584 | 29.6584 | 29.6584 | 29.6584 | 29.6584 | 29.6584 | 29.6584 | 29.6584 | 29.6584 | 29.6584 | 29.6584 | 29.6584 | 29.6584 | 29.6584 | 29.6584 | 29.6584 | 29.6584 | 29.6584 | 29.6584 | 29.6584 | 29.6584
4260 | 29.659 | 29.659 | 29.659 | 29.659 | 29.659 | 29.659 | 29.659 | 29.659 | 29.659 | 29.659 | 29.659 | 29.659 | 29.659 | 29.659 | 29.659 | 29.659 | 29.659 | 29.659 | 29.659 | 29.659 | 29.659 | 29.659 | 29.659 | 29.659 | 29.659 | 29.659 | 29.659 | 29.659 | 29.659 | 29.659 | 29.659 | 29.659 | 29.659 | 29.659 | 29.659 | 29.659 | 29.659 | 29.659 | 29.659 | 29.659 | 29.659 | 29.659 | 29.659 | 29.659 | 29.659 | 29.659 | 29.659 | 29.659 | 29.659 | 29.659 | 29.659 | 29.659 | 29.659 | 29.659 | 29.659 | 29.659 | 29.659 | 29.659 | 29.659 | 29.659
4261 | 29.6595 | 29.6595 | 29.6595 | 29.6595 | 29.6595 | 29.6595 | 29.6595 | 29.6595 | 29.6595 | 29.6595 | 29.6595 | 29.6595 | 29.6595 | 29.6595 | 29.6595 | 29.6595 | 29.6595 | 29.6595 | 29.6595 | 29.6595 | 29.6595 | 29.6595 | 29.6595 | 29.6595 | 29.6595 | 29.6595 | 29.6595 | 29.6595 | 29.6595 | 29.6595 | 29.6595 | 29.6595 | 29.6595 | 29.6595 | 29.6595 | 29.6595 | 29.6595 | 29.6595 | 29.6595 | 29.6595 | 29.6595 | 29.6595 | 29.6595 | 29.6595 | 29.6595 | 29.6595 | 29.6595 | 29.6595 | 29.6595 | 29.6595 | 29.6595 | 29.6595 | 29.6595 | 29.6595 | 29.6595 | 29.6595 | 29.6595 | 29.6595 | 29.6595 | 29.6595
4262 | 29.6601 | 29.6601 | 29.6601 | 29.6601 | 29.6601 | 29.6601 | 29.6601 | 29.6601 | 29.6601 | 29.6601 | 29.6601 | 29.6601 | 29.6601 | 29.6601 | 29.6601 | 29.6601 | 29.6601 | 29.6601 | 29.6601 | 29.6601 | 29.6601 | 29.6601 | 29.6601 | 29.6601 | 29.6601 | 29.6601 | 29.6601 | 29.6601 | 29.6601 | 29.6601 | 29.6601 | 29.6601 | 29.6601 | 29.6601 | 29.6601 | 29.6601 | 29.6601 | 29.6601 | 29.6601 | 29.6601 | 29.6601 | 29.6601 | 29.6601 | 29.6601 | 29.6601 | 29.6601 | 29.6601 | 29.6601 | 29.6601 | 29.6601 | 29.6601 | 29.6601 | 29.6601 | 29.6601 | 29.6601 | 29.6601 | 29.6601 | 29.6601 | 29.6601 | 29.6601
4263 | 29.6607 | 29.6607 | 29.6607 | 29.6607 | 29.6607 | 29.6607 | 29.6607 | 29.6607 | 29.6607 | 29.6607 | 29.6607 | 29.6607 | 29.6607 | 29.6607 | 29.6607 | 29.6607 | 29.6607 | 29.6607 | 29.6607 | 29.6607 | 29.6607 | 29.6607 | 29.6607 | 29.6607 | 29.6607 | 29.6607 | 29.6607 | 29.6607 | 29.6607 | 29.6607 | 29.6607 | 29.6607 | 29.6607 | 29.6607 | 29.6607 | 29.6607 | 29.6607 | 29.6607 | 29.6607 | 29.6607 | 29.6607 | 29.6607 | 29.6607 | 29.6607 | 29.6607 | 29.6607 | 29.6607 | 29.6607 | 29.6607 | 29.6607 | 29.6607 | 29.6607 | 29.6607 | 29.6607 | 29.6607 | 29.6607 | 29.6607 | 29.6607 | 29.6607 | 29.6607
4264 | 29.6613 | 29.6613 | 29.6613 | 29.6613 | 29.6613 | 29.6613 | 29.6613 | 29.6613 | 29.6613 | 29.6613 | 29.6613 | 29.6613 | 29.6613 | 29.6613 | 29.6613 | 29.6613 | 29.6613 | 29.6613 | 29.6613 | 29.6613 | 29.6613 | 29.6613 | 29.6613 | 29.6613 | 29.6613 | 29.6613 | 29.6613 | 29.6613 | 29.6613 | 29.6613 | 29.6613 | 29.6613 | 29.6613 | 29.6613 | 29.6613 | 29.6613 | 29.6613 | 29.6613 | 29.6613 | 29.6613 | 29.6613 | 29.6613 | 29.6613 | 29.6613 | 29.6613 | 29.6613 | 29.6613 | 29.6613 | 29.6613 | 29.6613 | 29.6613 | 29.6613 | 29.6613 | 29.6613 | 29.6613 | 29.6613 | 29.6613 | 29.6613 | 29.6613 | 29.6613
4265 | 29.6619 | 29.6619 | 29.6619 | 29.6619 | 29.6619 | 29.6619 | 29.6619 | 29.6619 | 29.6619 | 29.6619 | 29.6619 | 29.6619 | 29.6619 | 29.6619 | 29.6619 | 29.6619 | 29.6619 | 29.6619 | 29.6619 | 29.6619 | 29.6619 | 29.6619 | 29.6619 | 29.6619 | 29.6619 | 29.6619 | 29.6619 | 29.6619 | 29.6619 | 29.6619 | 29.6619 | 29.6619 | 29.6619 | 29.6619 | 29.6619 | 29.6619 | 29.6619 | 29.6619 | 29.6619 | 29.6619 | 29.6619 | 29.6619 | 29.6619 | 29.6619 | 29.6619 | 29.6619 | 29.6619 | 29.6619 | 29.6619 | 29.6619 | 29.6619 | 29.6619 | 29.6619 | 29.6619 | 29.6619 | 29.6619 | 29.6619 | 29.6619 | 29.6619 | 29.6619
4266 | 29.6625 | 29.6625 | 29.6625 | 29.6625 | 29.6625 | 29.6625 | 29.6625 | 29.6625 | 29.6625 | 29.6625 | 29.6625 | 29.6625 | 29.6625 | 29.6625 | 29.6625 | 29.6625 | 29.6625 | 29.6625 | 29.6625 | 29.6625 | 29.6625 | 29.6625 | 29.6625 | 29.6625 | 29.6625 | 29.6625 | 29.6625 | 29.6625 | 29.6625 | 29.6625 | 29.6625 | 29.6625 | 29.6625 | 29.6625 | 29.6625 | 29.6625 | 29.6625 | 29.6625 | 29.6625 | 29.6625 | 29.6625 | 29.6625 | 29.6625 | 29.6625 | 29.6625 | 29.6625 | 29.6625 | 29.6625 | 29.6625 | 29.6625 | 29.6625 | 29.6625 | 29.6625 | 29.6625 | 29.6625 | 29.6625 | 29.6625 | 29.6625 | 29.6625 | 29.6625
4267 | 29.6631 | 29.6631 | 29.6631 | 29.6631 | 29.6631 | 29.6631 | 29.6631 | 29.6631 | 29.6631 | 29.6631 | 29.6631 | 29.6631 | 29.6631 | 29.6631 | 29.6631 | 29.6631 | 29.6631 | 29.6631 | 29.6631 | 29.6631 | 29.6631 | 29.6631 | 29.6631 | 29.6631 | 29.6631 | 29.6631 | 29.6631 | 29.6631 | 29.6631 | 29.6631 | 29.6631 | 29.6631 | 29.6631 | 29.6631 | 29.6631 | 29.6631 | 29.6631 | 29.6631 | 29.6631 | 29.6631 | 29.6631 | 29.6631 | 29.6631 | 29.6631 | 29.6631 | 29.6631 | 29.6631 | 29.6631 | 29.6631 | 29.6631 | 29.6631 | 29.6631 | 29.6631 | 29.6631 | 29.6631 | 29.6631 | 29.6631 | 29.6631 | 29.6631 | 29.6631
4268 | 29.6636 | 29.6636 | 29.6636 | 29.6636 | 29.6636 | 29.6636 | 29.6636 | 29.6636 | 29.6636 | 29.6636 | 29.6636 | 29.6636 | 29.6636 | 29.6636 | 29.6636 | 29.6636 | 29.6636 | 29.6636 | 29.6636 | 29.6636 | 29.6636 | 29.6636 | 29.6636 | 29.6636 | 29.6636 | 29.6636 | 29.6636 | 29.6636 | 29.6636 | 29.6636 | 29.6636 | 29.6636 | 29.6636 | 29.6636 | 29.6636 | 29.6636 | 29.6636 | 29.6636 | 29.6636 | 29.6636 | 29.6636 | 29.6636 | 29.6636 | 29.6636 | 29.6636 | 29.6636 | 29.6636 | 29.6636 | 29.6636 | 29.6636 | 29.6636 | 29.6636 | 29.6636 | 29.6636 | 29.6636 | 29.6636 | 29.6636 | 29.6636 | 29.6636 | 29.6636
4269 | 29.6642 | 29.6642 | 29.6642 | 29.6642 | 29.6642 | 29.6642 | 29.6642 | 29.6642 | 29.6642 | 29.6642 | 29.6642 | 29.6642 | 29.6642 | 29.6642 | 29.6642 | 29.6642 | 29.6642 | 29.6642 | 29.6642 | 29.6642 | 29.6642 | 29.6642 | 29.6642 | 29.6642 | 29.6642 | 29.6642 | 29.6642 | 29.6642 | 29.6642 | 29.6642 | 29.6642 | 29.6642 | 29.6642 | 29.6642 | 29.6642 | 29.6642 | 29.6642 | 29.6642 | 29.6642 | 29.6642 | 29.6642 | 29.6642 | 29.6642 | 29.6642 | 29.6642 | 29.6642 | 29.6642 | 29.6642 | 29.6642 | 29.6642 | 29.6642 | 29.6642 | 29.6642 | 29.6642 | 29.6642 | 29.6642 | 29.6642 | 29.6642 | 29.6642 | 29.6642
4270 | 29.6648 | 29.6648 | 29.6648 | 29.6648 | 29.6648 | 29.6648 | 29.6648 | 29.6648 | 29.6648 | 29.6648 | 29.6648 | 29.6648 | 29.6648 | 29.6648 | 29.6648 | 29.6648 | 29.6648 | 29.6648 | 29.6648 | 29.6648 | 29.6648 | 29.6648 | 29.6648 | 29.6648 | 29.6648 | 29.6648 | 29.6648 | 29.6648 | 29.6648 | 29.6648 | 29.6648 | 29.6648 | 29.6648 | 29.6648 | 29.6648 | 29.6648 | 29.6648 | 29.6648 | 29.6648 | 29.6648 | 29.6648 | 29.6648 | 29.6648 | 29.6648 | 29.6648 | 29.6648 | 29.6648 | 29.6648 | 29.6648 | 29.6648 | 29.6648 | 29.6648 | 29.6648 | 29.6648 | 29.6648 | 29.6648 | 29.6648 | 29.6648 | 29.6648 | 29.6648
4271 | 29.6654 | 29.6654 | 29.6654 | 29.6654 | 29.6654 | 29.6654 | 29.6654 | 29.6654 | 29.6654 | 29.6654 | 29.6654 | 29.6654 | 29.6654 | 29.6654 | 29.6654 | 29.6654 | 29.6654 | 29.6654 | 29.6654 | 29.6654 | 29.6654 | 29.6654 | 29.6654 | 29.6654 | 29.6654 | 29.6654 | 29.6654 | 29.6654 | 29.6654 | 29.6654 | 29.6654 | 29.6654 | 29.6654 | 29.6654 | 29.6654 | 29.6654 | 29.6654 | 29.6654 | 29.6654 | 29.6654 | 29.6654 | 29.6654 | 29.6654 | 29.6654 | 29.6654 | 29.6654 | 29.6654 | 29.6654 | 29.6654 | 29.6654 | 29.6654 | 29.6654 | 29.6654 | 29.6654 | 29.6654 | 29.6654 | 29.6654 | 29.6654 | 29.6654 | 29.6654
4272 | 29.666 | 29.666 | 29.666 | 29.666 | 29.666 | 29.666 | 29.666 | 29.666 | 29.666 | 29.666 | 29.666 | 29.666 | 29.666 | 29.666 | 29.666 | 29.666 | 29.666 | 29.666 | 29.666 | 29.666 | 29.666 | 29.666 | 29.666 | 29.666 | 29.666 | 29.666 | 29.666 | 29.666 | 29.666 | 29.666 | 29.666 | 29.666 | 29.666 | 29.666 | 29.666 | 29.666 | 29.666 | 29.666 | 29.666 | 29.666 | 29.666 | 29.666 | 29.666 | 29.666 | 29.666 | 29.666 | 29.666 | 29.666 | 29.666 | 29.666 | 29.666 | 29.666 | 29.666 | 29.666 | 29.666 | 29.666 | 29.666 | 29.666 | 29.666 | 29.666
4273 | 29.6666 | 29.6666 | 29.6666 | 29.6666 | 29.6666 | 29.6666 | 29.6666 | 29.6666 | 29.6666 | 29.6666 | 29.6666 | 29.6666 | 29.6666 | 29.6666 | 29.6666 | 29.6666 | 29.6666 | 29.6666 | 29.6666 | 29.6666 | 29.6666 | 29.6666 | 29.6666 | 29.6666 | 29.6666 | 29.6666 | 29.6666 | 29.6666 | 29.6666 | 29.6666 | 29.6666 | 29.6666 | 29.6666 | 29.6666 | 29.6666 | 29.6666 | 29.6666 | 29.6666 | 29.6666 | 29.6666 | 29.6666 | 29.6666 | 29.6666 | 29.6666 | 29.6666 | 29.6666 | 29.6666 | 29.6666 | 29.6666 | 29.6666 | 29.6666 | 29.6666 | 29.6666 | 29.6666 | 29.6666 | 29.6666 | 29.6666 | 29.6666 | 29.6666 | 29.6666
4274 | 29.6672 | 29.6672 | 29.6672 | 29.6672 | 29.6672 | 29.6672 | 29.6672 | 29.6672 | 29.6672 | 29.6672 | 29.6672 | 29.6672 | 29.6672 | 29.6672 | 29.6672 | 29.6672 | 29.6672 | 29.6672 | 29.6672 | 29.6672 | 29.6672 | 29.6672 | 29.6672 | 29.6672 | 29.6672 | 29.6672 | 29.6672 | 29.6672 | 29.6672 | 29.6672 | 29.6672 | 29.6672 | 29.6672 | 29.6672 | 29.6672 | 29.6672 | 29.6672 | 29.6672 | 29.6672 | 29.6672 | 29.6672 | 29.6672 | 29.6672 | 29.6672 | 29.6672 | 29.6672 | 29.6672 | 29.6672 | 29.6672 | 29.6672 | 29.6672 | 29.6672 | 29.6672 | 29.6672 | 29.6672 | 29.6672 | 29.6672 | 29.6672 | 29.6672 | 29.6672
4275 | 29.6677 | 29.6677 | 29.6677 | 29.6677 | 29.6677 | 29.6677 | 29.6677 | 29.6677 | 29.6677 | 29.6677 | 29.6677 | 29.6677 | 29.6677 | 29.6677 | 29.6677 | 29.6677 | 29.6677 | 29.6677 | 29.6677 | 29.6677 | 29.6677 | 29.6677 | 29.6677 | 29.6677 | 29.6677 | 29.6677 | 29.6677 | 29.6677 | 29.6677 | 29.6677 | 29.6677 | 29.6677 | 29.6677 | 29.6677 | 29.6677 | 29.6677 | 29.6677 | 29.6677 | 29.6677 | 29.6677 | 29.6677 | 29.6677 | 29.6677 | 29.6677 | 29.6677 | 29.6677 | 29.6677 | 29.6677 | 29.6677 | 29.6677 | 29.6677 | 29.6677 | 29.6677 | 29.6677 | 29.6677 | 29.6677 | 29.6677 | 29.6677 | 29.6677 | 29.6677
4276 | 29.6683 | 29.6683 | 29.6683 | 29.6683 | 29.6683 | 29.6683 | 29.6683 | 29.6683 | 29.6683 | 29.6683 | 29.6683 | 29.6683 | 29.6683 | 29.6683 | 29.6683 | 29.6683 | 29.6683 | 29.6683 | 29.6683 | 29.6683 | 29.6683 | 29.6683 | 29.6683 | 29.6683 | 29.6683 | 29.6683 | 29.6683 | 29.6683 | 29.6683 | 29.6683 | 29.6683 | 29.6683 | 29.6683 | 29.6683 | 29.6683 | 29.6683 | 29.6683 | 29.6683 | 29.6683 | 29.6683 | 29.6683 | 29.6683 | 29.6683 | 29.6683 | 29.6683 | 29.6683 | 29.6683 | 29.6683 | 29.6683 | 29.6683 | 29.6683 | 29.6683 | 29.6683 | 29.6683 | 29.6683 | 29.6683 | 29.6683 | 29.6683 | 29.6683 | 29.6683
4277 | 29.6689 | 29.6689 | 29.6689 | 29.6689 | 29.6689 | 29.6689 | 29.6689 | 29.6689 | 29.6689 | 29.6689 | 29.6689 | 29.6689 | 29.6689 | 29.6689 | 29.6689 | 29.6689 | 29.6689 | 29.6689 | 29.6689 | 29.6689 | 29.6689 | 29.6689 | 29.6689 | 29.6689 | 29.6689 | 29.6689 | 29.6689 | 29.6689 | 29.6689 | 29.6689 | 29.6689 | 29.6689 | 29.6689 | 29.6689 | 29.6689 | 29.6689 | 29.6689 | 29.6689 | 29.6689 | 29.6689 | 29.6689 | 29.6689 | 29.6689 | 29.6689 | 29.6689 | 29.6689 | 29.6689 | 29.6689 | 29.6689 | 29.6689 | 29.6689 | 29.6689 | 29.6689 | 29.6689 | 29.6689 | 29.6689 | 29.6689 | 29.6689 | 29.6689 | 29.6689
4278 | 29.6695 | 29.6695 | 29.6695 | 29.6695 | 29.6695 | 29.6695 | 29.6695 | 29.6695 | 29.6695 | 29.6695 | 29.6695 | 29.6695 | 29.6695 | 29.6695 | 29.6695 | 29.6695 | 29.6695 | 29.6695 | 29.6695 | 29.6695 | 29.6695 | 29.6695 | 29.6695 | 29.6695 | 29.6695 | 29.6695 | 29.6695 | 29.6695 | 29.6695 | 29.6695 | 29.6695 | 29.6695 | 29.6695 | 29.6695 | 29.6695 | 29.6695 | 29.6695 | 29.6695 | 29.6695 | 29.6695 | 29.6695 | 29.6695 | 29.6695 | 29.6695 | 29.6695 | 29.6695 | 29.6695 | 29.6695 | 29.6695 | 29.6695 | 29.6695 | 29.6695 | 29.6695 | 29.6695 | 29.6695 | 29.6695 | 29.6695 | 29.6695 | 29.6695 | 29.6695
4279 | 29.6701 | 29.6701 | 29.6701 | 29.6701 | 29.6701 | 29.6701 | 29.6701 | 29.6701 | 29.6701 | 29.6701 | 29.6701 | 29.6701 | 29.6701 | 29.6701 | 29.6701 | 29.6701 | 29.6701 | 29.6701 | 29.6701 | 29.6701 | 29.6701 | 29.6701 | 29.6701 | 29.6701 | 29.6701 | 29.6701 | 29.6701 | 29.6701 | 29.6701 | 29.6701 | 29.6701 | 29.6701 | 29.6701 | 29.6701 | 29.6701 | 29.6701 | 29.6701 | 29.6701 | 29.6701 | 29.6701 | 29.6701 | 29.6701 | 29.6701 | 29.6701 | 29.6701 | 29.6701 | 29.6701 | 29.6701 | 29.6701 | 29.6701 | 29.6701 | 29.6701 | 29.6701 | 29.6701 | 29.6701 | 29.6701 | 29.6701 | 29.6701 | 29.6701 | 29.6701
4280 | 29.6707 | 29.6707 | 29.6707 | 29.6707 | 29.6707 | 29.6707 | 29.6707 | 29.6707 | 29.6707 | 29.6707 | 29.6707 | 29.6707 | 29.6707 | 29.6707 | 29.6707 | 29.6707 | 29.6707 | 29.6707 | 29.6707 | 29.6707 | 29.6707 | 29.6707 | 29.6707 | 29.6707 | 29.6707 | 29.6707 | 29.6707 | 29.6707 | 29.6707 | 29.6707 | 29.6707 | 29.6707 | 29.6707 | 29.6707 | 29.6707 | 29.6707 | 29.6707 | 29.6707 | 29.6707 | 29.6707 | 29.6707 | 29.6707 | 29.6707 | 29.6707 | 29.6707 | 29.6707 | 29.6707 | 29.6707 | 29.6707 | 29.6707 | 29.6707 | 29.6707 | 29.6707 | 29.6707 | 29.6707 | 29.6707 | 29.6707 | 29.6707 | 29.6707 | 29.6707
4281 | 29.6712 | 29.6712 | 29.6712 | 29.6712 | 29.6712 | 29.6712 | 29.6712 | 29.6712 | 29.6712 | 29.6712 | 29.6712 | 29.6712 | 29.6712 | 29.6712 | 29.6712 | 29.6712 | 29.6712 | 29.6712 | 29.6712 | 29.6712 | 29.6712 | 29.6712 | 29.6712 | 29.6712 | 29.6712 | 29.6712 | 29.6712 | 29.6712 | 29.6712 | 29.6712 | 29.6712 | 29.6712 | 29.6712 | 29.6712 | 29.6712 | 29.6712 | 29.6712 | 29.6712 | 29.6712 | 29.6712 | 29.6712 | 29.6712 | 29.6712 | 29.6712 | 29.6712 | 29.6712 | 29.6712 | 29.6712 | 29.6712 | 29.6712 | 29.6712 | 29.6712 | 29.6712 | 29.6712 | 29.6712 | 29.6712 | 29.6712 | 29.6712 | 29.6712 | 29.6712
4282 | 29.6718 | 29.6718 | 29.6718 | 29.6718 | 29.6718 | 29.6718 | 29.6718 | 29.6718 | 29.6718 | 29.6718 | 29.6718 | 29.6718 | 29.6718 | 29.6718 | 29.6718 | 29.6718 | 29.6718 | 29.6718 | 29.6718 | 29.6718 | 29.6718 | 29.6718 | 29.6718 | 29.6718 | 29.6718 | 29.6718 | 29.6718 | 29.6718 | 29.6718 | 29.6718 | 29.6718 | 29.6718 | 29.6718 | 29.6718 | 29.6718 | 29.6718 | 29.6718 | 29.6718 | 29.6718 | 29.6718 | 29.6718 | 29.6718 | 29.6718 | 29.6718 | 29.6718 | 29.6718 | 29.6718 | 29.6718 | 29.6718 | 29.6718 | 29.6718 | 29.6718 | 29.6718 | 29.6718 | 29.6718 | 29.6718 | 29.6718 | 29.6718 | 29.6718 | 29.6718
4283 | 29.6724 | 29.6724 | 29.6724 | 29.6724 | 29.6724 | 29.6724 | 29.6724 | 29.6724 | 29.6724 | 29.6724 | 29.6724 | 29.6724 | 29.6724 | 29.6724 | 29.6724 | 29.6724 | 29.6724 | 29.6724 | 29.6724 | 29.6724 | 29.6724 | 29.6724 | 29.6724 | 29.6724 | 29.6724 | 29.6724 | 29.6724 | 29.6724 | 29.6724 | 29.6724 | 29.6724 | 29.6724 | 29.6724 | 29.6724 | 29.6724 | 29.6724 | 29.6724 | 29.6724 | 29.6724 | 29.6724 | 29.6724 | 29.6724 | 29.6724 | 29.6724 | 29.6724 | 29.6724 | 29.6724 | 29.6724 | 29.6724 | 29.6724 | 29.6724 | 29.6724 | 29.6724 | 29.6724 | 29.6724 | 29.6724 | 29.6724 | 29.6724 | 29.6724 | 29.6724
4284 | 29.673 | 29.673 | 29.673 | 29.673 | 29.673 | 29.673 | 29.673 | 29.673 | 29.673 | 29.673 | 29.673 | 29.673 | 29.673 | 29.673 | 29.673 | 29.673 | 29.673 | 29.673 | 29.673 | 29.673 | 29.673 | 29.673 | 29.673 | 29.673 | 29.673 | 29.673 | 29.673 | 29.673 | 29.673 | 29.673 | 29.673 | 29.673 | 29.673 | 29.673 | 29.673 | 29.673 | 29.673 | 29.673 | 29.673 | 29.673 | 29.673 | 29.673 | 29.673 | 29.673 | 29.673 | 29.673 | 29.673 | 29.673 | 29.673 | 29.673 | 29.673 | 29.673 | 29.673 | 29.673 | 29.673 | 29.673 | 29.673 | 29.673 | 29.673 | 29.673
4285 | 29.6736 | 29.6736 | 29.6736 | 29.6736 | 29.6736 | 29.6736 | 29.6736 | 29.6736 | 29.6736 | 29.6736 | 29.6736 | 29.6736 | 29.6736 | 29.6736 | 29.6736 | 29.6736 | 29.6736 | 29.6736 | 29.6736 | 29.6736 | 29.6736 | 29.6736 | 29.6736 | 29.6736 | 29.6736 | 29.6736 | 29.6736 | 29.6736 | 29.6736 | 29.6736 | 29.6736 | 29.6736 | 29.6736 | 29.6736 | 29.6736 | 29.6736 | 29.6736 | 29.6736 | 29.6736 | 29.6736 | 29.6736 | 29.6736 | 29.6736 | 29.6736 | 29.6736 | 29.6736 | 29.6736 | 29.6736 | 29.6736 | 29.6736 | 29.6736 | 29.6736 | 29.6736 | 29.6736 | 29.6736 | 29.6736 | 29.6736 | 29.6736 | 29.6736 | 29.6736
4286 | 29.6742 | 29.6742 | 29.6742 | 29.6742 | 29.6742 | 29.6742 | 29.6742 | 29.6742 | 29.6742 | 29.6742 | 29.6742 | 29.6742 | 29.6742 | 29.6742 | 29.6742 | 29.6742 | 29.6742 | 29.6742 | 29.6742 | 29.6742 | 29.6742 | 29.6742 | 29.6742 | 29.6742 | 29.6742 | 29.6742 | 29.6742 | 29.6742 | 29.6742 | 29.6742 | 29.6742 | 29.6742 | 29.6742 | 29.6742 | 29.6742 | 29.6742 | 29.6742 | 29.6742 | 29.6742 | 29.6742 | 29.6742 | 29.6742 | 29.6742 | 29.6742 | 29.6742 | 29.6742 | 29.6742 | 29.6742 | 29.6742 | 29.6742 | 29.6742 | 29.6742 | 29.6742 | 29.6742 | 29.6742 | 29.6742 | 29.6742 | 29.6742 | 29.6742 | 29.6742
4287 | 29.6748 | 29.6748 | 29.6748 | 29.6748 | 29.6748 | 29.6748 | 29.6748 | 29.6748 | 29.6748 | 29.6748 | 29.6748 | 29.6748 | 29.6748 | 29.6748 | 29.6748 | 29.6748 | 29.6748 | 29.6748 | 29.6748 | 29.6748 | 29.6748 | 29.6748 | 29.6748 | 29.6748 | 29.6748 | 29.6748 | 29.6748 | 29.6748 | 29.6748 | 29.6748 | 29.6748 | 29.6748 | 29.6748 | 29.6748 | 29.6748 | 29.6748 | 29.6748 | 29.6748 | 29.6748 | 29.6748 | 29.6748 | 29.6748 | 29.6748 | 29.6748 | 29.6748 | 29.6748 | 29.6748 | 29.6748 | 29.6748 | 29.6748 | 29.6748 | 29.6748 | 29.6748 | 29.6748 | 29.6748 | 29.6748 | 29.6748 | 29.6748 | 29.6748 | 29.6748
4288 | 29.6753 | 29.6753 | 29.6753 | 29.6753 | 29.6753 | 29.6753 | 29.6753 | 29.6753 | 29.6753 | 29.6753 | 29.6753 | 29.6753 | 29.6753 | 29.6753 | 29.6753 | 29.6753 | 29.6753 | 29.6753 | 29.6753 | 29.6753 | 29.6753 | 29.6753 | 29.6753 | 29.6753 | 29.6753 | 29.6753 | 29.6753 | 29.6753 | 29.6753 | 29.6753 | 29.6753 | 29.6753 | 29.6753 | 29.6753 | 29.6753 | 29.6753 | 29.6753 | 29.6753 | 29.6753 | 29.6753 | 29.6753 | 29.6753 | 29.6753 | 29.6753 | 29.6753 | 29.6753 | 29.6753 | 29.6753 | 29.6753 | 29.6753 | 29.6753 | 29.6753 | 29.6753 | 29.6753 | 29.6753 | 29.6753 | 29.6753 | 29.6753 | 29.6753 | 29.6753
4289 | 29.6759 | 29.6759 | 29.6759 | 29.6759 | 29.6759 | 29.6759 | 29.6759 | 29.6759 | 29.6759 | 29.6759 | 29.6759 | 29.6759 | 29.6759 | 29.6759 | 29.6759 | 29.6759 | 29.6759 | 29.6759 | 29.6759 | 29.6759 | 29.6759 | 29.6759 | 29.6759 | 29.6759 | 29.6759 | 29.6759 | 29.6759 | 29.6759 | 29.6759 | 29.6759 | 29.6759 | 29.6759 | 29.6759 | 29.6759 | 29.6759 | 29.6759 | 29.6759 | 29.6759 | 29.6759 | 29.6759 | 29.6759 | 29.6759 | 29.6759 | 29.6759 | 29.6759 | 29.6759 | 29.6759 | 29.6759 | 29.6759 | 29.6759 | 29.6759 | 29.6759 | 29.6759 | 29.6759 | 29.6759 | 29.6759 | 29.6759 | 29.6759 | 29.6759 | 29.6759
4290 | 29.6765 | 29.6765 | 29.6765 | 29.6765 | 29.6765 | 29.6765 | 29.6765 | 29.6765 | 29.6765 | 29.6765 | 29.6765 | 29.6765 | 29.6765 | 29.6765 | 29.6765 | 29.6765 | 29.6765 | 29.6765 | 29.6765 | 29.6765 | 29.6765 | 29.6765 | 29.6765 | 29.6765 | 29.6765 | 29.6765 | 29.6765 | 29.6765 | 29.6765 | 29.6765 | 29.6765 | 29.6765 | 29.6765 | 29.6765 | 29.6765 | 29.6765 | 29.6765 | 29.6765 | 29.6765 | 29.6765 | 29.6765 | 29.6765 | 29.6765 | 29.6765 | 29.6765 | 29.6765 | 29.6765 | 29.6765 | 29.6765 | 29.6765 | 29.6765 | 29.6765 | 29.6765 | 29.6765 | 29.6765 | 29.6765 | 29.6765 | 29.6765 | 29.6765 | 29.6765
4291 | 29.6771 | 29.6771 | 29.6771 | 29.6771 | 29.6771 | 29.6771 | 29.6771 | 29.6771 | 29.6771 | 29.6771 | 29.6771 | 29.6771 | 29.6771 | 29.6771 | 29.6771 | 29.6771 | 29.6771 | 29.6771 | 29.6771 | 29.6771 | 29.6771 | 29.6771 | 29.6771 | 29.6771 | 29.6771 | 29.6771 | 29.6771 | 29.6771 | 29.6771 | 29.6771 | 29.6771 | 29.6771 | 29.6771 | 29.6771 | 29.6771 | 29.6771 | 29.6771 | 29.6771 | 29.6771 | 29.6771 | 29.6771 | 29.6771 | 29.6771 | 29.6771 | 29.6771 | 29.6771 | 29.6771 | 29.6771 | 29.6771 | 29.6771 | 29.6771 | 29.6771 | 29.6771 | 29.6771 | 29.6771 | 29.6771 | 29.6771 | 29.6771 | 29.6771 | 29.6771
4292 | 29.6777 | 29.6777 | 29.6777 | 29.6777 | 29.6777 | 29.6777 | 29.6777 | 29.6777 | 29.6777 | 29.6777 | 29.6777 | 29.6777 | 29.6777 | 29.6777 | 29.6777 | 29.6777 | 29.6777 | 29.6777 | 29.6777 | 29.6777 | 29.6777 | 29.6777 | 29.6777 | 29.6777 | 29.6777 | 29.6777 | 29.6777 | 29.6777 | 29.6777 | 29.6777 | 29.6777 | 29.6777 | 29.6777 | 29.6777 | 29.6777 | 29.6777 | 29.6777 | 29.6777 | 29.6777 | 29.6777 | 29.6777 | 29.6777 | 29.6777 | 29.6777 | 29.6777 | 29.6777 | 29.6777 | 29.6777 | 29.6777 | 29.6777 | 29.6777 | 29.6777 | 29.6777 | 29.6777 | 29.6777 | 29.6777 | 29.6777 | 29.6777 | 29.6777 | 29.6777
4293 | 29.6782 | 29.6782 | 29.6782 | 29.6782 | 29.6782 | 29.6782 | 29.6782 | 29.6782 | 29.6782 | 29.6782 | 29.6782 | 29.6782 | 29.6782 | 29.6782 | 29.6782 | 29.6782 | 29.6782 | 29.6782 | 29.6782 | 29.6782 | 29.6782 | 29.6782 | 29.6782 | 29.6782 | 29.6782 | 29.6782 | 29.6782 | 29.6782 | 29.6782 | 29.6782 | 29.6782 | 29.6782 | 29.6782 | 29.6782 | 29.6782 | 29.6782 | 29.6782 | 29.6782 | 29.6782 | 29.6782 | 29.6782 | 29.6782 | 29.6782 | 29.6782 | 29.6782 | 29.6782 | 29.6782 | 29.6782 | 29.6782 | 29.6782 | 29.6782 | 29.6782 | 29.6782 | 29.6782 | 29.6782 | 29.6782 | 29.6782 | 29.6782 | 29.6782 | 29.6782
4294 | 29.6788 | 29.6788 | 29.6788 | 29.6788 | 29.6788 | 29.6788 | 29.6788 | 29.6788 | 29.6788 | 29.6788 | 29.6788 | 29.6788 | 29.6788 | 29.6788 | 29.6788 | 29.6788 | 29.6788 | 29.6788 | 29.6788 | 29.6788 | 29.6788 | 29.6788 | 29.6788 | 29.6788 | 29.6788 | 29.6788 | 29.6788 | 29.6788 | 29.6788 | 29.6788 | 29.6788 | 29.6788 | 29.6788 | 29.6788 | 29.6788 | 29.6788 | 29.6788 | 29.6788 | 29.6788 | 29.6788 | 29.6788 | 29.6788 | 29.6788 | 29.6788 | 29.6788 | 29.6788 | 29.6788 | 29.6788 | 29.6788 | 29.6788 | 29.6788 | 29.6788 | 29.6788 | 29.6788 | 29.6788 | 29.6788 | 29.6788 | 29.6788 | 29.6788 | 29.6788
4295 | 29.6794 | 29.6794 | 29.6794 | 29.6794 | 29.6794 | 29.6794 | 29.6794 | 29.6794 | 29.6794 | 29.6794 | 29.6794 | 29.6794 | 29.6794 | 29.6794 | 29.6794 | 29.6794 | 29.6794 | 29.6794 | 29.6794 | 29.6794 | 29.6794 | 29.6794 | 29.6794 | 29.6794 | 29.6794 | 29.6794 | 29.6794 | 29.6794 | 29.6794 | 29.6794 | 29.6794 | 29.6794 | 29.6794 | 29.6794 | 29.6794 | 29.6794 | 29.6794 | 29.6794 | 29.6794 | 29.6794 | 29.6794 | 29.6794 | 29.6794 | 29.6794 | 29.6794 | 29.6794 | 29.6794 | 29.6794 | 29.6794 | 29.6794 | 29.6794 | 29.6794 | 29.6794 | 29.6794 | 29.6794 | 29.6794 | 29.6794 | 29.6794 | 29.6794 | 29.6794
4296 | 29.68 | 29.68 | 29.68 | 29.68 | 29.68 | 29.68 | 29.68 | 29.68 | 29.68 | 29.68 | 29.68 | 29.68 | 29.68 | 29.68 | 29.68 | 29.68 | 29.68 | 29.68 | 29.68 | 29.68 | 29.68 | 29.68 | 29.68 | 29.68 | 29.68 | 29.68 | 29.68 | 29.68 | 29.68 | 29.68 | 29.68 | 29.68 | 29.68 | 29.68 | 29.68 | 29.68 | 29.68 | 29.68 | 29.68 | 29.68 | 29.68 | 29.68 | 29.68 | 29.68 | 29.68 | 29.68 | 29.68 | 29.68 | 29.68 | 29.68 | 29.68 | 29.68 | 29.68 | 29.68 | 29.68 | 29.68 | 29.68 | 29.68 | 29.68 | 29.68
4297 | 29.6806 | 29.6806 | 29.6806 | 29.6806 | 29.6806 | 29.6806 | 29.6806 | 29.6806 | 29.6806 | 29.6806 | 29.6806 | 29.6806 | 29.6806 | 29.6806 | 29.6806 | 29.6806 | 29.6806 | 29.6806 | 29.6806 | 29.6806 | 29.6806 | 29.6806 | 29.6806 | 29.6806 | 29.6806 | 29.6806 | 29.6806 | 29.6806 | 29.6806 | 29.6806 | 29.6806 | 29.6806 | 29.6806 | 29.6806 | 29.6806 | 29.6806 | 29.6806 | 29.6806 | 29.6806 | 29.6806 | 29.6806 | 29.6806 | 29.6806 | 29.6806 | 29.6806 | 29.6806 | 29.6806 | 29.6806 | 29.6806 | 29.6806 | 29.6806 | 29.6806 | 29.6806 | 29.6806 | 29.6806 | 29.6806 | 29.6806 | 29.6806 | 29.6806 | 29.6806
4298 | 29.6812 | 29.6812 | 29.6812 | 29.6812 | 29.6812 | 29.6812 | 29.6812 | 29.6812 | 29.6812 | 29.6812 | 29.6812 | 29.6812 | 29.6812 | 29.6812 | 29.6812 | 29.6812 | 29.6812 | 29.6812 | 29.6812 | 29.6812 | 29.6812 | 29.6812 | 29.6812 | 29.6812 | 29.6812 | 29.6812 | 29.6812 | 29.6812 | 29.6812 | 29.6812 | 29.6812 | 29.6812 | 29.6812 | 29.6812 | 29.6812 | 29.6812 | 29.6812 | 29.6812 | 29.6812 | 29.6812 | 29.6812 | 29.6812 | 29.6812 | 29.6812 | 29.6812 | 29.6812 | 29.6812 | 29.6812 | 29.6812 | 29.6812 | 29.6812 | 29.6812 | 29.6812 | 29.6812 | 29.6812 | 29.6812 | 29.6812 | 29.6812 | 29.6812 | 29.6812
4299 | 29.6817 | 29.6817 | 29.6817 | 29.6817 | 29.6817 | 29.6817 | 29.6817 | 29.6817 | 29.6817 | 29.6817 | 29.6817 | 29.6817 | 29.6817 | 29.6817 | 29.6817 | 29.6817 | 29.6817 | 29.6817 | 29.6817 | 29.6817 | 29.6817 | 29.6817 | 29.6817 | 29.6817 | 29.6817 | 29.6817 | 29.6817 | 29.6817 | 29.6817 | 29.6817 | 29.6817 | 29.6817 | 29.6817 | 29.6817 | 29.6817 | 29.6817 | 29.6817 | 29.6817 | 29.6817 | 29.6817 | 29.6817 | 29.6817 | 29.6817 | 29.6817 | 29.6817 | 29.6817 | 29.6817 | 29.6817 | 29.6817 | 29.6817 | 29.6817 | 29.6817 | 29.6817 | 29.6817 | 29.6817 | 29.6817 | 29.6817 | 29.6817 | 29.6817 | 29.6817
4300 | 29.6823 | 29.6823 | 29.6823 | 29.6823 | 29.6823 | 29.6823 | 29.6823 | 29.6823 | 29.6823 | 29.6823 | 29.6823 | 29.6823 | 29.6823 | 29.6823 | 29.6823 | 29.6823 | 29.6823 | 29.6823 | 29.6823 | 29.6823 | 29.6823 | 29.6823 | 29.6823 | 29.6823 | 29.6823 | 29.6823 | 29.6823 | 29.6823 | 29.6823 | 29.6823 | 29.6823 | 29.6823 | 29.6823 | 29.6823 | 29.6823 | 29.6823 | 29.6823 | 29.6823 | 29.6823 | 29.6823 | 29.6823 | 29.6823 | 29.6823 | 29.6823 | 29.6823 | 29.6823 | 29.6823 | 29.6823 | 29.6823 | 29.6823 | 29.6823 | 29.6823 | 29.6823 | 29.6823 | 29.6823 | 29.6823 | 29.6823 | 29.6823 | 29.6823 | 29.6823
4301 | 29.6829 | 29.6829 | 29.6829 | 29.6829 | 29.6829 | 29.6829 | 29.6829 | 29.6829 | 29.6829 | 29.6829 | 29.6829 | 29.6829 | 29.6829 | 29.6829 | 29.6829 | 29.6829 | 29.6829 | 29.6829 | 29.6829 | 29.6829 | 29.6829 | 29.6829 | 29.6829 | 29.6829 | 29.6829 | 29.6829 | 29.6829 | 29.6829 | 29.6829 | 29.6829 | 29.6829 | 29.6829 | 29.6829 | 29.6829 | 29.6829 | 29.6829 | 29.6829 | 29.6829 | 29.6829 | 29.6829 | 29.6829 | 29.6829 | 29.6829 | 29.6829 | 29.6829 | 29.6829 | 29.6829 | 29.6829 | 29.6829 | 29.6829 | 29.6829 | 29.6829 | 29.6829 | 29.6829 | 29.6829 | 29.6829 | 29.6829 | 29.6829 | 29.6829 | 29.6829
4302 | 29.6835 | 29.6835 | 29.6835 | 29.6835 | 29.6835 | 29.6835 | 29.6835 | 29.6835 | 29.6835 | 29.6835 | 29.6835 | 29.6835 | 29.6835 | 29.6835 | 29.6835 | 29.6835 | 29.6835 | 29.6835 | 29.6835 | 29.6835 | 29.6835 | 29.6835 | 29.6835 | 29.6835 | 29.6835 | 29.6835 | 29.6835 | 29.6835 | 29.6835 | 29.6835 | 29.6835 | 29.6835 | 29.6835 | 29.6835 | 29.6835 | 29.6835 | 29.6835 | 29.6835 | 29.6835 | 29.6835 | 29.6835 | 29.6835 | 29.6835 | 29.6835 | 29.6835 | 29.6835 | 29.6835 | 29.6835 | 29.6835 | 29.6835 | 29.6835 | 29.6835 | 29.6835 | 29.6835 | 29.6835 | 29.6835 | 29.6835 | 29.6835 | 29.6835 | 29.6835
4303 | 29.6841 | 29.6841 | 29.6841 | 29.6841 | 29.6841 | 29.6841 | 29.6841 | 29.6841 | 29.6841 | 29.6841 | 29.6841 | 29.6841 | 29.6841 | 29.6841 | 29.6841 | 29.6841 | 29.6841 | 29.6841 | 29.6841 | 29.6841 | 29.6841 | 29.6841 | 29.6841 | 29.6841 | 29.6841 | 29.6841 | 29.6841 | 29.6841 | 29.6841 | 29.6841 | 29.6841 | 29.6841 | 29.6841 | 29.6841 | 29.6841 | 29.6841 | 29.6841 | 29.6841 | 29.6841 | 29.6841 | 29.6841 | 29.6841 | 29.6841 | 29.6841 | 29.6841 | 29.6841 | 29.6841 | 29.6841 | 29.6841 | 29.6841 | 29.6841 | 29.6841 | 29.6841 | 29.6841 | 29.6841 | 29.6841 | 29.6841 | 29.6841 | 29.6841 | 29.6841
4304 | 29.6846 | 29.6846 | 29.6846 | 29.6846 | 29.6846 | 29.6846 | 29.6846 | 29.6846 | 29.6846 | 29.6846 | 29.6846 | 29.6846 | 29.6846 | 29.6846 | 29.6846 | 29.6846 | 29.6846 | 29.6846 | 29.6846 | 29.6846 | 29.6846 | 29.6846 | 29.6846 | 29.6846 | 29.6846 | 29.6846 | 29.6846 | 29.6846 | 29.6846 | 29.6846 | 29.6846 | 29.6846 | 29.6846 | 29.6846 | 29.6846 | 29.6846 | 29.6846 | 29.6846 | 29.6846 | 29.6846 | 29.6846 | 29.6846 | 29.6846 | 29.6846 | 29.6846 | 29.6846 | 29.6846 | 29.6846 | 29.6846 | 29.6846 | 29.6846 | 29.6846 | 29.6846 | 29.6846 | 29.6846 | 29.6846 | 29.6846 | 29.6846 | 29.6846 | 29.6846
4305 | 29.6852 | 29.6852 | 29.6852 | 29.6852 | 29.6852 | 29.6852 | 29.6852 | 29.6852 | 29.6852 | 29.6852 | 29.6852 | 29.6852 | 29.6852 | 29.6852 | 29.6852 | 29.6852 | 29.6852 | 29.6852 | 29.6852 | 29.6852 | 29.6852 | 29.6852 | 29.6852 | 29.6852 | 29.6852 | 29.6852 | 29.6852 | 29.6852 | 29.6852 | 29.6852 | 29.6852 | 29.6852 | 29.6852 | 29.6852 | 29.6852 | 29.6852 | 29.6852 | 29.6852 | 29.6852 | 29.6852 | 29.6852 | 29.6852 | 29.6852 | 29.6852 | 29.6852 | 29.6852 | 29.6852 | 29.6852 | 29.6852 | 29.6852 | 29.6852 | 29.6852 | 29.6852 | 29.6852 | 29.6852 | 29.6852 | 29.6852 | 29.6852 | 29.6852 | 29.6852
4306 | 29.6858 | 29.6858 | 29.6858 | 29.6858 | 29.6858 | 29.6858 | 29.6858 | 29.6858 | 29.6858 | 29.6858 | 29.6858 | 29.6858 | 29.6858 | 29.6858 | 29.6858 | 29.6858 | 29.6858 | 29.6858 | 29.6858 | 29.6858 | 29.6858 | 29.6858 | 29.6858 | 29.6858 | 29.6858 | 29.6858 | 29.6858 | 29.6858 | 29.6858 | 29.6858 | 29.6858 | 29.6858 | 29.6858 | 29.6858 | 29.6858 | 29.6858 | 29.6858 | 29.6858 | 29.6858 | 29.6858 | 29.6858 | 29.6858 | 29.6858 | 29.6858 | 29.6858 | 29.6858 | 29.6858 | 29.6858 | 29.6858 | 29.6858 | 29.6858 | 29.6858 | 29.6858 | 29.6858 | 29.6858 | 29.6858 | 29.6858 | 29.6858 | 29.6858 | 29.6858
4307 | 29.6864 | 29.6864 | 29.6864 | 29.6864 | 29.6864 | 29.6864 | 29.6864 | 29.6864 | 29.6864 | 29.6864 | 29.6864 | 29.6864 | 29.6864 | 29.6864 | 29.6864 | 29.6864 | 29.6864 | 29.6864 | 29.6864 | 29.6864 | 29.6864 | 29.6864 | 29.6864 | 29.6864 | 29.6864 | 29.6864 | 29.6864 | 29.6864 | 29.6864 | 29.6864 | 29.6864 | 29.6864 | 29.6864 | 29.6864 | 29.6864 | 29.6864 | 29.6864 | 29.6864 | 29.6864 | 29.6864 | 29.6864 | 29.6864 | 29.6864 | 29.6864 | 29.6864 | 29.6864 | 29.6864 | 29.6864 | 29.6864 | 29.6864 | 29.6864 | 29.6864 | 29.6864 | 29.6864 | 29.6864 | 29.6864 | 29.6864 | 29.6864 | 29.6864 | 29.6864
4308 | 29.687 | 29.687 | 29.687 | 29.687 | 29.687 | 29.687 | 29.687 | 29.687 | 29.687 | 29.687 | 29.687 | 29.687 | 29.687 | 29.687 | 29.687 | 29.687 | 29.687 | 29.687 | 29.687 | 29.687 | 29.687 | 29.687 | 29.687 | 29.687 | 29.687 | 29.687 | 29.687 | 29.687 | 29.687 | 29.687 | 29.687 | 29.687 | 29.687 | 29.687 | 29.687 | 29.687 | 29.687 | 29.687 | 29.687 | 29.687 | 29.687 | 29.687 | 29.687 | 29.687 | 29.687 | 29.687 | 29.687 | 29.687 | 29.687 | 29.687 | 29.687 | 29.687 | 29.687 | 29.687 | 29.687 | 29.687 | 29.687 | 29.687 | 29.687 | 29.687
4309 | 29.6875 | 29.6875 | 29.6875 | 29.6875 | 29.6875 | 29.6875 | 29.6875 | 29.6875 | 29.6875 | 29.6875 | 29.6875 | 29.6875 | 29.6875 | 29.6875 | 29.6875 | 29.6875 | 29.6875 | 29.6875 | 29.6875 | 29.6875 | 29.6875 | 29.6875 | 29.6875 | 29.6875 | 29.6875 | 29.6875 | 29.6875 | 29.6875 | 29.6875 | 29.6875 | 29.6875 | 29.6875 | 29.6875 | 29.6875 | 29.6875 | 29.6875 | 29.6875 | 29.6875 | 29.6875 | 29.6875 | 29.6875 | 29.6875 | 29.6875 | 29.6875 | 29.6875 | 29.6875 | 29.6875 | 29.6875 | 29.6875 | 29.6875 | 29.6875 | 29.6875 | 29.6875 | 29.6875 | 29.6875 | 29.6875 | 29.6875 | 29.6875 | 29.6875 | 29.6875
4310 | 29.6881 | 29.6881 | 29.6881 | 29.6881 | 29.6881 | 29.6881 | 29.6881 | 29.6881 | 29.6881 | 29.6881 | 29.6881 | 29.6881 | 29.6881 | 29.6881 | 29.6881 | 29.6881 | 29.6881 | 29.6881 | 29.6881 | 29.6881 | 29.6881 | 29.6881 | 29.6881 | 29.6881 | 29.6881 | 29.6881 | 29.6881 | 29.6881 | 29.6881 | 29.6881 | 29.6881 | 29.6881 | 29.6881 | 29.6881 | 29.6881 | 29.6881 | 29.6881 | 29.6881 | 29.6881 | 29.6881 | 29.6881 | 29.6881 | 29.6881 | 29.6881 | 29.6881 | 29.6881 | 29.6881 | 29.6881 | 29.6881 | 29.6881 | 29.6881 | 29.6881 | 29.6881 | 29.6881 | 29.6881 | 29.6881 | 29.6881 | 29.6881 | 29.6881 | 29.6881
4311 | 29.6887 | 29.6887 | 29.6887 | 29.6887 | 29.6887 | 29.6887 | 29.6887 | 29.6887 | 29.6887 | 29.6887 | 29.6887 | 29.6887 | 29.6887 | 29.6887 | 29.6887 | 29.6887 | 29.6887 | 29.6887 | 29.6887 | 29.6887 | 29.6887 | 29.6887 | 29.6887 | 29.6887 | 29.6887 | 29.6887 | 29.6887 | 29.6887 | 29.6887 | 29.6887 | 29.6887 | 29.6887 | 29.6887 | 29.6887 | 29.6887 | 29.6887 | 29.6887 | 29.6887 | 29.6887 | 29.6887 | 29.6887 | 29.6887 | 29.6887 | 29.6887 | 29.6887 | 29.6887 | 29.6887 | 29.6887 | 29.6887 | 29.6887 | 29.6887 | 29.6887 | 29.6887 | 29.6887 | 29.6887 | 29.6887 | 29.6887 | 29.6887 | 29.6887 | 29.6887
4312 | 29.6893 | 29.6893 | 29.6893 | 29.6893 | 29.6893 | 29.6893 | 29.6893 | 29.6893 | 29.6893 | 29.6893 | 29.6893 | 29.6893 | 29.6893 | 29.6893 | 29.6893 | 29.6893 | 29.6893 | 29.6893 | 29.6893 | 29.6893 | 29.6893 | 29.6893 | 29.6893 | 29.6893 | 29.6893 | 29.6893 | 29.6893 | 29.6893 | 29.6893 | 29.6893 | 29.6893 | 29.6893 | 29.6893 | 29.6893 | 29.6893 | 29.6893 | 29.6893 | 29.6893 | 29.6893 | 29.6893 | 29.6893 | 29.6893 | 29.6893 | 29.6893 | 29.6893 | 29.6893 | 29.6893 | 29.6893 | 29.6893 | 29.6893 | 29.6893 | 29.6893 | 29.6893 | 29.6893 | 29.6893 | 29.6893 | 29.6893 | 29.6893 | 29.6893 | 29.6893
4313 | 29.6899 | 29.6899 | 29.6899 | 29.6899 | 29.6899 | 29.6899 | 29.6899 | 29.6899 | 29.6899 | 29.6899 | 29.6899 | 29.6899 | 29.6899 | 29.6899 | 29.6899 | 29.6899 | 29.6899 | 29.6899 | 29.6899 | 29.6899 | 29.6899 | 29.6899 | 29.6899 | 29.6899 | 29.6899 | 29.6899 | 29.6899 | 29.6899 | 29.6899 | 29.6899 | 29.6899 | 29.6899 | 29.6899 | 29.6899 | 29.6899 | 29.6899 | 29.6899 | 29.6899 | 29.6899 | 29.6899 | 29.6899 | 29.6899 | 29.6899 | 29.6899 | 29.6899 | 29.6899 | 29.6899 | 29.6899 | 29.6899 | 29.6899 | 29.6899 | 29.6899 | 29.6899 | 29.6899 | 29.6899 | 29.6899 | 29.6899 | 29.6899 | 29.6899 | 29.6899
4314 | 29.6904 | 29.6904 | 29.6904 | 29.6904 | 29.6904 | 29.6904 | 29.6904 | 29.6904 | 29.6904 | 29.6904 | 29.6904 | 29.6904 | 29.6904 | 29.6904 | 29.6904 | 29.6904 | 29.6904 | 29.6904 | 29.6904 | 29.6904 | 29.6904 | 29.6904 | 29.6904 | 29.6904 | 29.6904 | 29.6904 | 29.6904 | 29.6904 | 29.6904 | 29.6904 | 29.6904 | 29.6904 | 29.6904 | 29.6904 | 29.6904 | 29.6904 | 29.6904 | 29.6904 | 29.6904 | 29.6904 | 29.6904 | 29.6904 | 29.6904 | 29.6904 | 29.6904 | 29.6904 | 29.6904 | 29.6904 | 29.6904 | 29.6904 | 29.6904 | 29.6904 | 29.6904 | 29.6904 | 29.6904 | 29.6904 | 29.6904 | 29.6904 | 29.6904 | 29.6904
4315 | 29.691 | 29.691 | 29.691 | 29.691 | 29.691 | 29.691 | 29.691 | 29.691 | 29.691 | 29.691 | 29.691 | 29.691 | 29.691 | 29.691 | 29.691 | 29.691 | 29.691 | 29.691 | 29.691 | 29.691 | 29.691 | 29.691 | 29.691 | 29.691 | 29.691 | 29.691 | 29.691 | 29.691 | 29.691 | 29.691 | 29.691 | 29.691 | 29.691 | 29.691 | 29.691 | 29.691 | 29.691 | 29.691 | 29.691 | 29.691 | 29.691 | 29.691 | 29.691 | 29.691 | 29.691 | 29.691 | 29.691 | 29.691 | 29.691 | 29.691 | 29.691 | 29.691 | 29.691 | 29.691 | 29.691 | 29.691 | 29.691 | 29.691 | 29.691 | 29.691
4316 | 29.6916 | 29.6916 | 29.6916 | 29.6916 | 29.6916 | 29.6916 | 29.6916 | 29.6916 | 29.6916 | 29.6916 | 29.6916 | 29.6916 | 29.6916 | 29.6916 | 29.6916 | 29.6916 | 29.6916 | 29.6916 | 29.6916 | 29.6916 | 29.6916 | 29.6916 | 29.6916 | 29.6916 | 29.6916 | 29.6916 | 29.6916 | 29.6916 | 29.6916 | 29.6916 | 29.6916 | 29.6916 | 29.6916 | 29.6916 | 29.6916 | 29.6916 | 29.6916 | 29.6916 | 29.6916 | 29.6916 | 29.6916 | 29.6916 | 29.6916 | 29.6916 | 29.6916 | 29.6916 | 29.6916 | 29.6916 | 29.6916 | 29.6916 | 29.6916 | 29.6916 | 29.6916 | 29.6916 | 29.6916 | 29.6916 | 29.6916 | 29.6916 | 29.6916 | 29.6916
4317 | 29.6922 | 29.6922 | 29.6922 | 29.6922 | 29.6922 | 29.6922 | 29.6922 | 29.6922 | 29.6922 | 29.6922 | 29.6922 | 29.6922 | 29.6922 | 29.6922 | 29.6922 | 29.6922 | 29.6922 | 29.6922 | 29.6922 | 29.6922 | 29.6922 | 29.6922 | 29.6922 | 29.6922 | 29.6922 | 29.6922 | 29.6922 | 29.6922 | 29.6922 | 29.6922 | 29.6922 | 29.6922 | 29.6922 | 29.6922 | 29.6922 | 29.6922 | 29.6922 | 29.6922 | 29.6922 | 29.6922 | 29.6922 | 29.6922 | 29.6922 | 29.6922 | 29.6922 | 29.6922 | 29.6922 | 29.6922 | 29.6922 | 29.6922 | 29.6922 | 29.6922 | 29.6922 | 29.6922 | 29.6922 | 29.6922 | 29.6922 | 29.6922 | 29.6922 | 29.6922
4318 | 29.6928 | 29.6928 | 29.6928 | 29.6928 | 29.6928 | 29.6928 | 29.6928 | 29.6928 | 29.6928 | 29.6928 | 29.6928 | 29.6928 | 29.6928 | 29.6928 | 29.6928 | 29.6928 | 29.6928 | 29.6928 | 29.6928 | 29.6928 | 29.6928 | 29.6928 | 29.6928 | 29.6928 | 29.6928 | 29.6928 | 29.6928 | 29.6928 | 29.6928 | 29.6928 | 29.6928 | 29.6928 | 29.6928 | 29.6928 | 29.6928 | 29.6928 | 29.6928 | 29.6928 | 29.6928 | 29.6928 | 29.6928 | 29.6928 | 29.6928 | 29.6928 | 29.6928 | 29.6928 | 29.6928 | 29.6928 | 29.6928 | 29.6928 | 29.6928 | 29.6928 | 29.6928 | 29.6928 | 29.6928 | 29.6928 | 29.6928 | 29.6928 | 29.6928 | 29.6928
4319 | 29.6933 | 29.6933 | 29.6933 | 29.6933 | 29.6933 | 29.6933 | 29.6933 | 29.6933 | 29.6933 | 29.6933 | 29.6933 | 29.6933 | 29.6933 | 29.6933 | 29.6933 | 29.6933 | 29.6933 | 29.6933 | 29.6933 | 29.6933 | 29.6933 | 29.6933 | 29.6933 | 29.6933 | 29.6933 | 29.6933 | 29.6933 | 29.6933 | 29.6933 | 29.6933 | 29.6933 | 29.6933 | 29.6933 | 29.6933 | 29.6933 | 29.6933 | 29.6933 | 29.6933 | 29.6933 | 29.6933 | 29.6933 | 29.6933 | 29.6933 | 29.6933 | 29.6933 | 29.6933 | 29.6933 | 29.6933 | 29.6933 | 29.6933 | 29.6933 | 29.6933 | 29.6933 | 29.6933 | 29.6933 | 29.6933 | 29.6933 | 29.6933 | 29.6933 | 29.6933
4320 | 29.6939 | 29.6939 | 29.6939 | 29.6939 | 29.6939 | 29.6939 | 29.6939 | 29.6939 | 29.6939 | 29.6939 | 29.6939 | 29.6939 | 29.6939 | 29.6939 | 29.6939 | 29.6939 | 29.6939 | 29.6939 | 29.6939 | 29.6939 | 29.6939 | 29.6939 | 29.6939 | 29.6939 | 29.6939 | 29.6939 | 29.6939 | 29.6939 | 29.6939 | 29.6939 | 29.6939 | 29.6939 | 29.6939 | 29.6939 | 29.6939 | 29.6939 | 29.6939 | 29.6939 | 29.6939 | 29.6939 | 29.6939 | 29.6939 | 29.6939 | 29.6939 | 29.6939 | 29.6939 | 29.6939 | 29.6939 | 29.6939 | 29.6939 | 29.6939 | 29.6939 | 29.6939 | 29.6939 | 29.6939 | 29.6939 | 29.6939 | 29.6939 | 29.6939 | 29.6939
4321 | 29.6945 | 29.6945 | 29.6945 | 29.6945 | 29.6945 | 29.6945 | 29.6945 | 29.6945 | 29.6945 | 29.6945 | 29.6945 | 29.6945 | 29.6945 | 29.6945 | 29.6945 | 29.6945 | 29.6945 | 29.6945 | 29.6945 | 29.6945 | 29.6945 | 29.6945 | 29.6945 | 29.6945 | 29.6945 | 29.6945 | 29.6945 | 29.6945 | 29.6945 | 29.6945 | 29.6945 | 29.6945 | 29.6945 | 29.6945 | 29.6945 | 29.6945 | 29.6945 | 29.6945 | 29.6945 | 29.6945 | 29.6945 | 29.6945 | 29.6945 | 29.6945 | 29.6945 | 29.6945 | 29.6945 | 29.6945 | 29.6945 | 29.6945 | 29.6945 | 29.6945 | 29.6945 | 29.6945 | 29.6945 | 29.6945 | 29.6945 | 29.6945 | 29.6945 | 29.6945
4322 | 29.6951 | 29.6951 | 29.6951 | 29.6951 | 29.6951 | 29.6951 | 29.6951 | 29.6951 | 29.6951 | 29.6951 | 29.6951 | 29.6951 | 29.6951 | 29.6951 | 29.6951 | 29.6951 | 29.6951 | 29.6951 | 29.6951 | 29.6951 | 29.6951 | 29.6951 | 29.6951 | 29.6951 | 29.6951 | 29.6951 | 29.6951 | 29.6951 | 29.6951 | 29.6951 | 29.6951 | 29.6951 | 29.6951 | 29.6951 | 29.6951 | 29.6951 | 29.6951 | 29.6951 | 29.6951 | 29.6951 | 29.6951 | 29.6951 | 29.6951 | 29.6951 | 29.6951 | 29.6951 | 29.6951 | 29.6951 | 29.6951 | 29.6951 | 29.6951 | 29.6951 | 29.6951 | 29.6951 | 29.6951 | 29.6951 | 29.6951 | 29.6951 | 29.6951 | 29.6951
4323 | 29.6957 | 29.6957 | 29.6957 | 29.6957 | 29.6957 | 29.6957 | 29.6957 | 29.6957 | 29.6957 | 29.6957 | 29.6957 | 29.6957 | 29.6957 | 29.6957 | 29.6957 | 29.6957 | 29.6957 | 29.6957 | 29.6957 | 29.6957 | 29.6957 | 29.6957 | 29.6957 | 29.6957 | 29.6957 | 29.6957 | 29.6957 | 29.6957 | 29.6957 | 29.6957 | 29.6957 | 29.6957 | 29.6957 | 29.6957 | 29.6957 | 29.6957 | 29.6957 | 29.6957 | 29.6957 | 29.6957 | 29.6957 | 29.6957 | 29.6957 | 29.6957 | 29.6957 | 29.6957 | 29.6957 | 29.6957 | 29.6957 | 29.6957 | 29.6957 | 29.6957 | 29.6957 | 29.6957 | 29.6957 | 29.6957 | 29.6957 | 29.6957 | 29.6957 | 29.6957
4324 | 29.6962 | 29.6962 | 29.6962 | 29.6962 | 29.6962 | 29.6962 | 29.6962 | 29.6962 | 29.6962 | 29.6962 | 29.6962 | 29.6962 | 29.6962 | 29.6962 | 29.6962 | 29.6962 | 29.6962 | 29.6962 | 29.6962 | 29.6962 | 29.6962 | 29.6962 | 29.6962 | 29.6962 | 29.6962 | 29.6962 | 29.6962 | 29.6962 | 29.6962 | 29.6962 | 29.6962 | 29.6962 | 29.6962 | 29.6962 | 29.6962 | 29.6962 | 29.6962 | 29.6962 | 29.6962 | 29.6962 | 29.6962 | 29.6962 | 29.6962 | 29.6962 | 29.6962 | 29.6962 | 29.6962 | 29.6962 | 29.6962 | 29.6962 | 29.6962 | 29.6962 | 29.6962 | 29.6962 | 29.6962 | 29.6962 | 29.6962 | 29.6962 | 29.6962 | 29.6962
4325 | 29.6968 | 29.6968 | 29.6968 | 29.6968 | 29.6968 | 29.6968 | 29.6968 | 29.6968 | 29.6968 | 29.6968 | 29.6968 | 29.6968 | 29.6968 | 29.6968 | 29.6968 | 29.6968 | 29.6968 | 29.6968 | 29.6968 | 29.6968 | 29.6968 | 29.6968 | 29.6968 | 29.6968 | 29.6968 | 29.6968 | 29.6968 | 29.6968 | 29.6968 | 29.6968 | 29.6968 | 29.6968 | 29.6968 | 29.6968 | 29.6968 | 29.6968 | 29.6968 | 29.6968 | 29.6968 | 29.6968 | 29.6968 | 29.6968 | 29.6968 | 29.6968 | 29.6968 | 29.6968 | 29.6968 | 29.6968 | 29.6968 | 29.6968 | 29.6968 | 29.6968 | 29.6968 | 29.6968 | 29.6968 | 29.6968 | 29.6968 | 29.6968 | 29.6968 | 29.6968
4326 | 29.6974 | 29.6974 | 29.6974 | 29.6974 | 29.6974 | 29.6974 | 29.6974 | 29.6974 | 29.6974 | 29.6974 | 29.6974 | 29.6974 | 29.6974 | 29.6974 | 29.6974 | 29.6974 | 29.6974 | 29.6974 | 29.6974 | 29.6974 | 29.6974 | 29.6974 | 29.6974 | 29.6974 | 29.6974 | 29.6974 | 29.6974 | 29.6974 | 29.6974 | 29.6974 | 29.6974 | 29.6974 | 29.6974 | 29.6974 | 29.6974 | 29.6974 | 29.6974 | 29.6974 | 29.6974 | 29.6974 | 29.6974 | 29.6974 | 29.6974 | 29.6974 | 29.6974 | 29.6974 | 29.6974 | 29.6974 | 29.6974 | 29.6974 | 29.6974 | 29.6974 | 29.6974 | 29.6974 | 29.6974 | 29.6974 | 29.6974 | 29.6974 | 29.6974 | 29.6974
4327 | 29.698 | 29.698 | 29.698 | 29.698 | 29.698 | 29.698 | 29.698 | 29.698 | 29.698 | 29.698 | 29.698 | 29.698 | 29.698 | 29.698 | 29.698 | 29.698 | 29.698 | 29.698 | 29.698 | 29.698 | 29.698 | 29.698 | 29.698 | 29.698 | 29.698 | 29.698 | 29.698 | 29.698 | 29.698 | 29.698 | 29.698 | 29.698 | 29.698 | 29.698 | 29.698 | 29.698 | 29.698 | 29.698 | 29.698 | 29.698 | 29.698 | 29.698 | 29.698 | 29.698 | 29.698 | 29.698 | 29.698 | 29.698 | 29.698 | 29.698 | 29.698 | 29.698 | 29.698 | 29.698 | 29.698 | 29.698 | 29.698 | 29.698 | 29.698 | 29.698
4328 | 29.6985 | 29.6985 | 29.6985 | 29.6985 | 29.6985 | 29.6985 | 29.6985 | 29.6985 | 29.6985 | 29.6985 | 29.6985 | 29.6985 | 29.6985 | 29.6985 | 29.6985 | 29.6985 | 29.6985 | 29.6985 | 29.6985 | 29.6985 | 29.6985 | 29.6985 | 29.6985 | 29.6985 | 29.6985 | 29.6985 | 29.6985 | 29.6985 | 29.6985 | 29.6985 | 29.6985 | 29.6985 | 29.6985 | 29.6985 | 29.6985 | 29.6985 | 29.6985 | 29.6985 | 29.6985 | 29.6985 | 29.6985 | 29.6985 | 29.6985 | 29.6985 | 29.6985 | 29.6985 | 29.6985 | 29.6985 | 29.6985 | 29.6985 | 29.6985 | 29.6985 | 29.6985 | 29.6985 | 29.6985 | 29.6985 | 29.6985 | 29.6985 | 29.6985 | 29.6985
4329 | 29.6991 | 29.6991 | 29.6991 | 29.6991 | 29.6991 | 29.6991 | 29.6991 | 29.6991 | 29.6991 | 29.6991 | 29.6991 | 29.6991 | 29.6991 | 29.6991 | 29.6991 | 29.6991 | 29.6991 | 29.6991 | 29.6991 | 29.6991 | 29.6991 | 29.6991 | 29.6991 | 29.6991 | 29.6991 | 29.6991 | 29.6991 | 29.6991 | 29.6991 | 29.6991 | 29.6991 | 29.6991 | 29.6991 | 29.6991 | 29.6991 | 29.6991 | 29.6991 | 29.6991 | 29.6991 | 29.6991 | 29.6991 | 29.6991 | 29.6991 | 29.6991 | 29.6991 | 29.6991 | 29.6991 | 29.6991 | 29.6991 | 29.6991 | 29.6991 | 29.6991 | 29.6991 | 29.6991 | 29.6991 | 29.6991 | 29.6991 | 29.6991 | 29.6991 | 29.6991
4330 | 29.6997 | 29.6997 | 29.6997 | 29.6997 | 29.6997 | 29.6997 | 29.6997 | 29.6997 | 29.6997 | 29.6997 | 29.6997 | 29.6997 | 29.6997 | 29.6997 | 29.6997 | 29.6997 | 29.6997 | 29.6997 | 29.6997 | 29.6997 | 29.6997 | 29.6997 | 29.6997 | 29.6997 | 29.6997 | 29.6997 | 29.6997 | 29.6997 | 29.6997 | 29.6997 | 29.6997 | 29.6997 | 29.6997 | 29.6997 | 29.6997 | 29.6997 | 29.6997 | 29.6997 | 29.6997 | 29.6997 | 29.6997 | 29.6997 | 29.6997 | 29.6997 | 29.6997 | 29.6997 | 29.6997 | 29.6997 | 29.6997 | 29.6997 | 29.6997 | 29.6997 | 29.6997 | 29.6997 | 29.6997 | 29.6997 | 29.6997 | 29.6997 | 29.6997 | 29.6997
4331 | 29.7003 | 29.7003 | 29.7003 | 29.7003 | 29.7003 | 29.7003 | 29.7003 | 29.7003 | 29.7003 | 29.7003 | 29.7003 | 29.7003 | 29.7003 | 29.7003 | 29.7003 | 29.7003 | 29.7003 | 29.7003 | 29.7003 | 29.7003 | 29.7003 | 29.7003 | 29.7003 | 29.7003 | 29.7003 | 29.7003 | 29.7003 | 29.7003 | 29.7003 | 29.7003 | 29.7003 | 29.7003 | 29.7003 | 29.7003 | 29.7003 | 29.7003 | 29.7003 | 29.7003 | 29.7003 | 29.7003 | 29.7003 | 29.7003 | 29.7003 | 29.7003 | 29.7003 | 29.7003 | 29.7003 | 29.7003 | 29.7003 | 29.7003 | 29.7003 | 29.7003 | 29.7003 | 29.7003 | 29.7003 | 29.7003 | 29.7003 | 29.7003 | 29.7003 | 29.7003
4332 | 29.7009 | 29.7009 | 29.7009 | 29.7009 | 29.7009 | 29.7009 | 29.7009 | 29.7009 | 29.7009 | 29.7009 | 29.7009 | 29.7009 | 29.7009 | 29.7009 | 29.7009 | 29.7009 | 29.7009 | 29.7009 | 29.7009 | 29.7009 | 29.7009 | 29.7009 | 29.7009 | 29.7009 | 29.7009 | 29.7009 | 29.7009 | 29.7009 | 29.7009 | 29.7009 | 29.7009 | 29.7009 | 29.7009 | 29.7009 | 29.7009 | 29.7009 | 29.7009 | 29.7009 | 29.7009 | 29.7009 | 29.7009 | 29.7009 | 29.7009 | 29.7009 | 29.7009 | 29.7009 | 29.7009 | 29.7009 | 29.7009 | 29.7009 | 29.7009 | 29.7009 | 29.7009 | 29.7009 | 29.7009 | 29.7009 | 29.7009 | 29.7009 | 29.7009 | 29.7009
4333 | 29.7014 | 29.7014 | 29.7014 | 29.7014 | 29.7014 | 29.7014 | 29.7014 | 29.7014 | 29.7014 | 29.7014 | 29.7014 | 29.7014 | 29.7014 | 29.7014 | 29.7014 | 29.7014 | 29.7014 | 29.7014 | 29.7014 | 29.7014 | 29.7014 | 29.7014 | 29.7014 | 29.7014 | 29.7014 | 29.7014 | 29.7014 | 29.7014 | 29.7014 | 29.7014 | 29.7014 | 29.7014 | 29.7014 | 29.7014 | 29.7014 | 29.7014 | 29.7014 | 29.7014 | 29.7014 | 29.7014 | 29.7014 | 29.7014 | 29.7014 | 29.7014 | 29.7014 | 29.7014 | 29.7014 | 29.7014 | 29.7014 | 29.7014 | 29.7014 | 29.7014 | 29.7014 | 29.7014 | 29.7014 | 29.7014 | 29.7014 | 29.7014 | 29.7014 | 29.7014
4334 | 29.702 | 29.702 | 29.702 | 29.702 | 29.702 | 29.702 | 29.702 | 29.702 | 29.702 | 29.702 | 29.702 | 29.702 | 29.702 | 29.702 | 29.702 | 29.702 | 29.702 | 29.702 | 29.702 | 29.702 | 29.702 | 29.702 | 29.702 | 29.702 | 29.702 | 29.702 | 29.702 | 29.702 | 29.702 | 29.702 | 29.702 | 29.702 | 29.702 | 29.702 | 29.702 | 29.702 | 29.702 | 29.702 | 29.702 | 29.702 | 29.702 | 29.702 | 29.702 | 29.702 | 29.702 | 29.702 | 29.702 | 29.702 | 29.702 | 29.702 | 29.702 | 29.702 | 29.702 | 29.702 | 29.702 | 29.702 | 29.702 | 29.702 | 29.702 | 29.702
4335 | 29.7026 | 29.7026 | 29.7026 | 29.7026 | 29.7026 | 29.7026 | 29.7026 | 29.7026 | 29.7026 | 29.7026 | 29.7026 | 29.7026 | 29.7026 | 29.7026 | 29.7026 | 29.7026 | 29.7026 | 29.7026 | 29.7026 | 29.7026 | 29.7026 | 29.7026 | 29.7026 | 29.7026 | 29.7026 | 29.7026 | 29.7026 | 29.7026 | 29.7026 | 29.7026 | 29.7026 | 29.7026 | 29.7026 | 29.7026 | 29.7026 | 29.7026 | 29.7026 | 29.7026 | 29.7026 | 29.7026 | 29.7026 | 29.7026 | 29.7026 | 29.7026 | 29.7026 | 29.7026 | 29.7026 | 29.7026 | 29.7026 | 29.7026 | 29.7026 | 29.7026 | 29.7026 | 29.7026 | 29.7026 | 29.7026 | 29.7026 | 29.7026 | 29.7026 | 29.7026
4336 | 29.7032 | 29.7032 | 29.7032 | 29.7032 | 29.7032 | 29.7032 | 29.7032 | 29.7032 | 29.7032 | 29.7032 | 29.7032 | 29.7032 | 29.7032 | 29.7032 | 29.7032 | 29.7032 | 29.7032 | 29.7032 | 29.7032 | 29.7032 | 29.7032 | 29.7032 | 29.7032 | 29.7032 | 29.7032 | 29.7032 | 29.7032 | 29.7032 | 29.7032 | 29.7032 | 29.7032 | 29.7032 | 29.7032 | 29.7032 | 29.7032 | 29.7032 | 29.7032 | 29.7032 | 29.7032 | 29.7032 | 29.7032 | 29.7032 | 29.7032 | 29.7032 | 29.7032 | 29.7032 | 29.7032 | 29.7032 | 29.7032 | 29.7032 | 29.7032 | 29.7032 | 29.7032 | 29.7032 | 29.7032 | 29.7032 | 29.7032 | 29.7032 | 29.7032 | 29.7032
4337 | 29.7037 | 29.7037 | 29.7037 | 29.7037 | 29.7037 | 29.7037 | 29.7037 | 29.7037 | 29.7037 | 29.7037 | 29.7037 | 29.7037 | 29.7037 | 29.7037 | 29.7037 | 29.7037 | 29.7037 | 29.7037 | 29.7037 | 29.7037 | 29.7037 | 29.7037 | 29.7037 | 29.7037 | 29.7037 | 29.7037 | 29.7037 | 29.7037 | 29.7037 | 29.7037 | 29.7037 | 29.7037 | 29.7037 | 29.7037 | 29.7037 | 29.7037 | 29.7037 | 29.7037 | 29.7037 | 29.7037 | 29.7037 | 29.7037 | 29.7037 | 29.7037 | 29.7037 | 29.7037 | 29.7037 | 29.7037 | 29.7037 | 29.7037 | 29.7037 | 29.7037 | 29.7037 | 29.7037 | 29.7037 | 29.7037 | 29.7037 | 29.7037 | 29.7037 | 29.7037
4338 | 29.7043 | 29.7043 | 29.7043 | 29.7043 | 29.7043 | 29.7043 | 29.7043 | 29.7043 | 29.7043 | 29.7043 | 29.7043 | 29.7043 | 29.7043 | 29.7043 | 29.7043 | 29.7043 | 29.7043 | 29.7043 | 29.7043 | 29.7043 | 29.7043 | 29.7043 | 29.7043 | 29.7043 | 29.7043 | 29.7043 | 29.7043 | 29.7043 | 29.7043 | 29.7043 | 29.7043 | 29.7043 | 29.7043 | 29.7043 | 29.7043 | 29.7043 | 29.7043 | 29.7043 | 29.7043 | 29.7043 | 29.7043 | 29.7043 | 29.7043 | 29.7043 | 29.7043 | 29.7043 | 29.7043 | 29.7043 | 29.7043 | 29.7043 | 29.7043 | 29.7043 | 29.7043 | 29.7043 | 29.7043 | 29.7043 | 29.7043 | 29.7043 | 29.7043 | 29.7043
4339 | 29.7049 | 29.7049 | 29.7049 | 29.7049 | 29.7049 | 29.7049 | 29.7049 | 29.7049 | 29.7049 | 29.7049 | 29.7049 | 29.7049 | 29.7049 | 29.7049 | 29.7049 | 29.7049 | 29.7049 | 29.7049 | 29.7049 | 29.7049 | 29.7049 | 29.7049 | 29.7049 | 29.7049 | 29.7049 | 29.7049 | 29.7049 | 29.7049 | 29.7049 | 29.7049 | 29.7049 | 29.7049 | 29.7049 | 29.7049 | 29.7049 | 29.7049 | 29.7049 | 29.7049 | 29.7049 | 29.7049 | 29.7049 | 29.7049 | 29.7049 | 29.7049 | 29.7049 | 29.7049 | 29.7049 | 29.7049 | 29.7049 | 29.7049 | 29.7049 | 29.7049 | 29.7049 | 29.7049 | 29.7049 | 29.7049 | 29.7049 | 29.7049 | 29.7049 | 29.7049
4340 | 29.7055 | 29.7055 | 29.7055 | 29.7055 | 29.7055 | 29.7055 | 29.7055 | 29.7055 | 29.7055 | 29.7055 | 29.7055 | 29.7055 | 29.7055 | 29.7055 | 29.7055 | 29.7055 | 29.7055 | 29.7055 | 29.7055 | 29.7055 | 29.7055 | 29.7055 | 29.7055 | 29.7055 | 29.7055 | 29.7055 | 29.7055 | 29.7055 | 29.7055 | 29.7055 | 29.7055 | 29.7055 | 29.7055 | 29.7055 | 29.7055 | 29.7055 | 29.7055 | 29.7055 | 29.7055 | 29.7055 | 29.7055 | 29.7055 | 29.7055 | 29.7055 | 29.7055 | 29.7055 | 29.7055 | 29.7055 | 29.7055 | 29.7055 | 29.7055 | 29.7055 | 29.7055 | 29.7055 | 29.7055 | 29.7055 | 29.7055 | 29.7055 | 29.7055 | 29.7055
4341 | 29.706 | 29.706 | 29.706 | 29.706 | 29.706 | 29.706 | 29.706 | 29.706 | 29.706 | 29.706 | 29.706 | 29.706 | 29.706 | 29.706 | 29.706 | 29.706 | 29.706 | 29.706 | 29.706 | 29.706 | 29.706 | 29.706 | 29.706 | 29.706 | 29.706 | 29.706 | 29.706 | 29.706 | 29.706 | 29.706 | 29.706 | 29.706 | 29.706 | 29.706 | 29.706 | 29.706 | 29.706 | 29.706 | 29.706 | 29.706 | 29.706 | 29.706 | 29.706 | 29.706 | 29.706 | 29.706 | 29.706 | 29.706 | 29.706 | 29.706 | 29.706 | 29.706 | 29.706 | 29.706 | 29.706 | 29.706 | 29.706 | 29.706 | 29.706 | 29.706
4342 | 29.7066 | 29.7066 | 29.7066 | 29.7066 | 29.7066 | 29.7066 | 29.7066 | 29.7066 | 29.7066 | 29.7066 | 29.7066 | 29.7066 | 29.7066 | 29.7066 | 29.7066 | 29.7066 | 29.7066 | 29.7066 | 29.7066 | 29.7066 | 29.7066 | 29.7066 | 29.7066 | 29.7066 | 29.7066 | 29.7066 | 29.7066 | 29.7066 | 29.7066 | 29.7066 | 29.7066 | 29.7066 | 29.7066 | 29.7066 | 29.7066 | 29.7066 | 29.7066 | 29.7066 | 29.7066 | 29.7066 | 29.7066 | 29.7066 | 29.7066 | 29.7066 | 29.7066 | 29.7066 | 29.7066 | 29.7066 | 29.7066 | 29.7066 | 29.7066 | 29.7066 | 29.7066 | 29.7066 | 29.7066 | 29.7066 | 29.7066 | 29.7066 | 29.7066 | 29.7066
4343 | 29.7072 | 29.7072 | 29.7072 | 29.7072 | 29.7072 | 29.7072 | 29.7072 | 29.7072 | 29.7072 | 29.7072 | 29.7072 | 29.7072 | 29.7072 | 29.7072 | 29.7072 | 29.7072 | 29.7072 | 29.7072 | 29.7072 | 29.7072 | 29.7072 | 29.7072 | 29.7072 | 29.7072 | 29.7072 | 29.7072 | 29.7072 | 29.7072 | 29.7072 | 29.7072 | 29.7072 | 29.7072 | 29.7072 | 29.7072 | 29.7072 | 29.7072 | 29.7072 | 29.7072 | 29.7072 | 29.7072 | 29.7072 | 29.7072 | 29.7072 | 29.7072 | 29.7072 | 29.7072 | 29.7072 | 29.7072 | 29.7072 | 29.7072 | 29.7072 | 29.7072 | 29.7072 | 29.7072 | 29.7072 | 29.7072 | 29.7072 | 29.7072 | 29.7072 | 29.7072
4344 | 29.7078 | 29.7078 | 29.7078 | 29.7078 | 29.7078 | 29.7078 | 29.7078 | 29.7078 | 29.7078 | 29.7078 | 29.7078 | 29.7078 | 29.7078 | 29.7078 | 29.7078 | 29.7078 | 29.7078 | 29.7078 | 29.7078 | 29.7078 | 29.7078 | 29.7078 | 29.7078 | 29.7078 | 29.7078 | 29.7078 | 29.7078 | 29.7078 | 29.7078 | 29.7078 | 29.7078 | 29.7078 | 29.7078 | 29.7078 | 29.7078 | 29.7078 | 29.7078 | 29.7078 | 29.7078 | 29.7078 | 29.7078 | 29.7078 | 29.7078 | 29.7078 | 29.7078 | 29.7078 | 29.7078 | 29.7078 | 29.7078 | 29.7078 | 29.7078 | 29.7078 | 29.7078 | 29.7078 | 29.7078 | 29.7078 | 29.7078 | 29.7078 | 29.7078 | 29.7078
4345 | 29.7083 | 29.7083 | 29.7083 | 29.7083 | 29.7083 | 29.7083 | 29.7083 | 29.7083 | 29.7083 | 29.7083 | 29.7083 | 29.7083 | 29.7083 | 29.7083 | 29.7083 | 29.7083 | 29.7083 | 29.7083 | 29.7083 | 29.7083 | 29.7083 | 29.7083 | 29.7083 | 29.7083 | 29.7083 | 29.7083 | 29.7083 | 29.7083 | 29.7083 | 29.7083 | 29.7083 | 29.7083 | 29.7083 | 29.7083 | 29.7083 | 29.7083 | 29.7083 | 29.7083 | 29.7083 | 29.7083 | 29.7083 | 29.7083 | 29.7083 | 29.7083 | 29.7083 | 29.7083 | 29.7083 | 29.7083 | 29.7083 | 29.7083 | 29.7083 | 29.7083 | 29.7083 | 29.7083 | 29.7083 | 29.7083 | 29.7083 | 29.7083 | 29.7083 | 29.7083
4346 | 29.7089 | 29.7089 | 29.7089 | 29.7089 | 29.7089 | 29.7089 | 29.7089 | 29.7089 | 29.7089 | 29.7089 | 29.7089 | 29.7089 | 29.7089 | 29.7089 | 29.7089 | 29.7089 | 29.7089 | 29.7089 | 29.7089 | 29.7089 | 29.7089 | 29.7089 | 29.7089 | 29.7089 | 29.7089 | 29.7089 | 29.7089 | 29.7089 | 29.7089 | 29.7089 | 29.7089 | 29.7089 | 29.7089 | 29.7089 | 29.7089 | 29.7089 | 29.7089 | 29.7089 | 29.7089 | 29.7089 | 29.7089 | 29.7089 | 29.7089 | 29.7089 | 29.7089 | 29.7089 | 29.7089 | 29.7089 | 29.7089 | 29.7089 | 29.7089 | 29.7089 | 29.7089 | 29.7089 | 29.7089 | 29.7089 | 29.7089 | 29.7089 | 29.7089 | 29.7089
4347 | 29.7095 | 29.7095 | 29.7095 | 29.7095 | 29.7095 | 29.7095 | 29.7095 | 29.7095 | 29.7095 | 29.7095 | 29.7095 | 29.7095 | 29.7095 | 29.7095 | 29.7095 | 29.7095 | 29.7095 | 29.7095 | 29.7095 | 29.7095 | 29.7095 | 29.7095 | 29.7095 | 29.7095 | 29.7095 | 29.7095 | 29.7095 | 29.7095 | 29.7095 | 29.7095 | 29.7095 | 29.7095 | 29.7095 | 29.7095 | 29.7095 | 29.7095 | 29.7095 | 29.7095 | 29.7095 | 29.7095 | 29.7095 | 29.7095 | 29.7095 | 29.7095 | 29.7095 | 29.7095 | 29.7095 | 29.7095 | 29.7095 | 29.7095 | 29.7095 | 29.7095 | 29.7095 | 29.7095 | 29.7095 | 29.7095 | 29.7095 | 29.7095 | 29.7095 | 29.7095
4348 | 29.7101 | 29.7101 | 29.7101 | 29.7101 | 29.7101 | 29.7101 | 29.7101 | 29.7101 | 29.7101 | 29.7101 | 29.7101 | 29.7101 | 29.7101 | 29.7101 | 29.7101 | 29.7101 | 29.7101 | 29.7101 | 29.7101 | 29.7101 | 29.7101 | 29.7101 | 29.7101 | 29.7101 | 29.7101 | 29.7101 | 29.7101 | 29.7101 | 29.7101 | 29.7101 | 29.7101 | 29.7101 | 29.7101 | 29.7101 | 29.7101 | 29.7101 | 29.7101 | 29.7101 | 29.7101 | 29.7101 | 29.7101 | 29.7101 | 29.7101 | 29.7101 | 29.7101 | 29.7101 | 29.7101 | 29.7101 | 29.7101 | 29.7101 | 29.7101 | 29.7101 | 29.7101 | 29.7101 | 29.7101 | 29.7101 | 29.7101 | 29.7101 | 29.7101 | 29.7101
4349 | 29.7106 | 29.7106 | 29.7106 | 29.7106 | 29.7106 | 29.7106 | 29.7106 | 29.7106 | 29.7106 | 29.7106 | 29.7106 | 29.7106 | 29.7106 | 29.7106 | 29.7106 | 29.7106 | 29.7106 | 29.7106 | 29.7106 | 29.7106 | 29.7106 | 29.7106 | 29.7106 | 29.7106 | 29.7106 | 29.7106 | 29.7106 | 29.7106 | 29.7106 | 29.7106 | 29.7106 | 29.7106 | 29.7106 | 29.7106 | 29.7106 | 29.7106 | 29.7106 | 29.7106 | 29.7106 | 29.7106 | 29.7106 | 29.7106 | 29.7106 | 29.7106 | 29.7106 | 29.7106 | 29.7106 | 29.7106 | 29.7106 | 29.7106 | 29.7106 | 29.7106 | 29.7106 | 29.7106 | 29.7106 | 29.7106 | 29.7106 | 29.7106 | 29.7106 | 29.7106
4350 | 29.7112 | 29.7112 | 29.7112 | 29.7112 | 29.7112 | 29.7112 | 29.7112 | 29.7112 | 29.7112 | 29.7112 | 29.7112 | 29.7112 | 29.7112 | 29.7112 | 29.7112 | 29.7112 | 29.7112 | 29.7112 | 29.7112 | 29.7112 | 29.7112 | 29.7112 | 29.7112 | 29.7112 | 29.7112 | 29.7112 | 29.7112 | 29.7112 | 29.7112 | 29.7112 | 29.7112 | 29.7112 | 29.7112 | 29.7112 | 29.7112 | 29.7112 | 29.7112 | 29.7112 | 29.7112 | 29.7112 | 29.7112 | 29.7112 | 29.7112 | 29.7112 | 29.7112 | 29.7112 | 29.7112 | 29.7112 | 29.7112 | 29.7112 | 29.7112 | 29.7112 | 29.7112 | 29.7112 | 29.7112 | 29.7112 | 29.7112 | 29.7112 | 29.7112 | 29.7112
4351 | 29.7118 | 29.7118 | 29.7118 | 29.7118 | 29.7118 | 29.7118 | 29.7118 | 29.7118 | 29.7118 | 29.7118 | 29.7118 | 29.7118 | 29.7118 | 29.7118 | 29.7118 | 29.7118 | 29.7118 | 29.7118 | 29.7118 | 29.7118 | 29.7118 | 29.7118 | 29.7118 | 29.7118 | 29.7118 | 29.7118 | 29.7118 | 29.7118 | 29.7118 | 29.7118 | 29.7118 | 29.7118 | 29.7118 | 29.7118 | 29.7118 | 29.7118 | 29.7118 | 29.7118 | 29.7118 | 29.7118 | 29.7118 | 29.7118 | 29.7118 | 29.7118 | 29.7118 | 29.7118 | 29.7118 | 29.7118 | 29.7118 | 29.7118 | 29.7118 | 29.7118 | 29.7118 | 29.7118 | 29.7118 | 29.7118 | 29.7118 | 29.7118 | 29.7118 | 29.7118
4352 | 29.7124 | 29.7124 | 29.7124 | 29.7124 | 29.7124 | 29.7124 | 29.7124 | 29.7124 | 29.7124 | 29.7124 | 29.7124 | 29.7124 | 29.7124 | 29.7124 | 29.7124 | 29.7124 | 29.7124 | 29.7124 | 29.7124 | 29.7124 | 29.7124 | 29.7124 | 29.7124 | 29.7124 | 29.7124 | 29.7124 | 29.7124 | 29.7124 | 29.7124 | 29.7124 | 29.7124 | 29.7124 | 29.7124 | 29.7124 | 29.7124 | 29.7124 | 29.7124 | 29.7124 | 29.7124 | 29.7124 | 29.7124 | 29.7124 | 29.7124 | 29.7124 | 29.7124 | 29.7124 | 29.7124 | 29.7124 | 29.7124 | 29.7124 | 29.7124 | 29.7124 | 29.7124 | 29.7124 | 29.7124 | 29.7124 | 29.7124 | 29.7124 | 29.7124 | 29.7124
4353 | 29.7129 | 29.7129 | 29.7129 | 29.7129 | 29.7129 | 29.7129 | 29.7129 | 29.7129 | 29.7129 | 29.7129 | 29.7129 | 29.7129 | 29.7129 | 29.7129 | 29.7129 | 29.7129 | 29.7129 | 29.7129 | 29.7129 | 29.7129 | 29.7129 | 29.7129 | 29.7129 | 29.7129 | 29.7129 | 29.7129 | 29.7129 | 29.7129 | 29.7129 | 29.7129 | 29.7129 | 29.7129 | 29.7129 | 29.7129 | 29.7129 | 29.7129 | 29.7129 | 29.7129 | 29.7129 | 29.7129 | 29.7129 | 29.7129 | 29.7129 | 29.7129 | 29.7129 | 29.7129 | 29.7129 | 29.7129 | 29.7129 | 29.7129 | 29.7129 | 29.7129 | 29.7129 | 29.7129 | 29.7129 | 29.7129 | 29.7129 | 29.7129 | 29.7129 | 29.7129
4354 | 29.7135 | 29.7135 | 29.7135 | 29.7135 | 29.7135 | 29.7135 | 29.7135 | 29.7135 | 29.7135 | 29.7135 | 29.7135 | 29.7135 | 29.7135 | 29.7135 | 29.7135 | 29.7135 | 29.7135 | 29.7135 | 29.7135 | 29.7135 | 29.7135 | 29.7135 | 29.7135 | 29.7135 | 29.7135 | 29.7135 | 29.7135 | 29.7135 | 29.7135 | 29.7135 | 29.7135 | 29.7135 | 29.7135 | 29.7135 | 29.7135 | 29.7135 | 29.7135 | 29.7135 | 29.7135 | 29.7135 | 29.7135 | 29.7135 | 29.7135 | 29.7135 | 29.7135 | 29.7135 | 29.7135 | 29.7135 | 29.7135 | 29.7135 | 29.7135 | 29.7135 | 29.7135 | 29.7135 | 29.7135 | 29.7135 | 29.7135 | 29.7135 | 29.7135 | 29.7135
4355 | 29.7141 | 29.7141 | 29.7141 | 29.7141 | 29.7141 | 29.7141 | 29.7141 | 29.7141 | 29.7141 | 29.7141 | 29.7141 | 29.7141 | 29.7141 | 29.7141 | 29.7141 | 29.7141 | 29.7141 | 29.7141 | 29.7141 | 29.7141 | 29.7141 | 29.7141 | 29.7141 | 29.7141 | 29.7141 | 29.7141 | 29.7141 | 29.7141 | 29.7141 | 29.7141 | 29.7141 | 29.7141 | 29.7141 | 29.7141 | 29.7141 | 29.7141 | 29.7141 | 29.7141 | 29.7141 | 29.7141 | 29.7141 | 29.7141 | 29.7141 | 29.7141 | 29.7141 | 29.7141 | 29.7141 | 29.7141 | 29.7141 | 29.7141 | 29.7141 | 29.7141 | 29.7141 | 29.7141 | 29.7141 | 29.7141 | 29.7141 | 29.7141 | 29.7141 | 29.7141
4356 | 29.7147 | 29.7147 | 29.7147 | 29.7147 | 29.7147 | 29.7147 | 29.7147 | 29.7147 | 29.7147 | 29.7147 | 29.7147 | 29.7147 | 29.7147 | 29.7147 | 29.7147 | 29.7147 | 29.7147 | 29.7147 | 29.7147 | 29.7147 | 29.7147 | 29.7147 | 29.7147 | 29.7147 | 29.7147 | 29.7147 | 29.7147 | 29.7147 | 29.7147 | 29.7147 | 29.7147 | 29.7147 | 29.7147 | 29.7147 | 29.7147 | 29.7147 | 29.7147 | 29.7147 | 29.7147 | 29.7147 | 29.7147 | 29.7147 | 29.7147 | 29.7147 | 29.7147 | 29.7147 | 29.7147 | 29.7147 | 29.7147 | 29.7147 | 29.7147 | 29.7147 | 29.7147 | 29.7147 | 29.7147 | 29.7147 | 29.7147 | 29.7147 | 29.7147 | 29.7147
4357 | 29.7152 | 29.7152 | 29.7152 | 29.7152 | 29.7152 | 29.7152 | 29.7152 | 29.7152 | 29.7152 | 29.7152 | 29.7152 | 29.7152 | 29.7152 | 29.7152 | 29.7152 | 29.7152 | 29.7152 | 29.7152 | 29.7152 | 29.7152 | 29.7152 | 29.7152 | 29.7152 | 29.7152 | 29.7152 | 29.7152 | 29.7152 | 29.7152 | 29.7152 | 29.7152 | 29.7152 | 29.7152 | 29.7152 | 29.7152 | 29.7152 | 29.7152 | 29.7152 | 29.7152 | 29.7152 | 29.7152 | 29.7152 | 29.7152 | 29.7152 | 29.7152 | 29.7152 | 29.7152 | 29.7152 | 29.7152 | 29.7152 | 29.7152 | 29.7152 | 29.7152 | 29.7152 | 29.7152 | 29.7152 | 29.7152 | 29.7152 | 29.7152 | 29.7152 | 29.7152
4358 | 29.7158 | 29.7158 | 29.7158 | 29.7158 | 29.7158 | 29.7158 | 29.7158 | 29.7158 | 29.7158 | 29.7158 | 29.7158 | 29.7158 | 29.7158 | 29.7158 | 29.7158 | 29.7158 | 29.7158 | 29.7158 | 29.7158 | 29.7158 | 29.7158 | 29.7158 | 29.7158 | 29.7158 | 29.7158 | 29.7158 | 29.7158 | 29.7158 | 29.7158 | 29.7158 | 29.7158 | 29.7158 | 29.7158 | 29.7158 | 29.7158 | 29.7158 | 29.7158 | 29.7158 | 29.7158 | 29.7158 | 29.7158 | 29.7158 | 29.7158 | 29.7158 | 29.7158 | 29.7158 | 29.7158 | 29.7158 | 29.7158 | 29.7158 | 29.7158 | 29.7158 | 29.7158 | 29.7158 | 29.7158 | 29.7158 | 29.7158 | 29.7158 | 29.7158 | 29.7158
4359 | 29.7164 | 29.7164 | 29.7164 | 29.7164 | 29.7164 | 29.7164 | 29.7164 | 29.7164 | 29.7164 | 29.7164 | 29.7164 | 29.7164 | 29.7164 | 29.7164 | 29.7164 | 29.7164 | 29.7164 | 29.7164 | 29.7164 | 29.7164 | 29.7164 | 29.7164 | 29.7164 | 29.7164 | 29.7164 | 29.7164 | 29.7164 | 29.7164 | 29.7164 | 29.7164 | 29.7164 | 29.7164 | 29.7164 | 29.7164 | 29.7164 | 29.7164 | 29.7164 | 29.7164 | 29.7164 | 29.7164 | 29.7164 | 29.7164 | 29.7164 | 29.7164 | 29.7164 | 29.7164 | 29.7164 | 29.7164 | 29.7164 | 29.7164 | 29.7164 | 29.7164 | 29.7164 | 29.7164 | 29.7164 | 29.7164 | 29.7164 | 29.7164 | 29.7164 | 29.7164
4360 | 29.717 | 29.717 | 29.717 | 29.717 | 29.717 | 29.717 | 29.717 | 29.717 | 29.717 | 29.717 | 29.717 | 29.717 | 29.717 | 29.717 | 29.717 | 29.717 | 29.717 | 29.717 | 29.717 | 29.717 | 29.717 | 29.717 | 29.717 | 29.717 | 29.717 | 29.717 | 29.717 | 29.717 | 29.717 | 29.717 | 29.717 | 29.717 | 29.717 | 29.717 | 29.717 | 29.717 | 29.717 | 29.717 | 29.717 | 29.717 | 29.717 | 29.717 | 29.717 | 29.717 | 29.717 | 29.717 | 29.717 | 29.717 | 29.717 | 29.717 | 29.717 | 29.717 | 29.717 | 29.717 | 29.717 | 29.717 | 29.717 | 29.717 | 29.717 | 29.717
4361 | 29.7175 | 29.7175 | 29.7175 | 29.7175 | 29.7175 | 29.7175 | 29.7175 | 29.7175 | 29.7175 | 29.7175 | 29.7175 | 29.7175 | 29.7175 | 29.7175 | 29.7175 | 29.7175 | 29.7175 | 29.7175 | 29.7175 | 29.7175 | 29.7175 | 29.7175 | 29.7175 | 29.7175 | 29.7175 | 29.7175 | 29.7175 | 29.7175 | 29.7175 | 29.7175 | 29.7175 | 29.7175 | 29.7175 | 29.7175 | 29.7175 | 29.7175 | 29.7175 | 29.7175 | 29.7175 | 29.7175 | 29.7175 | 29.7175 | 29.7175 | 29.7175 | 29.7175 | 29.7175 | 29.7175 | 29.7175 | 29.7175 | 29.7175 | 29.7175 | 29.7175 | 29.7175 | 29.7175 | 29.7175 | 29.7175 | 29.7175 | 29.7175 | 29.7175 | 29.7175
4362 | 29.7181 | 29.7181 | 29.7181 | 29.7181 | 29.7181 | 29.7181 | 29.7181 | 29.7181 | 29.7181 | 29.7181 | 29.7181 | 29.7181 | 29.7181 | 29.7181 | 29.7181 | 29.7181 | 29.7181 | 29.7181 | 29.7181 | 29.7181 | 29.7181 | 29.7181 | 29.7181 | 29.7181 | 29.7181 | 29.7181 | 29.7181 | 29.7181 | 29.7181 | 29.7181 | 29.7181 | 29.7181 | 29.7181 | 29.7181 | 29.7181 | 29.7181 | 29.7181 | 29.7181 | 29.7181 | 29.7181 | 29.7181 | 29.7181 | 29.7181 | 29.7181 | 29.7181 | 29.7181 | 29.7181 | 29.7181 | 29.7181 | 29.7181 | 29.7181 | 29.7181 | 29.7181 | 29.7181 | 29.7181 | 29.7181 | 29.7181 | 29.7181 | 29.7181 | 29.7181
4363 | 29.7187 | 29.7187 | 29.7187 | 29.7187 | 29.7187 | 29.7187 | 29.7187 | 29.7187 | 29.7187 | 29.7187 | 29.7187 | 29.7187 | 29.7187 | 29.7187 | 29.7187 | 29.7187 | 29.7187 | 29.7187 | 29.7187 | 29.7187 | 29.7187 | 29.7187 | 29.7187 | 29.7187 | 29.7187 | 29.7187 | 29.7187 | 29.7187 | 29.7187 | 29.7187 | 29.7187 | 29.7187 | 29.7187 | 29.7187 | 29.7187 | 29.7187 | 29.7187 | 29.7187 | 29.7187 | 29.7187 | 29.7187 | 29.7187 | 29.7187 | 29.7187 | 29.7187 | 29.7187 | 29.7187 | 29.7187 | 29.7187 | 29.7187 | 29.7187 | 29.7187 | 29.7187 | 29.7187 | 29.7187 | 29.7187 | 29.7187 | 29.7187 | 29.7187 | 29.7187
4364 | 29.7193 | 29.7193 | 29.7193 | 29.7193 | 29.7193 | 29.7193 | 29.7193 | 29.7193 | 29.7193 | 29.7193 | 29.7193 | 29.7193 | 29.7193 | 29.7193 | 29.7193 | 29.7193 | 29.7193 | 29.7193 | 29.7193 | 29.7193 | 29.7193 | 29.7193 | 29.7193 | 29.7193 | 29.7193 | 29.7193 | 29.7193 | 29.7193 | 29.7193 | 29.7193 | 29.7193 | 29.7193 | 29.7193 | 29.7193 | 29.7193 | 29.7193 | 29.7193 | 29.7193 | 29.7193 | 29.7193 | 29.7193 | 29.7193 | 29.7193 | 29.7193 | 29.7193 | 29.7193 | 29.7193 | 29.7193 | 29.7193 | 29.7193 | 29.7193 | 29.7193 | 29.7193 | 29.7193 | 29.7193 | 29.7193 | 29.7193 | 29.7193 | 29.7193 | 29.7193
4365 | 29.7198 | 29.7198 | 29.7198 | 29.7198 | 29.7198 | 29.7198 | 29.7198 | 29.7198 | 29.7198 | 29.7198 | 29.7198 | 29.7198 | 29.7198 | 29.7198 | 29.7198 | 29.7198 | 29.7198 | 29.7198 | 29.7198 | 29.7198 | 29.7198 | 29.7198 | 29.7198 | 29.7198 | 29.7198 | 29.7198 | 29.7198 | 29.7198 | 29.7198 | 29.7198 | 29.7198 | 29.7198 | 29.7198 | 29.7198 | 29.7198 | 29.7198 | 29.7198 | 29.7198 | 29.7198 | 29.7198 | 29.7198 | 29.7198 | 29.7198 | 29.7198 | 29.7198 | 29.7198 | 29.7198 | 29.7198 | 29.7198 | 29.7198 | 29.7198 | 29.7198 | 29.7198 | 29.7198 | 29.7198 | 29.7198 | 29.7198 | 29.7198 | 29.7198 | 29.7198
4366 | 29.7204 | 29.7204 | 29.7204 | 29.7204 | 29.7204 | 29.7204 | 29.7204 | 29.7204 | 29.7204 | 29.7204 | 29.7204 | 29.7204 | 29.7204 | 29.7204 | 29.7204 | 29.7204 | 29.7204 | 29.7204 | 29.7204 | 29.7204 | 29.7204 | 29.7204 | 29.7204 | 29.7204 | 29.7204 | 29.7204 | 29.7204 | 29.7204 | 29.7204 | 29.7204 | 29.7204 | 29.7204 | 29.7204 | 29.7204 | 29.7204 | 29.7204 | 29.7204 | 29.7204 | 29.7204 | 29.7204 | 29.7204 | 29.7204 | 29.7204 | 29.7204 | 29.7204 | 29.7204 | 29.7204 | 29.7204 | 29.7204 | 29.7204 | 29.7204 | 29.7204 | 29.7204 | 29.7204 | 29.7204 | 29.7204 | 29.7204 | 29.7204 | 29.7204 | 29.7204
4367 | 29.721 | 29.721 | 29.721 | 29.721 | 29.721 | 29.721 | 29.721 | 29.721 | 29.721 | 29.721 | 29.721 | 29.721 | 29.721 | 29.721 | 29.721 | 29.721 | 29.721 | 29.721 | 29.721 | 29.721 | 29.721 | 29.721 | 29.721 | 29.721 | 29.721 | 29.721 | 29.721 | 29.721 | 29.721 | 29.721 | 29.721 | 29.721 | 29.721 | 29.721 | 29.721 | 29.721 | 29.721 | 29.721 | 29.721 | 29.721 | 29.721 | 29.721 | 29.721 | 29.721 | 29.721 | 29.721 | 29.721 | 29.721 | 29.721 | 29.721 | 29.721 | 29.721 | 29.721 | 29.721 | 29.721 | 29.721 | 29.721 | 29.721 | 29.721 | 29.721
4368 | 29.7215 | 29.7215 | 29.7215 | 29.7215 | 29.7215 | 29.7215 | 29.7215 | 29.7215 | 29.7215 | 29.7215 | 29.7215 | 29.7215 | 29.7215 | 29.7215 | 29.7215 | 29.7215 | 29.7215 | 29.7215 | 29.7215 | 29.7215 | 29.7215 | 29.7215 | 29.7215 | 29.7215 | 29.7215 | 29.7215 | 29.7215 | 29.7215 | 29.7215 | 29.7215 | 29.7215 | 29.7215 | 29.7215 | 29.7215 | 29.7215 | 29.7215 | 29.7215 | 29.7215 | 29.7215 | 29.7215 | 29.7215 | 29.7215 | 29.7215 | 29.7215 | 29.7215 | 29.7215 | 29.7215 | 29.7215 | 29.7215 | 29.7215 | 29.7215 | 29.7215 | 29.7215 | 29.7215 | 29.7215 | 29.7215 | 29.7215 | 29.7215 | 29.7215 | 29.7215
4369 | 29.7221 | 29.7221 | 29.7221 | 29.7221 | 29.7221 | 29.7221 | 29.7221 | 29.7221 | 29.7221 | 29.7221 | 29.7221 | 29.7221 | 29.7221 | 29.7221 | 29.7221 | 29.7221 | 29.7221 | 29.7221 | 29.7221 | 29.7221 | 29.7221 | 29.7221 | 29.7221 | 29.7221 | 29.7221 | 29.7221 | 29.7221 | 29.7221 | 29.7221 | 29.7221 | 29.7221 | 29.7221 | 29.7221 | 29.7221 | 29.7221 | 29.7221 | 29.7221 | 29.7221 | 29.7221 | 29.7221 | 29.7221 | 29.7221 | 29.7221 | 29.7221 | 29.7221 | 29.7221 | 29.7221 | 29.7221 | 29.7221 | 29.7221 | 29.7221 | 29.7221 | 29.7221 | 29.7221 | 29.7221 | 29.7221 | 29.7221 | 29.7221 | 29.7221 | 29.7221
4370 | 29.7227 | 29.7227 | 29.7227 | 29.7227 | 29.7227 | 29.7227 | 29.7227 | 29.7227 | 29.7227 | 29.7227 | 29.7227 | 29.7227 | 29.7227 | 29.7227 | 29.7227 | 29.7227 | 29.7227 | 29.7227 | 29.7227 | 29.7227 | 29.7227 | 29.7227 | 29.7227 | 29.7227 | 29.7227 | 29.7227 | 29.7227 | 29.7227 | 29.7227 | 29.7227 | 29.7227 | 29.7227 | 29.7227 | 29.7227 | 29.7227 | 29.7227 | 29.7227 | 29.7227 | 29.7227 | 29.7227 | 29.7227 | 29.7227 | 29.7227 | 29.7227 | 29.7227 | 29.7227 | 29.7227 | 29.7227 | 29.7227 | 29.7227 | 29.7227 | 29.7227 | 29.7227 | 29.7227 | 29.7227 | 29.7227 | 29.7227 | 29.7227 | 29.7227 | 29.7227
4371 | 29.7233 | 29.7233 | 29.7233 | 29.7233 | 29.7233 | 29.7233 | 29.7233 | 29.7233 | 29.7233 | 29.7233 | 29.7233 | 29.7233 | 29.7233 | 29.7233 | 29.7233 | 29.7233 | 29.7233 | 29.7233 | 29.7233 | 29.7233 | 29.7233 | 29.7233 | 29.7233 | 29.7233 | 29.7233 | 29.7233 | 29.7233 | 29.7233 | 29.7233 | 29.7233 | 29.7233 | 29.7233 | 29.7233 | 29.7233 | 29.7233 | 29.7233 | 29.7233 | 29.7233 | 29.7233 | 29.7233 | 29.7233 | 29.7233 | 29.7233 | 29.7233 | 29.7233 | 29.7233 | 29.7233 | 29.7233 | 29.7233 | 29.7233 | 29.7233 | 29.7233 | 29.7233 | 29.7233 | 29.7233 | 29.7233 | 29.7233 | 29.7233 | 29.7233 | 29.7233
4372 | 29.7238 | 29.7238 | 29.7238 | 29.7238 | 29.7238 | 29.7238 | 29.7238 | 29.7238 | 29.7238 | 29.7238 | 29.7238 | 29.7238 | 29.7238 | 29.7238 | 29.7238 | 29.7238 | 29.7238 | 29.7238 | 29.7238 | 29.7238 | 29.7238 | 29.7238 | 29.7238 | 29.7238 | 29.7238 | 29.7238 | 29.7238 | 29.7238 | 29.7238 | 29.7238 | 29.7238 | 29.7238 | 29.7238 | 29.7238 | 29.7238 | 29.7238 | 29.7238 | 29.7238 | 29.7238 | 29.7238 | 29.7238 | 29.7238 | 29.7238 | 29.7238 | 29.7238 | 29.7238 | 29.7238 | 29.7238 | 29.7238 | 29.7238 | 29.7238 | 29.7238 | 29.7238 | 29.7238 | 29.7238 | 29.7238 | 29.7238 | 29.7238 | 29.7238 | 29.7238
4373 | 29.7244 | 29.7244 | 29.7244 | 29.7244 | 29.7244 | 29.7244 | 29.7244 | 29.7244 | 29.7244 | 29.7244 | 29.7244 | 29.7244 | 29.7244 | 29.7244 | 29.7244 | 29.7244 | 29.7244 | 29.7244 | 29.7244 | 29.7244 | 29.7244 | 29.7244 | 29.7244 | 29.7244 | 29.7244 | 29.7244 | 29.7244 | 29.7244 | 29.7244 | 29.7244 | 29.7244 | 29.7244 | 29.7244 | 29.7244 | 29.7244 | 29.7244 | 29.7244 | 29.7244 | 29.7244 | 29.7244 | 29.7244 | 29.7244 | 29.7244 | 29.7244 | 29.7244 | 29.7244 | 29.7244 | 29.7244 | 29.7244 | 29.7244 | 29.7244 | 29.7244 | 29.7244 | 29.7244 | 29.7244 | 29.7244 | 29.7244 | 29.7244 | 29.7244 | 29.7244
4374 | 29.725 | 29.725 | 29.725 | 29.725 | 29.725 | 29.725 | 29.725 | 29.725 | 29.725 | 29.725 | 29.725 | 29.725 | 29.725 | 29.725 | 29.725 | 29.725 | 29.725 | 29.725 | 29.725 | 29.725 | 29.725 | 29.725 | 29.725 | 29.725 | 29.725 | 29.725 | 29.725 | 29.725 | 29.725 | 29.725 | 29.725 | 29.725 | 29.725 | 29.725 | 29.725 | 29.725 | 29.725 | 29.725 | 29.725 | 29.725 | 29.725 | 29.725 | 29.725 | 29.725 | 29.725 | 29.725 | 29.725 | 29.725 | 29.725 | 29.725 | 29.725 | 29.725 | 29.725 | 29.725 | 29.725 | 29.725 | 29.725 | 29.725 | 29.725 | 29.725
4375 | 29.7255 | 29.7255 | 29.7255 | 29.7255 | 29.7255 | 29.7255 | 29.7255 | 29.7255 | 29.7255 | 29.7255 | 29.7255 | 29.7255 | 29.7255 | 29.7255 | 29.7255 | 29.7255 | 29.7255 | 29.7255 | 29.7255 | 29.7255 | 29.7255 | 29.7255 | 29.7255 | 29.7255 | 29.7255 | 29.7255 | 29.7255 | 29.7255 | 29.7255 | 29.7255 | 29.7255 | 29.7255 | 29.7255 | 29.7255 | 29.7255 | 29.7255 | 29.7255 | 29.7255 | 29.7255 | 29.7255 | 29.7255 | 29.7255 | 29.7255 | 29.7255 | 29.7255 | 29.7255 | 29.7255 | 29.7255 | 29.7255 | 29.7255 | 29.7255 | 29.7255 | 29.7255 | 29.7255 | 29.7255 | 29.7255 | 29.7255 | 29.7255 | 29.7255 | 29.7255
4376 | 29.7261 | 29.7261 | 29.7261 | 29.7261 | 29.7261 | 29.7261 | 29.7261 | 29.7261 | 29.7261 | 29.7261 | 29.7261 | 29.7261 | 29.7261 | 29.7261 | 29.7261 | 29.7261 | 29.7261 | 29.7261 | 29.7261 | 29.7261 | 29.7261 | 29.7261 | 29.7261 | 29.7261 | 29.7261 | 29.7261 | 29.7261 | 29.7261 | 29.7261 | 29.7261 | 29.7261 | 29.7261 | 29.7261 | 29.7261 | 29.7261 | 29.7261 | 29.7261 | 29.7261 | 29.7261 | 29.7261 | 29.7261 | 29.7261 | 29.7261 | 29.7261 | 29.7261 | 29.7261 | 29.7261 | 29.7261 | 29.7261 | 29.7261 | 29.7261 | 29.7261 | 29.7261 | 29.7261 | 29.7261 | 29.7261 | 29.7261 | 29.7261 | 29.7261 | 29.7261
4377 | 29.7267 | 29.7267 | 29.7267 | 29.7267 | 29.7267 | 29.7267 | 29.7267 | 29.7267 | 29.7267 | 29.7267 | 29.7267 | 29.7267 | 29.7267 | 29.7267 | 29.7267 | 29.7267 | 29.7267 | 29.7267 | 29.7267 | 29.7267 | 29.7267 | 29.7267 | 29.7267 | 29.7267 | 29.7267 | 29.7267 | 29.7267 | 29.7267 | 29.7267 | 29.7267 | 29.7267 | 29.7267 | 29.7267 | 29.7267 | 29.7267 | 29.7267 | 29.7267 | 29.7267 | 29.7267 | 29.7267 | 29.7267 | 29.7267 | 29.7267 | 29.7267 | 29.7267 | 29.7267 | 29.7267 | 29.7267 | 29.7267 | 29.7267 | 29.7267 | 29.7267 | 29.7267 | 29.7267 | 29.7267 | 29.7267 | 29.7267 | 29.7267 | 29.7267 | 29.7267
4378 | 29.7273 | 29.7273 | 29.7273 | 29.7273 | 29.7273 | 29.7273 | 29.7273 | 29.7273 | 29.7273 | 29.7273 | 29.7273 | 29.7273 | 29.7273 | 29.7273 | 29.7273 | 29.7273 | 29.7273 | 29.7273 | 29.7273 | 29.7273 | 29.7273 | 29.7273 | 29.7273 | 29.7273 | 29.7273 | 29.7273 | 29.7273 | 29.7273 | 29.7273 | 29.7273 | 29.7273 | 29.7273 | 29.7273 | 29.7273 | 29.7273 | 29.7273 | 29.7273 | 29.7273 | 29.7273 | 29.7273 | 29.7273 | 29.7273 | 29.7273 | 29.7273 | 29.7273 | 29.7273 | 29.7273 | 29.7273 | 29.7273 | 29.7273 | 29.7273 | 29.7273 | 29.7273 | 29.7273 | 29.7273 | 29.7273 | 29.7273 | 29.7273 | 29.7273 | 29.7273
4379 | 29.7278 | 29.7278 | 29.7278 | 29.7278 | 29.7278 | 29.7278 | 29.7278 | 29.7278 | 29.7278 | 29.7278 | 29.7278 | 29.7278 | 29.7278 | 29.7278 | 29.7278 | 29.7278 | 29.7278 | 29.7278 | 29.7278 | 29.7278 | 29.7278 | 29.7278 | 29.7278 | 29.7278 | 29.7278 | 29.7278 | 29.7278 | 29.7278 | 29.7278 | 29.7278 | 29.7278 | 29.7278 | 29.7278 | 29.7278 | 29.7278 | 29.7278 | 29.7278 | 29.7278 | 29.7278 | 29.7278 | 29.7278 | 29.7278 | 29.7278 | 29.7278 | 29.7278 | 29.7278 | 29.7278 | 29.7278 | 29.7278 | 29.7278 | 29.7278 | 29.7278 | 29.7278 | 29.7278 | 29.7278 | 29.7278 | 29.7278 | 29.7278 | 29.7278 | 29.7278
4380 | 29.7284 | 29.7284 | 29.7284 | 29.7284 | 29.7284 | 29.7284 | 29.7284 | 29.7284 | 29.7284 | 29.7284 | 29.7284 | 29.7284 | 29.7284 | 29.7284 | 29.7284 | 29.7284 | 29.7284 | 29.7284 | 29.7284 | 29.7284 | 29.7284 | 29.7284 | 29.7284 | 29.7284 | 29.7284 | 29.7284 | 29.7284 | 29.7284 | 29.7284 | 29.7284 | 29.7284 | 29.7284 | 29.7284 | 29.7284 | 29.7284 | 29.7284 | 29.7284 | 29.7284 | 29.7284 | 29.7284 | 29.7284 | 29.7284 | 29.7284 | 29.7284 | 29.7284 | 29.7284 | 29.7284 | 29.7284 | 29.7284 | 29.7284 | 29.7284 | 29.7284 | 29.7284 | 29.7284 | 29.7284 | 29.7284 | 29.7284 | 29.7284 | 29.7284 | 29.7284
4381 | 29.729 | 29.729 | 29.729 | 29.729 | 29.729 | 29.729 | 29.729 | 29.729 | 29.729 | 29.729 | 29.729 | 29.729 | 29.729 | 29.729 | 29.729 | 29.729 | 29.729 | 29.729 | 29.729 | 29.729 | 29.729 | 29.729 | 29.729 | 29.729 | 29.729 | 29.729 | 29.729 | 29.729 | 29.729 | 29.729 | 29.729 | 29.729 | 29.729 | 29.729 | 29.729 | 29.729 | 29.729 | 29.729 | 29.729 | 29.729 | 29.729 | 29.729 | 29.729 | 29.729 | 29.729 | 29.729 | 29.729 | 29.729 | 29.729 | 29.729 | 29.729 | 29.729 | 29.729 | 29.729 | 29.729 | 29.729 | 29.729 | 29.729 | 29.729 | 29.729
4382 | 29.7295 | 29.7295 | 29.7295 | 29.7295 | 29.7295 | 29.7295 | 29.7295 | 29.7295 | 29.7295 | 29.7295 | 29.7295 | 29.7295 | 29.7295 | 29.7295 | 29.7295 | 29.7295 | 29.7295 | 29.7295 | 29.7295 | 29.7295 | 29.7295 | 29.7295 | 29.7295 | 29.7295 | 29.7295 | 29.7295 | 29.7295 | 29.7295 | 29.7295 | 29.7295 | 29.7295 | 29.7295 | 29.7295 | 29.7295 | 29.7295 | 29.7295 | 29.7295 | 29.7295 | 29.7295 | 29.7295 | 29.7295 | 29.7295 | 29.7295 | 29.7295 | 29.7295 | 29.7295 | 29.7295 | 29.7295 | 29.7295 | 29.7295 | 29.7295 | 29.7295 | 29.7295 | 29.7295 | 29.7295 | 29.7295 | 29.7295 | 29.7295 | 29.7295 | 29.7295
4383 | 29.7301 | 29.7301 | 29.7301 | 29.7301 | 29.7301 | 29.7301 | 29.7301 | 29.7301 | 29.7301 | 29.7301 | 29.7301 | 29.7301 | 29.7301 | 29.7301 | 29.7301 | 29.7301 | 29.7301 | 29.7301 | 29.7301 | 29.7301 | 29.7301 | 29.7301 | 29.7301 | 29.7301 | 29.7301 | 29.7301 | 29.7301 | 29.7301 | 29.7301 | 29.7301 | 29.7301 | 29.7301 | 29.7301 | 29.7301 | 29.7301 | 29.7301 | 29.7301 | 29.7301 | 29.7301 | 29.7301 | 29.7301 | 29.7301 | 29.7301 | 29.7301 | 29.7301 | 29.7301 | 29.7301 | 29.7301 | 29.7301 | 29.7301 | 29.7301 | 29.7301 | 29.7301 | 29.7301 | 29.7301 | 29.7301 | 29.7301 | 29.7301 | 29.7301 | 29.7301
4384 | 29.7307 | 29.7307 | 29.7307 | 29.7307 | 29.7307 | 29.7307 | 29.7307 | 29.7307 | 29.7307 | 29.7307 | 29.7307 | 29.7307 | 29.7307 | 29.7307 | 29.7307 | 29.7307 | 29.7307 | 29.7307 | 29.7307 | 29.7307 | 29.7307 | 29.7307 | 29.7307 | 29.7307 | 29.7307 | 29.7307 | 29.7307 | 29.7307 | 29.7307 | 29.7307 | 29.7307 | 29.7307 | 29.7307 | 29.7307 | 29.7307 | 29.7307 | 29.7307 | 29.7307 | 29.7307 | 29.7307 | 29.7307 | 29.7307 | 29.7307 | 29.7307 | 29.7307 | 29.7307 | 29.7307 | 29.7307 | 29.7307 | 29.7307 | 29.7307 | 29.7307 | 29.7307 | 29.7307 | 29.7307 | 29.7307 | 29.7307 | 29.7307 | 29.7307 | 29.7307
4385 | 29.7313 | 29.7313 | 29.7313 | 29.7313 | 29.7313 | 29.7313 | 29.7313 | 29.7313 | 29.7313 | 29.7313 | 29.7313 | 29.7313 | 29.7313 | 29.7313 | 29.7313 | 29.7313 | 29.7313 | 29.7313 | 29.7313 | 29.7313 | 29.7313 | 29.7313 | 29.7313 | 29.7313 | 29.7313 | 29.7313 | 29.7313 | 29.7313 | 29.7313 | 29.7313 | 29.7313 | 29.7313 | 29.7313 | 29.7313 | 29.7313 | 29.7313 | 29.7313 | 29.7313 | 29.7313 | 29.7313 | 29.7313 | 29.7313 | 29.7313 | 29.7313 | 29.7313 | 29.7313 | 29.7313 | 29.7313 | 29.7313 | 29.7313 | 29.7313 | 29.7313 | 29.7313 | 29.7313 | 29.7313 | 29.7313 | 29.7313 | 29.7313 | 29.7313 | 29.7313
4386 | 29.7318 | 29.7318 | 29.7318 | 29.7318 | 29.7318 | 29.7318 | 29.7318 | 29.7318 | 29.7318 | 29.7318 | 29.7318 | 29.7318 | 29.7318 | 29.7318 | 29.7318 | 29.7318 | 29.7318 | 29.7318 | 29.7318 | 29.7318 | 29.7318 | 29.7318 | 29.7318 | 29.7318 | 29.7318 | 29.7318 | 29.7318 | 29.7318 | 29.7318 | 29.7318 | 29.7318 | 29.7318 | 29.7318 | 29.7318 | 29.7318 | 29.7318 | 29.7318 | 29.7318 | 29.7318 | 29.7318 | 29.7318 | 29.7318 | 29.7318 | 29.7318 | 29.7318 | 29.7318 | 29.7318 | 29.7318 | 29.7318 | 29.7318 | 29.7318 | 29.7318 | 29.7318 | 29.7318 | 29.7318 | 29.7318 | 29.7318 | 29.7318 | 29.7318 | 29.7318
4387 | 29.7324 | 29.7324 | 29.7324 | 29.7324 | 29.7324 | 29.7324 | 29.7324 | 29.7324 | 29.7324 | 29.7324 | 29.7324 | 29.7324 | 29.7324 | 29.7324 | 29.7324 | 29.7324 | 29.7324 | 29.7324 | 29.7324 | 29.7324 | 29.7324 | 29.7324 | 29.7324 | 29.7324 | 29.7324 | 29.7324 | 29.7324 | 29.7324 | 29.7324 | 29.7324 | 29.7324 | 29.7324 | 29.7324 | 29.7324 | 29.7324 | 29.7324 | 29.7324 | 29.7324 | 29.7324 | 29.7324 | 29.7324 | 29.7324 | 29.7324 | 29.7324 | 29.7324 | 29.7324 | 29.7324 | 29.7324 | 29.7324 | 29.7324 | 29.7324 | 29.7324 | 29.7324 | 29.7324 | 29.7324 | 29.7324 | 29.7324 | 29.7324 | 29.7324 | 29.7324
4388 | 29.733 | 29.733 | 29.733 | 29.733 | 29.733 | 29.733 | 29.733 | 29.733 | 29.733 | 29.733 | 29.733 | 29.733 | 29.733 | 29.733 | 29.733 | 29.733 | 29.733 | 29.733 | 29.733 | 29.733 | 29.733 | 29.733 | 29.733 | 29.733 | 29.733 | 29.733 | 29.733 | 29.733 | 29.733 | 29.733 | 29.733 | 29.733 | 29.733 | 29.733 | 29.733 | 29.733 | 29.733 | 29.733 | 29.733 | 29.733 | 29.733 | 29.733 | 29.733 | 29.733 | 29.733 | 29.733 | 29.733 | 29.733 | 29.733 | 29.733 | 29.733 | 29.733 | 29.733 | 29.733 | 29.733 | 29.733 | 29.733 | 29.733 | 29.733 | 29.733
4389 | 29.7335 | 29.7335 | 29.7335 | 29.7335 | 29.7335 | 29.7335 | 29.7335 | 29.7335 | 29.7335 | 29.7335 | 29.7335 | 29.7335 | 29.7335 | 29.7335 | 29.7335 | 29.7335 | 29.7335 | 29.7335 | 29.7335 | 29.7335 | 29.7335 | 29.7335 | 29.7335 | 29.7335 | 29.7335 | 29.7335 | 29.7335 | 29.7335 | 29.7335 | 29.7335 | 29.7335 | 29.7335 | 29.7335 | 29.7335 | 29.7335 | 29.7335 | 29.7335 | 29.7335 | 29.7335 | 29.7335 | 29.7335 | 29.7335 | 29.7335 | 29.7335 | 29.7335 | 29.7335 | 29.7335 | 29.7335 | 29.7335 | 29.7335 | 29.7335 | 29.7335 | 29.7335 | 29.7335 | 29.7335 | 29.7335 | 29.7335 | 29.7335 | 29.7335 | 29.7335
4390 | 29.7341 | 29.7341 | 29.7341 | 29.7341 | 29.7341 | 29.7341 | 29.7341 | 29.7341 | 29.7341 | 29.7341 | 29.7341 | 29.7341 | 29.7341 | 29.7341 | 29.7341 | 29.7341 | 29.7341 | 29.7341 | 29.7341 | 29.7341 | 29.7341 | 29.7341 | 29.7341 | 29.7341 | 29.7341 | 29.7341 | 29.7341 | 29.7341 | 29.7341 | 29.7341 | 29.7341 | 29.7341 | 29.7341 | 29.7341 | 29.7341 | 29.7341 | 29.7341 | 29.7341 | 29.7341 | 29.7341 | 29.7341 | 29.7341 | 29.7341 | 29.7341 | 29.7341 | 29.7341 | 29.7341 | 29.7341 | 29.7341 | 29.7341 | 29.7341 | 29.7341 | 29.7341 | 29.7341 | 29.7341 | 29.7341 | 29.7341 | 29.7341 | 29.7341 | 29.7341
4391 | 29.7347 | 29.7347 | 29.7347 | 29.7347 | 29.7347 | 29.7347 | 29.7347 | 29.7347 | 29.7347 | 29.7347 | 29.7347 | 29.7347 | 29.7347 | 29.7347 | 29.7347 | 29.7347 | 29.7347 | 29.7347 | 29.7347 | 29.7347 | 29.7347 | 29.7347 | 29.7347 | 29.7347 | 29.7347 | 29.7347 | 29.7347 | 29.7347 | 29.7347 | 29.7347 | 29.7347 | 29.7347 | 29.7347 | 29.7347 | 29.7347 | 29.7347 | 29.7347 | 29.7347 | 29.7347 | 29.7347 | 29.7347 | 29.7347 | 29.7347 | 29.7347 | 29.7347 | 29.7347 | 29.7347 | 29.7347 | 29.7347 | 29.7347 | 29.7347 | 29.7347 | 29.7347 | 29.7347 | 29.7347 | 29.7347 | 29.7347 | 29.7347 | 29.7347 | 29.7347
4392 | 29.7352 | 29.7352 | 29.7352 | 29.7352 | 29.7352 | 29.7352 | 29.7352 | 29.7352 | 29.7352 | 29.7352 | 29.7352 | 29.7352 | 29.7352 | 29.7352 | 29.7352 | 29.7352 | 29.7352 | 29.7352 | 29.7352 | 29.7352 | 29.7352 | 29.7352 | 29.7352 | 29.7352 | 29.7352 | 29.7352 | 29.7352 | 29.7352 | 29.7352 | 29.7352 | 29.7352 | 29.7352 | 29.7352 | 29.7352 | 29.7352 | 29.7352 | 29.7352 | 29.7352 | 29.7352 | 29.7352 | 29.7352 | 29.7352 | 29.7352 | 29.7352 | 29.7352 | 29.7352 | 29.7352 | 29.7352 | 29.7352 | 29.7352 | 29.7352 | 29.7352 | 29.7352 | 29.7352 | 29.7352 | 29.7352 | 29.7352 | 29.7352 | 29.7352 | 29.7352
4393 | 29.7358 | 29.7358 | 29.7358 | 29.7358 | 29.7358 | 29.7358 | 29.7358 | 29.7358 | 29.7358 | 29.7358 | 29.7358 | 29.7358 | 29.7358 | 29.7358 | 29.7358 | 29.7358 | 29.7358 | 29.7358 | 29.7358 | 29.7358 | 29.7358 | 29.7358 | 29.7358 | 29.7358 | 29.7358 | 29.7358 | 29.7358 | 29.7358 | 29.7358 | 29.7358 | 29.7358 | 29.7358 | 29.7358 | 29.7358 | 29.7358 | 29.7358 | 29.7358 | 29.7358 | 29.7358 | 29.7358 | 29.7358 | 29.7358 | 29.7358 | 29.7358 | 29.7358 | 29.7358 | 29.7358 | 29.7358 | 29.7358 | 29.7358 | 29.7358 | 29.7358 | 29.7358 | 29.7358 | 29.7358 | 29.7358 | 29.7358 | 29.7358 | 29.7358 | 29.7358
4394 | 29.7364 | 29.7364 | 29.7364 | 29.7364 | 29.7364 | 29.7364 | 29.7364 | 29.7364 | 29.7364 | 29.7364 | 29.7364 | 29.7364 | 29.7364 | 29.7364 | 29.7364 | 29.7364 | 29.7364 | 29.7364 | 29.7364 | 29.7364 | 29.7364 | 29.7364 | 29.7364 | 29.7364 | 29.7364 | 29.7364 | 29.7364 | 29.7364 | 29.7364 | 29.7364 | 29.7364 | 29.7364 | 29.7364 | 29.7364 | 29.7364 | 29.7364 | 29.7364 | 29.7364 | 29.7364 | 29.7364 | 29.7364 | 29.7364 | 29.7364 | 29.7364 | 29.7364 | 29.7364 | 29.7364 | 29.7364 | 29.7364 | 29.7364 | 29.7364 | 29.7364 | 29.7364 | 29.7364 | 29.7364 | 29.7364 | 29.7364 | 29.7364 | 29.7364 | 29.7364
4395 | 29.737 | 29.737 | 29.737 | 29.737 | 29.737 | 29.737 | 29.737 | 29.737 | 29.737 | 29.737 | 29.737 | 29.737 | 29.737 | 29.737 | 29.737 | 29.737 | 29.737 | 29.737 | 29.737 | 29.737 | 29.737 | 29.737 | 29.737 | 29.737 | 29.737 | 29.737 | 29.737 | 29.737 | 29.737 | 29.737 | 29.737 | 29.737 | 29.737 | 29.737 | 29.737 | 29.737 | 29.737 | 29.737 | 29.737 | 29.737 | 29.737 | 29.737 | 29.737 | 29.737 | 29.737 | 29.737 | 29.737 | 29.737 | 29.737 | 29.737 | 29.737 | 29.737 | 29.737 | 29.737 | 29.737 | 29.737 | 29.737 | 29.737 | 29.737 | 29.737
4396 | 29.7375 | 29.7375 | 29.7375 | 29.7375 | 29.7375 | 29.7375 | 29.7375 | 29.7375 | 29.7375 | 29.7375 | 29.7375 | 29.7375 | 29.7375 | 29.7375 | 29.7375 | 29.7375 | 29.7375 | 29.7375 | 29.7375 | 29.7375 | 29.7375 | 29.7375 | 29.7375 | 29.7375 | 29.7375 | 29.7375 | 29.7375 | 29.7375 | 29.7375 | 29.7375 | 29.7375 | 29.7375 | 29.7375 | 29.7375 | 29.7375 | 29.7375 | 29.7375 | 29.7375 | 29.7375 | 29.7375 | 29.7375 | 29.7375 | 29.7375 | 29.7375 | 29.7375 | 29.7375 | 29.7375 | 29.7375 | 29.7375 | 29.7375 | 29.7375 | 29.7375 | 29.7375 | 29.7375 | 29.7375 | 29.7375 | 29.7375 | 29.7375 | 29.7375 | 29.7375
4397 | 29.7381 | 29.7381 | 29.7381 | 29.7381 | 29.7381 | 29.7381 | 29.7381 | 29.7381 | 29.7381 | 29.7381 | 29.7381 | 29.7381 | 29.7381 | 29.7381 | 29.7381 | 29.7381 | 29.7381 | 29.7381 | 29.7381 | 29.7381 | 29.7381 | 29.7381 | 29.7381 | 29.7381 | 29.7381 | 29.7381 | 29.7381 | 29.7381 | 29.7381 | 29.7381 | 29.7381 | 29.7381 | 29.7381 | 29.7381 | 29.7381 | 29.7381 | 29.7381 | 29.7381 | 29.7381 | 29.7381 | 29.7381 | 29.7381 | 29.7381 | 29.7381 | 29.7381 | 29.7381 | 29.7381 | 29.7381 | 29.7381 | 29.7381 | 29.7381 | 29.7381 | 29.7381 | 29.7381 | 29.7381 | 29.7381 | 29.7381 | 29.7381 | 29.7381 | 29.7381
4398 | 29.7387 | 29.7387 | 29.7387 | 29.7387 | 29.7387 | 29.7387 | 29.7387 | 29.7387 | 29.7387 | 29.7387 | 29.7387 | 29.7387 | 29.7387 | 29.7387 | 29.7387 | 29.7387 | 29.7387 | 29.7387 | 29.7387 | 29.7387 | 29.7387 | 29.7387 | 29.7387 | 29.7387 | 29.7387 | 29.7387 | 29.7387 | 29.7387 | 29.7387 | 29.7387 | 29.7387 | 29.7387 | 29.7387 | 29.7387 | 29.7387 | 29.7387 | 29.7387 | 29.7387 | 29.7387 | 29.7387 | 29.7387 | 29.7387 | 29.7387 | 29.7387 | 29.7387 | 29.7387 | 29.7387 | 29.7387 | 29.7387 | 29.7387 | 29.7387 | 29.7387 | 29.7387 | 29.7387 | 29.7387 | 29.7387 | 29.7387 | 29.7387 | 29.7387 | 29.7387
4399 | 29.7392 | 29.7392 | 29.7392 | 29.7392 | 29.7392 | 29.7392 | 29.7392 | 29.7392 | 29.7392 | 29.7392 | 29.7392 | 29.7392 | 29.7392 | 29.7392 | 29.7392 | 29.7392 | 29.7392 | 29.7392 | 29.7392 | 29.7392 | 29.7392 | 29.7392 | 29.7392 | 29.7392 | 29.7392 | 29.7392 | 29.7392 | 29.7392 | 29.7392 | 29.7392 | 29.7392 | 29.7392 | 29.7392 | 29.7392 | 29.7392 | 29.7392 | 29.7392 | 29.7392 | 29.7392 | 29.7392 | 29.7392 | 29.7392 | 29.7392 | 29.7392 | 29.7392 | 29.7392 | 29.7392 | 29.7392 | 29.7392 | 29.7392 | 29.7392 | 29.7392 | 29.7392 | 29.7392 | 29.7392 | 29.7392 | 29.7392 | 29.7392 | 29.7392 | 29.7392
4400 | 29.7398 | 29.7398 | 29.7398 | 29.7398 | 29.7398 | 29.7398 | 29.7398 | 29.7398 | 29.7398 | 29.7398 | 29.7398 | 29.7398 | 29.7398 | 29.7398 | 29.7398 | 29.7398 | 29.7398 | 29.7398 | 29.7398 | 29.7398 | 29.7398 | 29.7398 | 29.7398 | 29.7398 | 29.7398 | 29.7398 | 29.7398 | 29.7398 | 29.7398 | 29.7398 | 29.7398 | 29.7398 | 29.7398 | 29.7398 | 29.7398 | 29.7398 | 29.7398 | 29.7398 | 29.7398 | 29.7398 | 29.7398 | 29.7398 | 29.7398 | 29.7398 | 29.7398 | 29.7398 | 29.7398 | 29.7398 | 29.7398 | 29.7398 | 29.7398 | 29.7398 | 29.7398 | 29.7398 | 29.7398 | 29.7398 | 29.7398 | 29.7398 | 29.7398 | 29.7398
4401 | 29.7404 | 29.7404 | 29.7404 | 29.7404 | 29.7404 | 29.7404 | 29.7404 | 29.7404 | 29.7404 | 29.7404 | 29.7404 | 29.7404 | 29.7404 | 29.7404 | 29.7404 | 29.7404 | 29.7404 | 29.7404 | 29.7404 | 29.7404 | 29.7404 | 29.7404 | 29.7404 | 29.7404 | 29.7404 | 29.7404 | 29.7404 | 29.7404 | 29.7404 | 29.7404 | 29.7404 | 29.7404 | 29.7404 | 29.7404 | 29.7404 | 29.7404 | 29.7404 | 29.7404 | 29.7404 | 29.7404 | 29.7404 | 29.7404 | 29.7404 | 29.7404 | 29.7404 | 29.7404 | 29.7404 | 29.7404 | 29.7404 | 29.7404 | 29.7404 | 29.7404 | 29.7404 | 29.7404 | 29.7404 | 29.7404 | 29.7404 | 29.7404 | 29.7404 | 29.7404
4402 | 29.7409 | 29.7409 | 29.7409 | 29.7409 | 29.7409 | 29.7409 | 29.7409 | 29.7409 | 29.7409 | 29.7409 | 29.7409 | 29.7409 | 29.7409 | 29.7409 | 29.7409 | 29.7409 | 29.7409 | 29.7409 | 29.7409 | 29.7409 | 29.7409 | 29.7409 | 29.7409 | 29.7409 | 29.7409 | 29.7409 | 29.7409 | 29.7409 | 29.7409 | 29.7409 | 29.7409 | 29.7409 | 29.7409 | 29.7409 | 29.7409 | 29.7409 | 29.7409 | 29.7409 | 29.7409 | 29.7409 | 29.7409 | 29.7409 | 29.7409 | 29.7409 | 29.7409 | 29.7409 | 29.7409 | 29.7409 | 29.7409 | 29.7409 | 29.7409 | 29.7409 | 29.7409 | 29.7409 | 29.7409 | 29.7409 | 29.7409 | 29.7409 | 29.7409 | 29.7409
4403 | 29.7415 | 29.7415 | 29.7415 | 29.7415 | 29.7415 | 29.7415 | 29.7415 | 29.7415 | 29.7415 | 29.7415 | 29.7415 | 29.7415 | 29.7415 | 29.7415 | 29.7415 | 29.7415 | 29.7415 | 29.7415 | 29.7415 | 29.7415 | 29.7415 | 29.7415 | 29.7415 | 29.7415 | 29.7415 | 29.7415 | 29.7415 | 29.7415 | 29.7415 | 29.7415 | 29.7415 | 29.7415 | 29.7415 | 29.7415 | 29.7415 | 29.7415 | 29.7415 | 29.7415 | 29.7415 | 29.7415 | 29.7415 | 29.7415 | 29.7415 | 29.7415 | 29.7415 | 29.7415 | 29.7415 | 29.7415 | 29.7415 | 29.7415 | 29.7415 | 29.7415 | 29.7415 | 29.7415 | 29.7415 | 29.7415 | 29.7415 | 29.7415 | 29.7415 | 29.7415
4404 | 29.7421 | 29.7421 | 29.7421 | 29.7421 | 29.7421 | 29.7421 | 29.7421 | 29.7421 | 29.7421 | 29.7421 | 29.7421 | 29.7421 | 29.7421 | 29.7421 | 29.7421 | 29.7421 | 29.7421 | 29.7421 | 29.7421 | 29.7421 | 29.7421 | 29.7421 | 29.7421 | 29.7421 | 29.7421 | 29.7421 | 29.7421 | 29.7421 | 29.7421 | 29.7421 | 29.7421 | 29.7421 | 29.7421 | 29.7421 | 29.7421 | 29.7421 | 29.7421 | 29.7421 | 29.7421 | 29.7421 | 29.7421 | 29.7421 | 29.7421 | 29.7421 | 29.7421 | 29.7421 | 29.7421 | 29.7421 | 29.7421 | 29.7421 | 29.7421 | 29.7421 | 29.7421 | 29.7421 | 29.7421 | 29.7421 | 29.7421 | 29.7421 | 29.7421 | 29.7421
4405 | 29.7426 | 29.7426 | 29.7426 | 29.7426 | 29.7426 | 29.7426 | 29.7426 | 29.7426 | 29.7426 | 29.7426 | 29.7426 | 29.7426 | 29.7426 | 29.7426 | 29.7426 | 29.7426 | 29.7426 | 29.7426 | 29.7426 | 29.7426 | 29.7426 | 29.7426 | 29.7426 | 29.7426 | 29.7426 | 29.7426 | 29.7426 | 29.7426 | 29.7426 | 29.7426 | 29.7426 | 29.7426 | 29.7426 | 29.7426 | 29.7426 | 29.7426 | 29.7426 | 29.7426 | 29.7426 | 29.7426 | 29.7426 | 29.7426 | 29.7426 | 29.7426 | 29.7426 | 29.7426 | 29.7426 | 29.7426 | 29.7426 | 29.7426 | 29.7426 | 29.7426 | 29.7426 | 29.7426 | 29.7426 | 29.7426 | 29.7426 | 29.7426 | 29.7426 | 29.7426
4406 | 29.7432 | 29.7432 | 29.7432 | 29.7432 | 29.7432 | 29.7432 | 29.7432 | 29.7432 | 29.7432 | 29.7432 | 29.7432 | 29.7432 | 29.7432 | 29.7432 | 29.7432 | 29.7432 | 29.7432 | 29.7432 | 29.7432 | 29.7432 | 29.7432 | 29.7432 | 29.7432 | 29.7432 | 29.7432 | 29.7432 | 29.7432 | 29.7432 | 29.7432 | 29.7432 | 29.7432 | 29.7432 | 29.7432 | 29.7432 | 29.7432 | 29.7432 | 29.7432 | 29.7432 | 29.7432 | 29.7432 | 29.7432 | 29.7432 | 29.7432 | 29.7432 | 29.7432 | 29.7432 | 29.7432 | 29.7432 | 29.7432 | 29.7432 | 29.7432 | 29.7432 | 29.7432 | 29.7432 | 29.7432 | 29.7432 | 29.7432 | 29.7432 | 29.7432 | 29.7432
4407 | 29.7438 | 29.7438 | 29.7438 | 29.7438 | 29.7438 | 29.7438 | 29.7438 | 29.7438 | 29.7438 | 29.7438 | 29.7438 | 29.7438 | 29.7438 | 29.7438 | 29.7438 | 29.7438 | 29.7438 | 29.7438 | 29.7438 | 29.7438 | 29.7438 | 29.7438 | 29.7438 | 29.7438 | 29.7438 | 29.7438 | 29.7438 | 29.7438 | 29.7438 | 29.7438 | 29.7438 | 29.7438 | 29.7438 | 29.7438 | 29.7438 | 29.7438 | 29.7438 | 29.7438 | 29.7438 | 29.7438 | 29.7438 | 29.7438 | 29.7438 | 29.7438 | 29.7438 | 29.7438 | 29.7438 | 29.7438 | 29.7438 | 29.7438 | 29.7438 | 29.7438 | 29.7438 | 29.7438 | 29.7438 | 29.7438 | 29.7438 | 29.7438 | 29.7438 | 29.7438
4408 | 29.7443 | 29.7443 | 29.7443 | 29.7443 | 29.7443 | 29.7443 | 29.7443 | 29.7443 | 29.7443 | 29.7443 | 29.7443 | 29.7443 | 29.7443 | 29.7443 | 29.7443 | 29.7443 | 29.7443 | 29.7443 | 29.7443 | 29.7443 | 29.7443 | 29.7443 | 29.7443 | 29.7443 | 29.7443 | 29.7443 | 29.7443 | 29.7443 | 29.7443 | 29.7443 | 29.7443 | 29.7443 | 29.7443 | 29.7443 | 29.7443 | 29.7443 | 29.7443 | 29.7443 | 29.7443 | 29.7443 | 29.7443 | 29.7443 | 29.7443 | 29.7443 | 29.7443 | 29.7443 | 29.7443 | 29.7443 | 29.7443 | 29.7443 | 29.7443 | 29.7443 | 29.7443 | 29.7443 | 29.7443 | 29.7443 | 29.7443 | 29.7443 | 29.7443 | 29.7443
4409 | 29.7449 | 29.7449 | 29.7449 | 29.7449 | 29.7449 | 29.7449 | 29.7449 | 29.7449 | 29.7449 | 29.7449 | 29.7449 | 29.7449 | 29.7449 | 29.7449 | 29.7449 | 29.7449 | 29.7449 | 29.7449 | 29.7449 | 29.7449 | 29.7449 | 29.7449 | 29.7449 | 29.7449 | 29.7449 | 29.7449 | 29.7449 | 29.7449 | 29.7449 | 29.7449 | 29.7449 | 29.7449 | 29.7449 | 29.7449 | 29.7449 | 29.7449 | 29.7449 | 29.7449 | 29.7449 | 29.7449 | 29.7449 | 29.7449 | 29.7449 | 29.7449 | 29.7449 | 29.7449 | 29.7449 | 29.7449 | 29.7449 | 29.7449 | 29.7449 | 29.7449 | 29.7449 | 29.7449 | 29.7449 | 29.7449 | 29.7449 | 29.7449 | 29.7449 | 29.7449
4410 | 29.7455 | 29.7455 | 29.7455 | 29.7455 | 29.7455 | 29.7455 | 29.7455 | 29.7455 | 29.7455 | 29.7455 | 29.7455 | 29.7455 | 29.7455 | 29.7455 | 29.7455 | 29.7455 | 29.7455 | 29.7455 | 29.7455 | 29.7455 | 29.7455 | 29.7455 | 29.7455 | 29.7455 | 29.7455 | 29.7455 | 29.7455 | 29.7455 | 29.7455 | 29.7455 | 29.7455 | 29.7455 | 29.7455 | 29.7455 | 29.7455 | 29.7455 | 29.7455 | 29.7455 | 29.7455 | 29.7455 | 29.7455 | 29.7455 | 29.7455 | 29.7455 | 29.7455 | 29.7455 | 29.7455 | 29.7455 | 29.7455 | 29.7455 | 29.7455 | 29.7455 | 29.7455 | 29.7455 | 29.7455 | 29.7455 | 29.7455 | 29.7455 | 29.7455 | 29.7455
4411 | 29.746 | 29.746 | 29.746 | 29.746 | 29.746 | 29.746 | 29.746 | 29.746 | 29.746 | 29.746 | 29.746 | 29.746 | 29.746 | 29.746 | 29.746 | 29.746 | 29.746 | 29.746 | 29.746 | 29.746 | 29.746 | 29.746 | 29.746 | 29.746 | 29.746 | 29.746 | 29.746 | 29.746 | 29.746 | 29.746 | 29.746 | 29.746 | 29.746 | 29.746 | 29.746 | 29.746 | 29.746 | 29.746 | 29.746 | 29.746 | 29.746 | 29.746 | 29.746 | 29.746 | 29.746 | 29.746 | 29.746 | 29.746 | 29.746 | 29.746 | 29.746 | 29.746 | 29.746 | 29.746 | 29.746 | 29.746 | 29.746 | 29.746 | 29.746 | 29.746
4412 | 29.7466 | 29.7466 | 29.7466 | 29.7466 | 29.7466 | 29.7466 | 29.7466 | 29.7466 | 29.7466 | 29.7466 | 29.7466 | 29.7466 | 29.7466 | 29.7466 | 29.7466 | 29.7466 | 29.7466 | 29.7466 | 29.7466 | 29.7466 | 29.7466 | 29.7466 | 29.7466 | 29.7466 | 29.7466 | 29.7466 | 29.7466 | 29.7466 | 29.7466 | 29.7466 | 29.7466 | 29.7466 | 29.7466 | 29.7466 | 29.7466 | 29.7466 | 29.7466 | 29.7466 | 29.7466 | 29.7466 | 29.7466 | 29.7466 | 29.7466 | 29.7466 | 29.7466 | 29.7466 | 29.7466 | 29.7466 | 29.7466 | 29.7466 | 29.7466 | 29.7466 | 29.7466 | 29.7466 | 29.7466 | 29.7466 | 29.7466 | 29.7466 | 29.7466 | 29.7466
4413 | 29.7472 | 29.7472 | 29.7472 | 29.7472 | 29.7472 | 29.7472 | 29.7472 | 29.7472 | 29.7472 | 29.7472 | 29.7472 | 29.7472 | 29.7472 | 29.7472 | 29.7472 | 29.7472 | 29.7472 | 29.7472 | 29.7472 | 29.7472 | 29.7472 | 29.7472 | 29.7472 | 29.7472 | 29.7472 | 29.7472 | 29.7472 | 29.7472 | 29.7472 | 29.7472 | 29.7472 | 29.7472 | 29.7472 | 29.7472 | 29.7472 | 29.7472 | 29.7472 | 29.7472 | 29.7472 | 29.7472 | 29.7472 | 29.7472 | 29.7472 | 29.7472 | 29.7472 | 29.7472 | 29.7472 | 29.7472 | 29.7472 | 29.7472 | 29.7472 | 29.7472 | 29.7472 | 29.7472 | 29.7472 | 29.7472 | 29.7472 | 29.7472 | 29.7472 | 29.7472
4414 | 29.7477 | 29.7477 | 29.7477 | 29.7477 | 29.7477 | 29.7477 | 29.7477 | 29.7477 | 29.7477 | 29.7477 | 29.7477 | 29.7477 | 29.7477 | 29.7477 | 29.7477 | 29.7477 | 29.7477 | 29.7477 | 29.7477 | 29.7477 | 29.7477 | 29.7477 | 29.7477 | 29.7477 | 29.7477 | 29.7477 | 29.7477 | 29.7477 | 29.7477 | 29.7477 | 29.7477 | 29.7477 | 29.7477 | 29.7477 | 29.7477 | 29.7477 | 29.7477 | 29.7477 | 29.7477 | 29.7477 | 29.7477 | 29.7477 | 29.7477 | 29.7477 | 29.7477 | 29.7477 | 29.7477 | 29.7477 | 29.7477 | 29.7477 | 29.7477 | 29.7477 | 29.7477 | 29.7477 | 29.7477 | 29.7477 | 29.7477 | 29.7477 | 29.7477 | 29.7477
4415 | 29.7483 | 29.7483 | 29.7483 | 29.7483 | 29.7483 | 29.7483 | 29.7483 | 29.7483 | 29.7483 | 29.7483 | 29.7483 | 29.7483 | 29.7483 | 29.7483 | 29.7483 | 29.7483 | 29.7483 | 29.7483 | 29.7483 | 29.7483 | 29.7483 | 29.7483 | 29.7483 | 29.7483 | 29.7483 | 29.7483 | 29.7483 | 29.7483 | 29.7483 | 29.7483 | 29.7483 | 29.7483 | 29.7483 | 29.7483 | 29.7483 | 29.7483 | 29.7483 | 29.7483 | 29.7483 | 29.7483 | 29.7483 | 29.7483 | 29.7483 | 29.7483 | 29.7483 | 29.7483 | 29.7483 | 29.7483 | 29.7483 | 29.7483 | 29.7483 | 29.7483 | 29.7483 | 29.7483 | 29.7483 | 29.7483 | 29.7483 | 29.7483 | 29.7483 | 29.7483
4416 | 29.7489 | 29.7489 | 29.7489 | 29.7489 | 29.7489 | 29.7489 | 29.7489 | 29.7489 | 29.7489 | 29.7489 | 29.7489 | 29.7489 | 29.7489 | 29.7489 | 29.7489 | 29.7489 | 29.7489 | 29.7489 | 29.7489 | 29.7489 | 29.7489 | 29.7489 | 29.7489 | 29.7489 | 29.7489 | 29.7489 | 29.7489 | 29.7489 | 29.7489 | 29.7489 | 29.7489 | 29.7489 | 29.7489 | 29.7489 | 29.7489 | 29.7489 | 29.7489 | 29.7489 | 29.7489 | 29.7489 | 29.7489 | 29.7489 | 29.7489 | 29.7489 | 29.7489 | 29.7489 | 29.7489 | 29.7489 | 29.7489 | 29.7489 | 29.7489 | 29.7489 | 29.7489 | 29.7489 | 29.7489 | 29.7489 | 29.7489 | 29.7489 | 29.7489 | 29.7489
4417 | 29.7494 | 29.7494 | 29.7494 | 29.7494 | 29.7494 | 29.7494 | 29.7494 | 29.7494 | 29.7494 | 29.7494 | 29.7494 | 29.7494 | 29.7494 | 29.7494 | 29.7494 | 29.7494 | 29.7494 | 29.7494 | 29.7494 | 29.7494 | 29.7494 | 29.7494 | 29.7494 | 29.7494 | 29.7494 | 29.7494 | 29.7494 | 29.7494 | 29.7494 | 29.7494 | 29.7494 | 29.7494 | 29.7494 | 29.7494 | 29.7494 | 29.7494 | 29.7494 | 29.7494 | 29.7494 | 29.7494 | 29.7494 | 29.7494 | 29.7494 | 29.7494 | 29.7494 | 29.7494 | 29.7494 | 29.7494 | 29.7494 | 29.7494 | 29.7494 | 29.7494 | 29.7494 | 29.7494 | 29.7494 | 29.7494 | 29.7494 | 29.7494 | 29.7494 | 29.7494
4418 | 29.75 | 29.75 | 29.75 | 29.75 | 29.75 | 29.75 | 29.75 | 29.75 | 29.75 | 29.75 | 29.75 | 29.75 | 29.75 | 29.75 | 29.75 | 29.75 | 29.75 | 29.75 | 29.75 | 29.75 | 29.75 | 29.75 | 29.75 | 29.75 | 29.75 | 29.75 | 29.75 | 29.75 | 29.75 | 29.75 | 29.75 | 29.75 | 29.75 | 29.75 | 29.75 | 29.75 | 29.75 | 29.75 | 29.75 | 29.75 | 29.75 | 29.75 | 29.75 | 29.75 | 29.75 | 29.75 | 29.75 | 29.75 | 29.75 | 29.75 | 29.75 | 29.75 | 29.75 | 29.75 | 29.75 | 29.75 | 29.75 | 29.75 | 29.75 | 29.75
4419 | 29.7506 | 29.7506 | 29.7506 | 29.7506 | 29.7506 | 29.7506 | 29.7506 | 29.7506 | 29.7506 | 29.7506 | 29.7506 | 29.7506 | 29.7506 | 29.7506 | 29.7506 | 29.7506 | 29.7506 | 29.7506 | 29.7506 | 29.7506 | 29.7506 | 29.7506 | 29.7506 | 29.7506 | 29.7506 | 29.7506 | 29.7506 | 29.7506 | 29.7506 | 29.7506 | 29.7506 | 29.7506 | 29.7506 | 29.7506 | 29.7506 | 29.7506 | 29.7506 | 29.7506 | 29.7506 | 29.7506 | 29.7506 | 29.7506 | 29.7506 | 29.7506 | 29.7506 | 29.7506 | 29.7506 | 29.7506 | 29.7506 | 29.7506 | 29.7506 | 29.7506 | 29.7506 | 29.7506 | 29.7506 | 29.7506 | 29.7506 | 29.7506 | 29.7506 | 29.7506
4420 | 29.7511 | 29.7511 | 29.7511 | 29.7511 | 29.7511 | 29.7511 | 29.7511 | 29.7511 | 29.7511 | 29.7511 | 29.7511 | 29.7511 | 29.7511 | 29.7511 | 29.7511 | 29.7511 | 29.7511 | 29.7511 | 29.7511 | 29.7511 | 29.7511 | 29.7511 | 29.7511 | 29.7511 | 29.7511 | 29.7511 | 29.7511 | 29.7511 | 29.7511 | 29.7511 | 29.7511 | 29.7511 | 29.7511 | 29.7511 | 29.7511 | 29.7511 | 29.7511 | 29.7511 | 29.7511 | 29.7511 | 29.7511 | 29.7511 | 29.7511 | 29.7511 | 29.7511 | 29.7511 | 29.7511 | 29.7511 | 29.7511 | 29.7511 | 29.7511 | 29.7511 | 29.7511 | 29.7511 | 29.7511 | 29.7511 | 29.7511 | 29.7511 | 29.7511 | 29.7511
4421 | 29.7517 | 29.7517 | 29.7517 | 29.7517 | 29.7517 | 29.7517 | 29.7517 | 29.7517 | 29.7517 | 29.7517 | 29.7517 | 29.7517 | 29.7517 | 29.7517 | 29.7517 | 29.7517 | 29.7517 | 29.7517 | 29.7517 | 29.7517 | 29.7517 | 29.7517 | 29.7517 | 29.7517 | 29.7517 | 29.7517 | 29.7517 | 29.7517 | 29.7517 | 29.7517 | 29.7517 | 29.7517 | 29.7517 | 29.7517 | 29.7517 | 29.7517 | 29.7517 | 29.7517 | 29.7517 | 29.7517 | 29.7517 | 29.7517 | 29.7517 | 29.7517 | 29.7517 | 29.7517 | 29.7517 | 29.7517 | 29.7517 | 29.7517 | 29.7517 | 29.7517 | 29.7517 | 29.7517 | 29.7517 | 29.7517 | 29.7517 | 29.7517 | 29.7517 | 29.7517
4422 | 29.7523 | 29.7523 | 29.7523 | 29.7523 | 29.7523 | 29.7523 | 29.7523 | 29.7523 | 29.7523 | 29.7523 | 29.7523 | 29.7523 | 29.7523 | 29.7523 | 29.7523 | 29.7523 | 29.7523 | 29.7523 | 29.7523 | 29.7523 | 29.7523 | 29.7523 | 29.7523 | 29.7523 | 29.7523 | 29.7523 | 29.7523 | 29.7523 | 29.7523 | 29.7523 | 29.7523 | 29.7523 | 29.7523 | 29.7523 | 29.7523 | 29.7523 | 29.7523 | 29.7523 | 29.7523 | 29.7523 | 29.7523 | 29.7523 | 29.7523 | 29.7523 | 29.7523 | 29.7523 | 29.7523 | 29.7523 | 29.7523 | 29.7523 | 29.7523 | 29.7523 | 29.7523 | 29.7523 | 29.7523 | 29.7523 | 29.7523 | 29.7523 | 29.7523 | 29.7523
4423 | 29.7528 | 29.7528 | 29.7528 | 29.7528 | 29.7528 | 29.7528 | 29.7528 | 29.7528 | 29.7528 | 29.7528 | 29.7528 | 29.7528 | 29.7528 | 29.7528 | 29.7528 | 29.7528 | 29.7528 | 29.7528 | 29.7528 | 29.7528 | 29.7528 | 29.7528 | 29.7528 | 29.7528 | 29.7528 | 29.7528 | 29.7528 | 29.7528 | 29.7528 | 29.7528 | 29.7528 | 29.7528 | 29.7528 | 29.7528 | 29.7528 | 29.7528 | 29.7528 | 29.7528 | 29.7528 | 29.7528 | 29.7528 | 29.7528 | 29.7528 | 29.7528 | 29.7528 | 29.7528 | 29.7528 | 29.7528 | 29.7528 | 29.7528 | 29.7528 | 29.7528 | 29.7528 | 29.7528 | 29.7528 | 29.7528 | 29.7528 | 29.7528 | 29.7528 | 29.7528
4424 | 29.7534 | 29.7534 | 29.7534 | 29.7534 | 29.7534 | 29.7534 | 29.7534 | 29.7534 | 29.7534 | 29.7534 | 29.7534 | 29.7534 | 29.7534 | 29.7534 | 29.7534 | 29.7534 | 29.7534 | 29.7534 | 29.7534 | 29.7534 | 29.7534 | 29.7534 | 29.7534 | 29.7534 | 29.7534 | 29.7534 | 29.7534 | 29.7534 | 29.7534 | 29.7534 | 29.7534 | 29.7534 | 29.7534 | 29.7534 | 29.7534 | 29.7534 | 29.7534 | 29.7534 | 29.7534 | 29.7534 | 29.7534 | 29.7534 | 29.7534 | 29.7534 | 29.7534 | 29.7534 | 29.7534 | 29.7534 | 29.7534 | 29.7534 | 29.7534 | 29.7534 | 29.7534 | 29.7534 | 29.7534 | 29.7534 | 29.7534 | 29.7534 | 29.7534 | 29.7534
4425 | 29.754 | 29.754 | 29.754 | 29.754 | 29.754 | 29.754 | 29.754 | 29.754 | 29.754 | 29.754 | 29.754 | 29.754 | 29.754 | 29.754 | 29.754 | 29.754 | 29.754 | 29.754 | 29.754 | 29.754 | 29.754 | 29.754 | 29.754 | 29.754 | 29.754 | 29.754 | 29.754 | 29.754 | 29.754 | 29.754 | 29.754 | 29.754 | 29.754 | 29.754 | 29.754 | 29.754 | 29.754 | 29.754 | 29.754 | 29.754 | 29.754 | 29.754 | 29.754 | 29.754 | 29.754 | 29.754 | 29.754 | 29.754 | 29.754 | 29.754 | 29.754 | 29.754 | 29.754 | 29.754 | 29.754 | 29.754 | 29.754 | 29.754 | 29.754 | 29.754
4426 | 29.7545 | 29.7545 | 29.7545 | 29.7545 | 29.7545 | 29.7545 | 29.7545 | 29.7545 | 29.7545 | 29.7545 | 29.7545 | 29.7545 | 29.7545 | 29.7545 | 29.7545 | 29.7545 | 29.7545 | 29.7545 | 29.7545 | 29.7545 | 29.7545 | 29.7545 | 29.7545 | 29.7545 | 29.7545 | 29.7545 | 29.7545 | 29.7545 | 29.7545 | 29.7545 | 29.7545 | 29.7545 | 29.7545 | 29.7545 | 29.7545 | 29.7545 | 29.7545 | 29.7545 | 29.7545 | 29.7545 | 29.7545 | 29.7545 | 29.7545 | 29.7545 | 29.7545 | 29.7545 | 29.7545 | 29.7545 | 29.7545 | 29.7545 | 29.7545 | 29.7545 | 29.7545 | 29.7545 | 29.7545 | 29.7545 | 29.7545 | 29.7545 | 29.7545 | 29.7545
4427 | 29.7551 | 29.7551 | 29.7551 | 29.7551 | 29.7551 | 29.7551 | 29.7551 | 29.7551 | 29.7551 | 29.7551 | 29.7551 | 29.7551 | 29.7551 | 29.7551 | 29.7551 | 29.7551 | 29.7551 | 29.7551 | 29.7551 | 29.7551 | 29.7551 | 29.7551 | 29.7551 | 29.7551 | 29.7551 | 29.7551 | 29.7551 | 29.7551 | 29.7551 | 29.7551 | 29.7551 | 29.7551 | 29.7551 | 29.7551 | 29.7551 | 29.7551 | 29.7551 | 29.7551 | 29.7551 | 29.7551 | 29.7551 | 29.7551 | 29.7551 | 29.7551 | 29.7551 | 29.7551 | 29.7551 | 29.7551 | 29.7551 | 29.7551 | 29.7551 | 29.7551 | 29.7551 | 29.7551 | 29.7551 | 29.7551 | 29.7551 | 29.7551 | 29.7551 | 29.7551
4428 | 29.7557 | 29.7557 | 29.7557 | 29.7557 | 29.7557 | 29.7557 | 29.7557 | 29.7557 | 29.7557 | 29.7557 | 29.7557 | 29.7557 | 29.7557 | 29.7557 | 29.7557 | 29.7557 | 29.7557 | 29.7557 | 29.7557 | 29.7557 | 29.7557 | 29.7557 | 29.7557 | 29.7557 | 29.7557 | 29.7557 | 29.7557 | 29.7557 | 29.7557 | 29.7557 | 29.7557 | 29.7557 | 29.7557 | 29.7557 | 29.7557 | 29.7557 | 29.7557 | 29.7557 | 29.7557 | 29.7557 | 29.7557 | 29.7557 | 29.7557 | 29.7557 | 29.7557 | 29.7557 | 29.7557 | 29.7557 | 29.7557 | 29.7557 | 29.7557 | 29.7557 | 29.7557 | 29.7557 | 29.7557 | 29.7557 | 29.7557 | 29.7557 | 29.7557 | 29.7557
4429 | 29.7562 | 29.7562 | 29.7562 | 29.7562 | 29.7562 | 29.7562 | 29.7562 | 29.7562 | 29.7562 | 29.7562 | 29.7562 | 29.7562 | 29.7562 | 29.7562 | 29.7562 | 29.7562 | 29.7562 | 29.7562 | 29.7562 | 29.7562 | 29.7562 | 29.7562 | 29.7562 | 29.7562 | 29.7562 | 29.7562 | 29.7562 | 29.7562 | 29.7562 | 29.7562 | 29.7562 | 29.7562 | 29.7562 | 29.7562 | 29.7562 | 29.7562 | 29.7562 | 29.7562 | 29.7562 | 29.7562 | 29.7562 | 29.7562 | 29.7562 | 29.7562 | 29.7562 | 29.7562 | 29.7562 | 29.7562 | 29.7562 | 29.7562 | 29.7562 | 29.7562 | 29.7562 | 29.7562 | 29.7562 | 29.7562 | 29.7562 | 29.7562 | 29.7562 | 29.7562
4430 | 29.7568 | 29.7568 | 29.7568 | 29.7568 | 29.7568 | 29.7568 | 29.7568 | 29.7568 | 29.7568 | 29.7568 | 29.7568 | 29.7568 | 29.7568 | 29.7568 | 29.7568 | 29.7568 | 29.7568 | 29.7568 | 29.7568 | 29.7568 | 29.7568 | 29.7568 | 29.7568 | 29.7568 | 29.7568 | 29.7568 | 29.7568 | 29.7568 | 29.7568 | 29.7568 | 29.7568 | 29.7568 | 29.7568 | 29.7568 | 29.7568 | 29.7568 | 29.7568 | 29.7568 | 29.7568 | 29.7568 | 29.7568 | 29.7568 | 29.7568 | 29.7568 | 29.7568 | 29.7568 | 29.7568 | 29.7568 | 29.7568 | 29.7568 | 29.7568 | 29.7568 | 29.7568 | 29.7568 | 29.7568 | 29.7568 | 29.7568 | 29.7568 | 29.7568 | 29.7568
4431 | 29.7573 | 29.7573 | 29.7573 | 29.7573 | 29.7573 | 29.7573 | 29.7573 | 29.7573 | 29.7573 | 29.7573 | 29.7573 | 29.7573 | 29.7573 | 29.7573 | 29.7573 | 29.7573 | 29.7573 | 29.7573 | 29.7573 | 29.7573 | 29.7573 | 29.7573 | 29.7573 | 29.7573 | 29.7573 | 29.7573 | 29.7573 | 29.7573 | 29.7573 | 29.7573 | 29.7573 | 29.7573 | 29.7573 | 29.7573 | 29.7573 | 29.7573 | 29.7573 | 29.7573 | 29.7573 | 29.7573 | 29.7573 | 29.7573 | 29.7573 | 29.7573 | 29.7573 | 29.7573 | 29.7573 | 29.7573 | 29.7573 | 29.7573 | 29.7573 | 29.7573 | 29.7573 | 29.7573 | 29.7573 | 29.7573 | 29.7573 | 29.7573 | 29.7573 | 29.7573
4432 | 29.7579 | 29.7579 | 29.7579 | 29.7579 | 29.7579 | 29.7579 | 29.7579 | 29.7579 | 29.7579 | 29.7579 | 29.7579 | 29.7579 | 29.7579 | 29.7579 | 29.7579 | 29.7579 | 29.7579 | 29.7579 | 29.7579 | 29.7579 | 29.7579 | 29.7579 | 29.7579 | 29.7579 | 29.7579 | 29.7579 | 29.7579 | 29.7579 | 29.7579 | 29.7579 | 29.7579 | 29.7579 | 29.7579 | 29.7579 | 29.7579 | 29.7579 | 29.7579 | 29.7579 | 29.7579 | 29.7579 | 29.7579 | 29.7579 | 29.7579 | 29.7579 | 29.7579 | 29.7579 | 29.7579 | 29.7579 | 29.7579 | 29.7579 | 29.7579 | 29.7579 | 29.7579 | 29.7579 | 29.7579 | 29.7579 | 29.7579 | 29.7579 | 29.7579 | 29.7579
4433 | 29.7585 | 29.7585 | 29.7585 | 29.7585 | 29.7585 | 29.7585 | 29.7585 | 29.7585 | 29.7585 | 29.7585 | 29.7585 | 29.7585 | 29.7585 | 29.7585 | 29.7585 | 29.7585 | 29.7585 | 29.7585 | 29.7585 | 29.7585 | 29.7585 | 29.7585 | 29.7585 | 29.7585 | 29.7585 | 29.7585 | 29.7585 | 29.7585 | 29.7585 | 29.7585 | 29.7585 | 29.7585 | 29.7585 | 29.7585 | 29.7585 | 29.7585 | 29.7585 | 29.7585 | 29.7585 | 29.7585 | 29.7585 | 29.7585 | 29.7585 | 29.7585 | 29.7585 | 29.7585 | 29.7585 | 29.7585 | 29.7585 | 29.7585 | 29.7585 | 29.7585 | 29.7585 | 29.7585 | 29.7585 | 29.7585 | 29.7585 | 29.7585 | 29.7585 | 29.7585
4434 | 29.759 | 29.759 | 29.759 | 29.759 | 29.759 | 29.759 | 29.759 | 29.759 | 29.759 | 29.759 | 29.759 | 29.759 | 29.759 | 29.759 | 29.759 | 29.759 | 29.759 | 29.759 | 29.759 | 29.759 | 29.759 | 29.759 | 29.759 | 29.759 | 29.759 | 29.759 | 29.759 | 29.759 | 29.759 | 29.759 | 29.759 | 29.759 | 29.759 | 29.759 | 29.759 | 29.759 | 29.759 | 29.759 | 29.759 | 29.759 | 29.759 | 29.759 | 29.759 | 29.759 | 29.759 | 29.759 | 29.759 | 29.759 | 29.759 | 29.759 | 29.759 | 29.759 | 29.759 | 29.759 | 29.759 | 29.759 | 29.759 | 29.759 | 29.759 | 29.759
4435 | 29.7596 | 29.7596 | 29.7596 | 29.7596 | 29.7596 | 29.7596 | 29.7596 | 29.7596 | 29.7596 | 29.7596 | 29.7596 | 29.7596 | 29.7596 | 29.7596 | 29.7596 | 29.7596 | 29.7596 | 29.7596 | 29.7596 | 29.7596 | 29.7596 | 29.7596 | 29.7596 | 29.7596 | 29.7596 | 29.7596 | 29.7596 | 29.7596 | 29.7596 | 29.7596 | 29.7596 | 29.7596 | 29.7596 | 29.7596 | 29.7596 | 29.7596 | 29.7596 | 29.7596 | 29.7596 | 29.7596 | 29.7596 | 29.7596 | 29.7596 | 29.7596 | 29.7596 | 29.7596 | 29.7596 | 29.7596 | 29.7596 | 29.7596 | 29.7596 | 29.7596 | 29.7596 | 29.7596 | 29.7596 | 29.7596 | 29.7596 | 29.7596 | 29.7596 | 29.7596
4436 | 29.7602 | 29.7602 | 29.7602 | 29.7602 | 29.7602 | 29.7602 | 29.7602 | 29.7602 | 29.7602 | 29.7602 | 29.7602 | 29.7602 | 29.7602 | 29.7602 | 29.7602 | 29.7602 | 29.7602 | 29.7602 | 29.7602 | 29.7602 | 29.7602 | 29.7602 | 29.7602 | 29.7602 | 29.7602 | 29.7602 | 29.7602 | 29.7602 | 29.7602 | 29.7602 | 29.7602 | 29.7602 | 29.7602 | 29.7602 | 29.7602 | 29.7602 | 29.7602 | 29.7602 | 29.7602 | 29.7602 | 29.7602 | 29.7602 | 29.7602 | 29.7602 | 29.7602 | 29.7602 | 29.7602 | 29.7602 | 29.7602 | 29.7602 | 29.7602 | 29.7602 | 29.7602 | 29.7602 | 29.7602 | 29.7602 | 29.7602 | 29.7602 | 29.7602 | 29.7602
4437 | 29.7607 | 29.7607 | 29.7607 | 29.7607 | 29.7607 | 29.7607 | 29.7607 | 29.7607 | 29.7607 | 29.7607 | 29.7607 | 29.7607 | 29.7607 | 29.7607 | 29.7607 | 29.7607 | 29.7607 | 29.7607 | 29.7607 | 29.7607 | 29.7607 | 29.7607 | 29.7607 | 29.7607 | 29.7607 | 29.7607 | 29.7607 | 29.7607 | 29.7607 | 29.7607 | 29.7607 | 29.7607 | 29.7607 | 29.7607 | 29.7607 | 29.7607 | 29.7607 | 29.7607 | 29.7607 | 29.7607 | 29.7607 | 29.7607 | 29.7607 | 29.7607 | 29.7607 | 29.7607 | 29.7607 | 29.7607 | 29.7607 | 29.7607 | 29.7607 | 29.7607 | 29.7607 | 29.7607 | 29.7607 | 29.7607 | 29.7607 | 29.7607 | 29.7607 | 29.7607
4438 | 29.7613 | 29.7613 | 29.7613 | 29.7613 | 29.7613 | 29.7613 | 29.7613 | 29.7613 | 29.7613 | 29.7613 | 29.7613 | 29.7613 | 29.7613 | 29.7613 | 29.7613 | 29.7613 | 29.7613 | 29.7613 | 29.7613 | 29.7613 | 29.7613 | 29.7613 | 29.7613 | 29.7613 | 29.7613 | 29.7613 | 29.7613 | 29.7613 | 29.7613 | 29.7613 | 29.7613 | 29.7613 | 29.7613 | 29.7613 | 29.7613 | 29.7613 | 29.7613 | 29.7613 | 29.7613 | 29.7613 | 29.7613 | 29.7613 | 29.7613 | 29.7613 | 29.7613 | 29.7613 | 29.7613 | 29.7613 | 29.7613 | 29.7613 | 29.7613 | 29.7613 | 29.7613 | 29.7613 | 29.7613 | 29.7613 | 29.7613 | 29.7613 | 29.7613 | 29.7613
4439 | 29.7619 | 29.7619 | 29.7619 | 29.7619 | 29.7619 | 29.7619 | 29.7619 | 29.7619 | 29.7619 | 29.7619 | 29.7619 | 29.7619 | 29.7619 | 29.7619 | 29.7619 | 29.7619 | 29.7619 | 29.7619 | 29.7619 | 29.7619 | 29.7619 | 29.7619 | 29.7619 | 29.7619 | 29.7619 | 29.7619 | 29.7619 | 29.7619 | 29.7619 | 29.7619 | 29.7619 | 29.7619 | 29.7619 | 29.7619 | 29.7619 | 29.7619 | 29.7619 | 29.7619 | 29.7619 | 29.7619 | 29.7619 | 29.7619 | 29.7619 | 29.7619 | 29.7619 | 29.7619 | 29.7619 | 29.7619 | 29.7619 | 29.7619 | 29.7619 | 29.7619 | 29.7619 | 29.7619 | 29.7619 | 29.7619 | 29.7619 | 29.7619 | 29.7619 | 29.7619
4440 | 29.7624 | 29.7624 | 29.7624 | 29.7624 | 29.7624 | 29.7624 | 29.7624 | 29.7624 | 29.7624 | 29.7624 | 29.7624 | 29.7624 | 29.7624 | 29.7624 | 29.7624 | 29.7624 | 29.7624 | 29.7624 | 29.7624 | 29.7624 | 29.7624 | 29.7624 | 29.7624 | 29.7624 | 29.7624 | 29.7624 | 29.7624 | 29.7624 | 29.7624 | 29.7624 | 29.7624 | 29.7624 | 29.7624 | 29.7624 | 29.7624 | 29.7624 | 29.7624 | 29.7624 | 29.7624 | 29.7624 | 29.7624 | 29.7624 | 29.7624 | 29.7624 | 29.7624 | 29.7624 | 29.7624 | 29.7624 | 29.7624 | 29.7624 | 29.7624 | 29.7624 | 29.7624 | 29.7624 | 29.7624 | 29.7624 | 29.7624 | 29.7624 | 29.7624 | 29.7624
4441 | 29.763 | 29.763 | 29.763 | 29.763 | 29.763 | 29.763 | 29.763 | 29.763 | 29.763 | 29.763 | 29.763 | 29.763 | 29.763 | 29.763 | 29.763 | 29.763 | 29.763 | 29.763 | 29.763 | 29.763 | 29.763 | 29.763 | 29.763 | 29.763 | 29.763 | 29.763 | 29.763 | 29.763 | 29.763 | 29.763 | 29.763 | 29.763 | 29.763 | 29.763 | 29.763 | 29.763 | 29.763 | 29.763 | 29.763 | 29.763 | 29.763 | 29.763 | 29.763 | 29.763 | 29.763 | 29.763 | 29.763 | 29.763 | 29.763 | 29.763 | 29.763 | 29.763 | 29.763 | 29.763 | 29.763 | 29.763 | 29.763 | 29.763 | 29.763 | 29.763
4442 | 29.7635 | 29.7635 | 29.7635 | 29.7635 | 29.7635 | 29.7635 | 29.7635 | 29.7635 | 29.7635 | 29.7635 | 29.7635 | 29.7635 | 29.7635 | 29.7635 | 29.7635 | 29.7635 | 29.7635 | 29.7635 | 29.7635 | 29.7635 | 29.7635 | 29.7635 | 29.7635 | 29.7635 | 29.7635 | 29.7635 | 29.7635 | 29.7635 | 29.7635 | 29.7635 | 29.7635 | 29.7635 | 29.7635 | 29.7635 | 29.7635 | 29.7635 | 29.7635 | 29.7635 | 29.7635 | 29.7635 | 29.7635 | 29.7635 | 29.7635 | 29.7635 | 29.7635 | 29.7635 | 29.7635 | 29.7635 | 29.7635 | 29.7635 | 29.7635 | 29.7635 | 29.7635 | 29.7635 | 29.7635 | 29.7635 | 29.7635 | 29.7635 | 29.7635 | 29.7635
4443 | 29.7641 | 29.7641 | 29.7641 | 29.7641 | 29.7641 | 29.7641 | 29.7641 | 29.7641 | 29.7641 | 29.7641 | 29.7641 | 29.7641 | 29.7641 | 29.7641 | 29.7641 | 29.7641 | 29.7641 | 29.7641 | 29.7641 | 29.7641 | 29.7641 | 29.7641 | 29.7641 | 29.7641 | 29.7641 | 29.7641 | 29.7641 | 29.7641 | 29.7641 | 29.7641 | 29.7641 | 29.7641 | 29.7641 | 29.7641 | 29.7641 | 29.7641 | 29.7641 | 29.7641 | 29.7641 | 29.7641 | 29.7641 | 29.7641 | 29.7641 | 29.7641 | 29.7641 | 29.7641 | 29.7641 | 29.7641 | 29.7641 | 29.7641 | 29.7641 | 29.7641 | 29.7641 | 29.7641 | 29.7641 | 29.7641 | 29.7641 | 29.7641 | 29.7641 | 29.7641
4444 | 29.7647 | 29.7647 | 29.7647 | 29.7647 | 29.7647 | 29.7647 | 29.7647 | 29.7647 | 29.7647 | 29.7647 | 29.7647 | 29.7647 | 29.7647 | 29.7647 | 29.7647 | 29.7647 | 29.7647 | 29.7647 | 29.7647 | 29.7647 | 29.7647 | 29.7647 | 29.7647 | 29.7647 | 29.7647 | 29.7647 | 29.7647 | 29.7647 | 29.7647 | 29.7647 | 29.7647 | 29.7647 | 29.7647 | 29.7647 | 29.7647 | 29.7647 | 29.7647 | 29.7647 | 29.7647 | 29.7647 | 29.7647 | 29.7647 | 29.7647 | 29.7647 | 29.7647 | 29.7647 | 29.7647 | 29.7647 | 29.7647 | 29.7647 | 29.7647 | 29.7647 | 29.7647 | 29.7647 | 29.7647 | 29.7647 | 29.7647 | 29.7647 | 29.7647 | 29.7647
4445 | 29.7652 | 29.7652 | 29.7652 | 29.7652 | 29.7652 | 29.7652 | 29.7652 | 29.7652 | 29.7652 | 29.7652 | 29.7652 | 29.7652 | 29.7652 | 29.7652 | 29.7652 | 29.7652 | 29.7652 | 29.7652 | 29.7652 | 29.7652 | 29.7652 | 29.7652 | 29.7652 | 29.7652 | 29.7652 | 29.7652 | 29.7652 | 29.7652 | 29.7652 | 29.7652 | 29.7652 | 29.7652 | 29.7652 | 29.7652 | 29.7652 | 29.7652 | 29.7652 | 29.7652 | 29.7652 | 29.7652 | 29.7652 | 29.7652 | 29.7652 | 29.7652 | 29.7652 | 29.7652 | 29.7652 | 29.7652 | 29.7652 | 29.7652 | 29.7652 | 29.7652 | 29.7652 | 29.7652 | 29.7652 | 29.7652 | 29.7652 | 29.7652 | 29.7652 | 29.7652
4446 | 29.7658 | 29.7658 | 29.7658 | 29.7658 | 29.7658 | 29.7658 | 29.7658 | 29.7658 | 29.7658 | 29.7658 | 29.7658 | 29.7658 | 29.7658 | 29.7658 | 29.7658 | 29.7658 | 29.7658 | 29.7658 | 29.7658 | 29.7658 | 29.7658 | 29.7658 | 29.7658 | 29.7658 | 29.7658 | 29.7658 | 29.7658 | 29.7658 | 29.7658 | 29.7658 | 29.7658 | 29.7658 | 29.7658 | 29.7658 | 29.7658 | 29.7658 | 29.7658 | 29.7658 | 29.7658 | 29.7658 | 29.7658 | 29.7658 | 29.7658 | 29.7658 | 29.7658 | 29.7658 | 29.7658 | 29.7658 | 29.7658 | 29.7658 | 29.7658 | 29.7658 | 29.7658 | 29.7658 | 29.7658 | 29.7658 | 29.7658 | 29.7658 | 29.7658 | 29.7658
4447 | 29.7664 | 29.7664 | 29.7664 | 29.7664 | 29.7664 | 29.7664 | 29.7664 | 29.7664 | 29.7664 | 29.7664 | 29.7664 | 29.7664 | 29.7664 | 29.7664 | 29.7664 | 29.7664 | 29.7664 | 29.7664 | 29.7664 | 29.7664 | 29.7664 | 29.7664 | 29.7664 | 29.7664 | 29.7664 | 29.7664 | 29.7664 | 29.7664 | 29.7664 | 29.7664 | 29.7664 | 29.7664 | 29.7664 | 29.7664 | 29.7664 | 29.7664 | 29.7664 | 29.7664 | 29.7664 | 29.7664 | 29.7664 | 29.7664 | 29.7664 | 29.7664 | 29.7664 | 29.7664 | 29.7664 | 29.7664 | 29.7664 | 29.7664 | 29.7664 | 29.7664 | 29.7664 | 29.7664 | 29.7664 | 29.7664 | 29.7664 | 29.7664 | 29.7664 | 29.7664
4448 | 29.7669 | 29.7669 | 29.7669 | 29.7669 | 29.7669 | 29.7669 | 29.7669 | 29.7669 | 29.7669 | 29.7669 | 29.7669 | 29.7669 | 29.7669 | 29.7669 | 29.7669 | 29.7669 | 29.7669 | 29.7669 | 29.7669 | 29.7669 | 29.7669 | 29.7669 | 29.7669 | 29.7669 | 29.7669 | 29.7669 | 29.7669 | 29.7669 | 29.7669 | 29.7669 | 29.7669 | 29.7669 | 29.7669 | 29.7669 | 29.7669 | 29.7669 | 29.7669 | 29.7669 | 29.7669 | 29.7669 | 29.7669 | 29.7669 | 29.7669 | 29.7669 | 29.7669 | 29.7669 | 29.7669 | 29.7669 | 29.7669 | 29.7669 | 29.7669 | 29.7669 | 29.7669 | 29.7669 | 29.7669 | 29.7669 | 29.7669 | 29.7669 | 29.7669 | 29.7669
4449 | 29.7675 | 29.7675 | 29.7675 | 29.7675 | 29.7675 | 29.7675 | 29.7675 | 29.7675 | 29.7675 | 29.7675 | 29.7675 | 29.7675 | 29.7675 | 29.7675 | 29.7675 | 29.7675 | 29.7675 | 29.7675 | 29.7675 | 29.7675 | 29.7675 | 29.7675 | 29.7675 | 29.7675 | 29.7675 | 29.7675 | 29.7675 | 29.7675 | 29.7675 | 29.7675 | 29.7675 | 29.7675 | 29.7675 | 29.7675 | 29.7675 | 29.7675 | 29.7675 | 29.7675 | 29.7675 | 29.7675 | 29.7675 | 29.7675 | 29.7675 | 29.7675 | 29.7675 | 29.7675 | 29.7675 | 29.7675 | 29.7675 | 29.7675 | 29.7675 | 29.7675 | 29.7675 | 29.7675 | 29.7675 | 29.7675 | 29.7675 | 29.7675 | 29.7675 | 29.7675
4450 | 29.768 | 29.768 | 29.768 | 29.768 | 29.768 | 29.768 | 29.768 | 29.768 | 29.768 | 29.768 | 29.768 | 29.768 | 29.768 | 29.768 | 29.768 | 29.768 | 29.768 | 29.768 | 29.768 | 29.768 | 29.768 | 29.768 | 29.768 | 29.768 | 29.768 | 29.768 | 29.768 | 29.768 | 29.768 | 29.768 | 29.768 | 29.768 | 29.768 | 29.768 | 29.768 | 29.768 | 29.768 | 29.768 | 29.768 | 29.768 | 29.768 | 29.768 | 29.768 | 29.768 | 29.768 | 29.768 | 29.768 | 29.768 | 29.768 | 29.768 | 29.768 | 29.768 | 29.768 | 29.768 | 29.768 | 29.768 | 29.768 | 29.768 | 29.768 | 29.768
4451 | 29.7686 | 29.7686 | 29.7686 | 29.7686 | 29.7686 | 29.7686 | 29.7686 | 29.7686 | 29.7686 | 29.7686 | 29.7686 | 29.7686 | 29.7686 | 29.7686 | 29.7686 | 29.7686 | 29.7686 | 29.7686 | 29.7686 | 29.7686 | 29.7686 | 29.7686 | 29.7686 | 29.7686 | 29.7686 | 29.7686 | 29.7686 | 29.7686 | 29.7686 | 29.7686 | 29.7686 | 29.7686 | 29.7686 | 29.7686 | 29.7686 | 29.7686 | 29.7686 | 29.7686 | 29.7686 | 29.7686 | 29.7686 | 29.7686 | 29.7686 | 29.7686 | 29.7686 | 29.7686 | 29.7686 | 29.7686 | 29.7686 | 29.7686 | 29.7686 | 29.7686 | 29.7686 | 29.7686 | 29.7686 | 29.7686 | 29.7686 | 29.7686 | 29.7686 | 29.7686
4452 | 29.7692 | 29.7692 | 29.7692 | 29.7692 | 29.7692 | 29.7692 | 29.7692 | 29.7692 | 29.7692 | 29.7692 | 29.7692 | 29.7692 | 29.7692 | 29.7692 | 29.7692 | 29.7692 | 29.7692 | 29.7692 | 29.7692 | 29.7692 | 29.7692 | 29.7692 | 29.7692 | 29.7692 | 29.7692 | 29.7692 | 29.7692 | 29.7692 | 29.7692 | 29.7692 | 29.7692 | 29.7692 | 29.7692 | 29.7692 | 29.7692 | 29.7692 | 29.7692 | 29.7692 | 29.7692 | 29.7692 | 29.7692 | 29.7692 | 29.7692 | 29.7692 | 29.7692 | 29.7692 | 29.7692 | 29.7692 | 29.7692 | 29.7692 | 29.7692 | 29.7692 | 29.7692 | 29.7692 | 29.7692 | 29.7692 | 29.7692 | 29.7692 | 29.7692 | 29.7692
4453 | 29.7697 | 29.7697 | 29.7697 | 29.7697 | 29.7697 | 29.7697 | 29.7697 | 29.7697 | 29.7697 | 29.7697 | 29.7697 | 29.7697 | 29.7697 | 29.7697 | 29.7697 | 29.7697 | 29.7697 | 29.7697 | 29.7697 | 29.7697 | 29.7697 | 29.7697 | 29.7697 | 29.7697 | 29.7697 | 29.7697 | 29.7697 | 29.7697 | 29.7697 | 29.7697 | 29.7697 | 29.7697 | 29.7697 | 29.7697 | 29.7697 | 29.7697 | 29.7697 | 29.7697 | 29.7697 | 29.7697 | 29.7697 | 29.7697 | 29.7697 | 29.7697 | 29.7697 | 29.7697 | 29.7697 | 29.7697 | 29.7697 | 29.7697 | 29.7697 | 29.7697 | 29.7697 | 29.7697 | 29.7697 | 29.7697 | 29.7697 | 29.7697 | 29.7697 | 29.7697
4454 | 29.7703 | 29.7703 | 29.7703 | 29.7703 | 29.7703 | 29.7703 | 29.7703 | 29.7703 | 29.7703 | 29.7703 | 29.7703 | 29.7703 | 29.7703 | 29.7703 | 29.7703 | 29.7703 | 29.7703 | 29.7703 | 29.7703 | 29.7703 | 29.7703 | 29.7703 | 29.7703 | 29.7703 | 29.7703 | 29.7703 | 29.7703 | 29.7703 | 29.7703 | 29.7703 | 29.7703 | 29.7703 | 29.7703 | 29.7703 | 29.7703 | 29.7703 | 29.7703 | 29.7703 | 29.7703 | 29.7703 | 29.7703 | 29.7703 | 29.7703 | 29.7703 | 29.7703 | 29.7703 | 29.7703 | 29.7703 | 29.7703 | 29.7703 | 29.7703 | 29.7703 | 29.7703 | 29.7703 | 29.7703 | 29.7703 | 29.7703 | 29.7703 | 29.7703 | 29.7703
4455 | 29.7709 | 29.7709 | 29.7709 | 29.7709 | 29.7709 | 29.7709 | 29.7709 | 29.7709 | 29.7709 | 29.7709 | 29.7709 | 29.7709 | 29.7709 | 29.7709 | 29.7709 | 29.7709 | 29.7709 | 29.7709 | 29.7709 | 29.7709 | 29.7709 | 29.7709 | 29.7709 | 29.7709 | 29.7709 | 29.7709 | 29.7709 | 29.7709 | 29.7709 | 29.7709 | 29.7709 | 29.7709 | 29.7709 | 29.7709 | 29.7709 | 29.7709 | 29.7709 | 29.7709 | 29.7709 | 29.7709 | 29.7709 | 29.7709 | 29.7709 | 29.7709 | 29.7709 | 29.7709 | 29.7709 | 29.7709 | 29.7709 | 29.7709 | 29.7709 | 29.7709 | 29.7709 | 29.7709 | 29.7709 | 29.7709 | 29.7709 | 29.7709 | 29.7709 | 29.7709
4456 | 29.7714 | 29.7714 | 29.7714 | 29.7714 | 29.7714 | 29.7714 | 29.7714 | 29.7714 | 29.7714 | 29.7714 | 29.7714 | 29.7714 | 29.7714 | 29.7714 | 29.7714 | 29.7714 | 29.7714 | 29.7714 | 29.7714 | 29.7714 | 29.7714 | 29.7714 | 29.7714 | 29.7714 | 29.7714 | 29.7714 | 29.7714 | 29.7714 | 29.7714 | 29.7714 | 29.7714 | 29.7714 | 29.7714 | 29.7714 | 29.7714 | 29.7714 | 29.7714 | 29.7714 | 29.7714 | 29.7714 | 29.7714 | 29.7714 | 29.7714 | 29.7714 | 29.7714 | 29.7714 | 29.7714 | 29.7714 | 29.7714 | 29.7714 | 29.7714 | 29.7714 | 29.7714 | 29.7714 | 29.7714 | 29.7714 | 29.7714 | 29.7714 | 29.7714 | 29.7714
4457 | 29.772 | 29.772 | 29.772 | 29.772 | 29.772 | 29.772 | 29.772 | 29.772 | 29.772 | 29.772 | 29.772 | 29.772 | 29.772 | 29.772 | 29.772 | 29.772 | 29.772 | 29.772 | 29.772 | 29.772 | 29.772 | 29.772 | 29.772 | 29.772 | 29.772 | 29.772 | 29.772 | 29.772 | 29.772 | 29.772 | 29.772 | 29.772 | 29.772 | 29.772 | 29.772 | 29.772 | 29.772 | 29.772 | 29.772 | 29.772 | 29.772 | 29.772 | 29.772 | 29.772 | 29.772 | 29.772 | 29.772 | 29.772 | 29.772 | 29.772 | 29.772 | 29.772 | 29.772 | 29.772 | 29.772 | 29.772 | 29.772 | 29.772 | 29.772 | 29.772
4458 | 29.7725 | 29.7725 | 29.7725 | 29.7725 | 29.7725 | 29.7725 | 29.7725 | 29.7725 | 29.7725 | 29.7725 | 29.7725 | 29.7725 | 29.7725 | 29.7725 | 29.7725 | 29.7725 | 29.7725 | 29.7725 | 29.7725 | 29.7725 | 29.7725 | 29.7725 | 29.7725 | 29.7725 | 29.7725 | 29.7725 | 29.7725 | 29.7725 | 29.7725 | 29.7725 | 29.7725 | 29.7725 | 29.7725 | 29.7725 | 29.7725 | 29.7725 | 29.7725 | 29.7725 | 29.7725 | 29.7725 | 29.7725 | 29.7725 | 29.7725 | 29.7725 | 29.7725 | 29.7725 | 29.7725 | 29.7725 | 29.7725 | 29.7725 | 29.7725 | 29.7725 | 29.7725 | 29.7725 | 29.7725 | 29.7725 | 29.7725 | 29.7725 | 29.7725 | 29.7725
4459 | 29.7731 | 29.7731 | 29.7731 | 29.7731 | 29.7731 | 29.7731 | 29.7731 | 29.7731 | 29.7731 | 29.7731 | 29.7731 | 29.7731 | 29.7731 | 29.7731 | 29.7731 | 29.7731 | 29.7731 | 29.7731 | 29.7731 | 29.7731 | 29.7731 | 29.7731 | 29.7731 | 29.7731 | 29.7731 | 29.7731 | 29.7731 | 29.7731 | 29.7731 | 29.7731 | 29.7731 | 29.7731 | 29.7731 | 29.7731 | 29.7731 | 29.7731 | 29.7731 | 29.7731 | 29.7731 | 29.7731 | 29.7731 | 29.7731 | 29.7731 | 29.7731 | 29.7731 | 29.7731 | 29.7731 | 29.7731 | 29.7731 | 29.7731 | 29.7731 | 29.7731 | 29.7731 | 29.7731 | 29.7731 | 29.7731 | 29.7731 | 29.7731 | 29.7731 | 29.7731
4460 | 29.7737 | 29.7737 | 29.7737 | 29.7737 | 29.7737 | 29.7737 | 29.7737 | 29.7737 | 29.7737 | 29.7737 | 29.7737 | 29.7737 | 29.7737 | 29.7737 | 29.7737 | 29.7737 | 29.7737 | 29.7737 | 29.7737 | 29.7737 | 29.7737 | 29.7737 | 29.7737 | 29.7737 | 29.7737 | 29.7737 | 29.7737 | 29.7737 | 29.7737 | 29.7737 | 29.7737 | 29.7737 | 29.7737 | 29.7737 | 29.7737 | 29.7737 | 29.7737 | 29.7737 | 29.7737 | 29.7737 | 29.7737 | 29.7737 | 29.7737 | 29.7737 | 29.7737 | 29.7737 | 29.7737 | 29.7737 | 29.7737 | 29.7737 | 29.7737 | 29.7737 | 29.7737 | 29.7737 | 29.7737 | 29.7737 | 29.7737 | 29.7737 | 29.7737 | 29.7737
4461 | 29.7742 | 29.7742 | 29.7742 | 29.7742 | 29.7742 | 29.7742 | 29.7742 | 29.7742 | 29.7742 | 29.7742 | 29.7742 | 29.7742 | 29.7742 | 29.7742 | 29.7742 | 29.7742 | 29.7742 | 29.7742 | 29.7742 | 29.7742 | 29.7742 | 29.7742 | 29.7742 | 29.7742 | 29.7742 | 29.7742 | 29.7742 | 29.7742 | 29.7742 | 29.7742 | 29.7742 | 29.7742 | 29.7742 | 29.7742 | 29.7742 | 29.7742 | 29.7742 | 29.7742 | 29.7742 | 29.7742 | 29.7742 | 29.7742 | 29.7742 | 29.7742 | 29.7742 | 29.7742 | 29.7742 | 29.7742 | 29.7742 | 29.7742 | 29.7742 | 29.7742 | 29.7742 | 29.7742 | 29.7742 | 29.7742 | 29.7742 | 29.7742 | 29.7742 | 29.7742
4462 | 29.7748 | 29.7748 | 29.7748 | 29.7748 | 29.7748 | 29.7748 | 29.7748 | 29.7748 | 29.7748 | 29.7748 | 29.7748 | 29.7748 | 29.7748 | 29.7748 | 29.7748 | 29.7748 | 29.7748 | 29.7748 | 29.7748 | 29.7748 | 29.7748 | 29.7748 | 29.7748 | 29.7748 | 29.7748 | 29.7748 | 29.7748 | 29.7748 | 29.7748 | 29.7748 | 29.7748 | 29.7748 | 29.7748 | 29.7748 | 29.7748 | 29.7748 | 29.7748 | 29.7748 | 29.7748 | 29.7748 | 29.7748 | 29.7748 | 29.7748 | 29.7748 | 29.7748 | 29.7748 | 29.7748 | 29.7748 | 29.7748 | 29.7748 | 29.7748 | 29.7748 | 29.7748 | 29.7748 | 29.7748 | 29.7748 | 29.7748 | 29.7748 | 29.7748 | 29.7748
4463 | 29.7753 | 29.7753 | 29.7753 | 29.7753 | 29.7753 | 29.7753 | 29.7753 | 29.7753 | 29.7753 | 29.7753 | 29.7753 | 29.7753 | 29.7753 | 29.7753 | 29.7753 | 29.7753 | 29.7753 | 29.7753 | 29.7753 | 29.7753 | 29.7753 | 29.7753 | 29.7753 | 29.7753 | 29.7753 | 29.7753 | 29.7753 | 29.7753 | 29.7753 | 29.7753 | 29.7753 | 29.7753 | 29.7753 | 29.7753 | 29.7753 | 29.7753 | 29.7753 | 29.7753 | 29.7753 | 29.7753 | 29.7753 | 29.7753 | 29.7753 | 29.7753 | 29.7753 | 29.7753 | 29.7753 | 29.7753 | 29.7753 | 29.7753 | 29.7753 | 29.7753 | 29.7753 | 29.7753 | 29.7753 | 29.7753 | 29.7753 | 29.7753 | 29.7753 | 29.7753
4464 | 29.7759 | 29.7759 | 29.7759 | 29.7759 | 29.7759 | 29.7759 | 29.7759 | 29.7759 | 29.7759 | 29.7759 | 29.7759 | 29.7759 | 29.7759 | 29.7759 | 29.7759 | 29.7759 | 29.7759 | 29.7759 | 29.7759 | 29.7759 | 29.7759 | 29.7759 | 29.7759 | 29.7759 | 29.7759 | 29.7759 | 29.7759 | 29.7759 | 29.7759 | 29.7759 | 29.7759 | 29.7759 | 29.7759 | 29.7759 | 29.7759 | 29.7759 | 29.7759 | 29.7759 | 29.7759 | 29.7759 | 29.7759 | 29.7759 | 29.7759 | 29.7759 | 29.7759 | 29.7759 | 29.7759 | 29.7759 | 29.7759 | 29.7759 | 29.7759 | 29.7759 | 29.7759 | 29.7759 | 29.7759 | 29.7759 | 29.7759 | 29.7759 | 29.7759 | 29.7759
4465 | 29.7765 | 29.7765 | 29.7765 | 29.7765 | 29.7765 | 29.7765 | 29.7765 | 29.7765 | 29.7765 | 29.7765 | 29.7765 | 29.7765 | 29.7765 | 29.7765 | 29.7765 | 29.7765 | 29.7765 | 29.7765 | 29.7765 | 29.7765 | 29.7765 | 29.7765 | 29.7765 | 29.7765 | 29.7765 | 29.7765 | 29.7765 | 29.7765 | 29.7765 | 29.7765 | 29.7765 | 29.7765 | 29.7765 | 29.7765 | 29.7765 | 29.7765 | 29.7765 | 29.7765 | 29.7765 | 29.7765 | 29.7765 | 29.7765 | 29.7765 | 29.7765 | 29.7765 | 29.7765 | 29.7765 | 29.7765 | 29.7765 | 29.7765 | 29.7765 | 29.7765 | 29.7765 | 29.7765 | 29.7765 | 29.7765 | 29.7765 | 29.7765 | 29.7765 | 29.7765
4466 | 29.777 | 29.777 | 29.777 | 29.777 | 29.777 | 29.777 | 29.777 | 29.777 | 29.777 | 29.777 | 29.777 | 29.777 | 29.777 | 29.777 | 29.777 | 29.777 | 29.777 | 29.777 | 29.777 | 29.777 | 29.777 | 29.777 | 29.777 | 29.777 | 29.777 | 29.777 | 29.777 | 29.777 | 29.777 | 29.777 | 29.777 | 29.777 | 29.777 | 29.777 | 29.777 | 29.777 | 29.777 | 29.777 | 29.777 | 29.777 | 29.777 | 29.777 | 29.777 | 29.777 | 29.777 | 29.777 | 29.777 | 29.777 | 29.777 | 29.777 | 29.777 | 29.777 | 29.777 | 29.777 | 29.777 | 29.777 | 29.777 | 29.777 | 29.777 | 29.777
4467 | 29.7776 | 29.7776 | 29.7776 | 29.7776 | 29.7776 | 29.7776 | 29.7776 | 29.7776 | 29.7776 | 29.7776 | 29.7776 | 29.7776 | 29.7776 | 29.7776 | 29.7776 | 29.7776 | 29.7776 | 29.7776 | 29.7776 | 29.7776 | 29.7776 | 29.7776 | 29.7776 | 29.7776 | 29.7776 | 29.7776 | 29.7776 | 29.7776 | 29.7776 | 29.7776 | 29.7776 | 29.7776 | 29.7776 | 29.7776 | 29.7776 | 29.7776 | 29.7776 | 29.7776 | 29.7776 | 29.7776 | 29.7776 | 29.7776 | 29.7776 | 29.7776 | 29.7776 | 29.7776 | 29.7776 | 29.7776 | 29.7776 | 29.7776 | 29.7776 | 29.7776 | 29.7776 | 29.7776 | 29.7776 | 29.7776 | 29.7776 | 29.7776 | 29.7776 | 29.7776
4468 | 29.7781 | 29.7781 | 29.7781 | 29.7781 | 29.7781 | 29.7781 | 29.7781 | 29.7781 | 29.7781 | 29.7781 | 29.7781 | 29.7781 | 29.7781 | 29.7781 | 29.7781 | 29.7781 | 29.7781 | 29.7781 | 29.7781 | 29.7781 | 29.7781 | 29.7781 | 29.7781 | 29.7781 | 29.7781 | 29.7781 | 29.7781 | 29.7781 | 29.7781 | 29.7781 | 29.7781 | 29.7781 | 29.7781 | 29.7781 | 29.7781 | 29.7781 | 29.7781 | 29.7781 | 29.7781 | 29.7781 | 29.7781 | 29.7781 | 29.7781 | 29.7781 | 29.7781 | 29.7781 | 29.7781 | 29.7781 | 29.7781 | 29.7781 | 29.7781 | 29.7781 | 29.7781 | 29.7781 | 29.7781 | 29.7781 | 29.7781 | 29.7781 | 29.7781 | 29.7781
4469 | 29.7787 | 29.7787 | 29.7787 | 29.7787 | 29.7787 | 29.7787 | 29.7787 | 29.7787 | 29.7787 | 29.7787 | 29.7787 | 29.7787 | 29.7787 | 29.7787 | 29.7787 | 29.7787 | 29.7787 | 29.7787 | 29.7787 | 29.7787 | 29.7787 | 29.7787 | 29.7787 | 29.7787 | 29.7787 | 29.7787 | 29.7787 | 29.7787 | 29.7787 | 29.7787 | 29.7787 | 29.7787 | 29.7787 | 29.7787 | 29.7787 | 29.7787 | 29.7787 | 29.7787 | 29.7787 | 29.7787 | 29.7787 | 29.7787 | 29.7787 | 29.7787 | 29.7787 | 29.7787 | 29.7787 | 29.7787 | 29.7787 | 29.7787 | 29.7787 | 29.7787 | 29.7787 | 29.7787 | 29.7787 | 29.7787 | 29.7787 | 29.7787 | 29.7787 | 29.7787
4470 | 29.7793 | 29.7793 | 29.7793 | 29.7793 | 29.7793 | 29.7793 | 29.7793 | 29.7793 | 29.7793 | 29.7793 | 29.7793 | 29.7793 | 29.7793 | 29.7793 | 29.7793 | 29.7793 | 29.7793 | 29.7793 | 29.7793 | 29.7793 | 29.7793 | 29.7793 | 29.7793 | 29.7793 | 29.7793 | 29.7793 | 29.7793 | 29.7793 | 29.7793 | 29.7793 | 29.7793 | 29.7793 | 29.7793 | 29.7793 | 29.7793 | 29.7793 | 29.7793 | 29.7793 | 29.7793 | 29.7793 | 29.7793 | 29.7793 | 29.7793 | 29.7793 | 29.7793 | 29.7793 | 29.7793 | 29.7793 | 29.7793 | 29.7793 | 29.7793 | 29.7793 | 29.7793 | 29.7793 | 29.7793 | 29.7793 | 29.7793 | 29.7793 | 29.7793 | 29.7793
4471 | 29.7798 | 29.7798 | 29.7798 | 29.7798 | 29.7798 | 29.7798 | 29.7798 | 29.7798 | 29.7798 | 29.7798 | 29.7798 | 29.7798 | 29.7798 | 29.7798 | 29.7798 | 29.7798 | 29.7798 | 29.7798 | 29.7798 | 29.7798 | 29.7798 | 29.7798 | 29.7798 | 29.7798 | 29.7798 | 29.7798 | 29.7798 | 29.7798 | 29.7798 | 29.7798 | 29.7798 | 29.7798 | 29.7798 | 29.7798 | 29.7798 | 29.7798 | 29.7798 | 29.7798 | 29.7798 | 29.7798 | 29.7798 | 29.7798 | 29.7798 | 29.7798 | 29.7798 | 29.7798 | 29.7798 | 29.7798 | 29.7798 | 29.7798 | 29.7798 | 29.7798 | 29.7798 | 29.7798 | 29.7798 | 29.7798 | 29.7798 | 29.7798 | 29.7798 | 29.7798
4472 | 29.7804 | 29.7804 | 29.7804 | 29.7804 | 29.7804 | 29.7804 | 29.7804 | 29.7804 | 29.7804 | 29.7804 | 29.7804 | 29.7804 | 29.7804 | 29.7804 | 29.7804 | 29.7804 | 29.7804 | 29.7804 | 29.7804 | 29.7804 | 29.7804 | 29.7804 | 29.7804 | 29.7804 | 29.7804 | 29.7804 | 29.7804 | 29.7804 | 29.7804 | 29.7804 | 29.7804 | 29.7804 | 29.7804 | 29.7804 | 29.7804 | 29.7804 | 29.7804 | 29.7804 | 29.7804 | 29.7804 | 29.7804 | 29.7804 | 29.7804 | 29.7804 | 29.7804 | 29.7804 | 29.7804 | 29.7804 | 29.7804 | 29.7804 | 29.7804 | 29.7804 | 29.7804 | 29.7804 | 29.7804 | 29.7804 | 29.7804 | 29.7804 | 29.7804 | 29.7804
4473 | 29.7809 | 29.7809 | 29.7809 | 29.7809 | 29.7809 | 29.7809 | 29.7809 | 29.7809 | 29.7809 | 29.7809 | 29.7809 | 29.7809 | 29.7809 | 29.7809 | 29.7809 | 29.7809 | 29.7809 | 29.7809 | 29.7809 | 29.7809 | 29.7809 | 29.7809 | 29.7809 | 29.7809 | 29.7809 | 29.7809 | 29.7809 | 29.7809 | 29.7809 | 29.7809 | 29.7809 | 29.7809 | 29.7809 | 29.7809 | 29.7809 | 29.7809 | 29.7809 | 29.7809 | 29.7809 | 29.7809 | 29.7809 | 29.7809 | 29.7809 | 29.7809 | 29.7809 | 29.7809 | 29.7809 | 29.7809 | 29.7809 | 29.7809 | 29.7809 | 29.7809 | 29.7809 | 29.7809 | 29.7809 | 29.7809 | 29.7809 | 29.7809 | 29.7809 | 29.7809
4474 | 29.7815 | 29.7815 | 29.7815 | 29.7815 | 29.7815 | 29.7815 | 29.7815 | 29.7815 | 29.7815 | 29.7815 | 29.7815 | 29.7815 | 29.7815 | 29.7815 | 29.7815 | 29.7815 | 29.7815 | 29.7815 | 29.7815 | 29.7815 | 29.7815 | 29.7815 | 29.7815 | 29.7815 | 29.7815 | 29.7815 | 29.7815 | 29.7815 | 29.7815 | 29.7815 | 29.7815 | 29.7815 | 29.7815 | 29.7815 | 29.7815 | 29.7815 | 29.7815 | 29.7815 | 29.7815 | 29.7815 | 29.7815 | 29.7815 | 29.7815 | 29.7815 | 29.7815 | 29.7815 | 29.7815 | 29.7815 | 29.7815 | 29.7815 | 29.7815 | 29.7815 | 29.7815 | 29.7815 | 29.7815 | 29.7815 | 29.7815 | 29.7815 | 29.7815 | 29.7815
4475 | 29.782 | 29.782 | 29.782 | 29.782 | 29.782 | 29.782 | 29.782 | 29.782 | 29.782 | 29.782 | 29.782 | 29.782 | 29.782 | 29.782 | 29.782 | 29.782 | 29.782 | 29.782 | 29.782 | 29.782 | 29.782 | 29.782 | 29.782 | 29.782 | 29.782 | 29.782 | 29.782 | 29.782 | 29.782 | 29.782 | 29.782 | 29.782 | 29.782 | 29.782 | 29.782 | 29.782 | 29.782 | 29.782 | 29.782 | 29.782 | 29.782 | 29.782 | 29.782 | 29.782 | 29.782 | 29.782 | 29.782 | 29.782 | 29.782 | 29.782 | 29.782 | 29.782 | 29.782 | 29.782 | 29.782 | 29.782 | 29.782 | 29.782 | 29.782 | 29.782
4476 | 29.7826 | 29.7826 | 29.7826 | 29.7826 | 29.7826 | 29.7826 | 29.7826 | 29.7826 | 29.7826 | 29.7826 | 29.7826 | 29.7826 | 29.7826 | 29.7826 | 29.7826 | 29.7826 | 29.7826 | 29.7826 | 29.7826 | 29.7826 | 29.7826 | 29.7826 | 29.7826 | 29.7826 | 29.7826 | 29.7826 | 29.7826 | 29.7826 | 29.7826 | 29.7826 | 29.7826 | 29.7826 | 29.7826 | 29.7826 | 29.7826 | 29.7826 | 29.7826 | 29.7826 | 29.7826 | 29.7826 | 29.7826 | 29.7826 | 29.7826 | 29.7826 | 29.7826 | 29.7826 | 29.7826 | 29.7826 | 29.7826 | 29.7826 | 29.7826 | 29.7826 | 29.7826 | 29.7826 | 29.7826 | 29.7826 | 29.7826 | 29.7826 | 29.7826 | 29.7826
4477 | 29.7832 | 29.7832 | 29.7832 | 29.7832 | 29.7832 | 29.7832 | 29.7832 | 29.7832 | 29.7832 | 29.7832 | 29.7832 | 29.7832 | 29.7832 | 29.7832 | 29.7832 | 29.7832 | 29.7832 | 29.7832 | 29.7832 | 29.7832 | 29.7832 | 29.7832 | 29.7832 | 29.7832 | 29.7832 | 29.7832 | 29.7832 | 29.7832 | 29.7832 | 29.7832 | 29.7832 | 29.7832 | 29.7832 | 29.7832 | 29.7832 | 29.7832 | 29.7832 | 29.7832 | 29.7832 | 29.7832 | 29.7832 | 29.7832 | 29.7832 | 29.7832 | 29.7832 | 29.7832 | 29.7832 | 29.7832 | 29.7832 | 29.7832 | 29.7832 | 29.7832 | 29.7832 | 29.7832 | 29.7832 | 29.7832 | 29.7832 | 29.7832 | 29.7832 | 29.7832
4478 | 29.7837 | 29.7837 | 29.7837 | 29.7837 | 29.7837 | 29.7837 | 29.7837 | 29.7837 | 29.7837 | 29.7837 | 29.7837 | 29.7837 | 29.7837 | 29.7837 | 29.7837 | 29.7837 | 29.7837 | 29.7837 | 29.7837 | 29.7837 | 29.7837 | 29.7837 | 29.7837 | 29.7837 | 29.7837 | 29.7837 | 29.7837 | 29.7837 | 29.7837 | 29.7837 | 29.7837 | 29.7837 | 29.7837 | 29.7837 | 29.7837 | 29.7837 | 29.7837 | 29.7837 | 29.7837 | 29.7837 | 29.7837 | 29.7837 | 29.7837 | 29.7837 | 29.7837 | 29.7837 | 29.7837 | 29.7837 | 29.7837 | 29.7837 | 29.7837 | 29.7837 | 29.7837 | 29.7837 | 29.7837 | 29.7837 | 29.7837 | 29.7837 | 29.7837 | 29.7837
4479 | 29.7843 | 29.7843 | 29.7843 | 29.7843 | 29.7843 | 29.7843 | 29.7843 | 29.7843 | 29.7843 | 29.7843 | 29.7843 | 29.7843 | 29.7843 | 29.7843 | 29.7843 | 29.7843 | 29.7843 | 29.7843 | 29.7843 | 29.7843 | 29.7843 | 29.7843 | 29.7843 | 29.7843 | 29.7843 | 29.7843 | 29.7843 | 29.7843 | 29.7843 | 29.7843 | 29.7843 | 29.7843 | 29.7843 | 29.7843 | 29.7843 | 29.7843 | 29.7843 | 29.7843 | 29.7843 | 29.7843 | 29.7843 | 29.7843 | 29.7843 | 29.7843 | 29.7843 | 29.7843 | 29.7843 | 29.7843 | 29.7843 | 29.7843 | 29.7843 | 29.7843 | 29.7843 | 29.7843 | 29.7843 | 29.7843 | 29.7843 | 29.7843 | 29.7843 | 29.7843
4480 | 29.7848 | 29.7848 | 29.7848 | 29.7848 | 29.7848 | 29.7848 | 29.7848 | 29.7848 | 29.7848 | 29.7848 | 29.7848 | 29.7848 | 29.7848 | 29.7848 | 29.7848 | 29.7848 | 29.7848 | 29.7848 | 29.7848 | 29.7848 | 29.7848 | 29.7848 | 29.7848 | 29.7848 | 29.7848 | 29.7848 | 29.7848 | 29.7848 | 29.7848 | 29.7848 | 29.7848 | 29.7848 | 29.7848 | 29.7848 | 29.7848 | 29.7848 | 29.7848 | 29.7848 | 29.7848 | 29.7848 | 29.7848 | 29.7848 | 29.7848 | 29.7848 | 29.7848 | 29.7848 | 29.7848 | 29.7848 | 29.7848 | 29.7848 | 29.7848 | 29.7848 | 29.7848 | 29.7848 | 29.7848 | 29.7848 | 29.7848 | 29.7848 | 29.7848 | 29.7848
4481 | 29.7854 | 29.7854 | 29.7854 | 29.7854 | 29.7854 | 29.7854 | 29.7854 | 29.7854 | 29.7854 | 29.7854 | 29.7854 | 29.7854 | 29.7854 | 29.7854 | 29.7854 | 29.7854 | 29.7854 | 29.7854 | 29.7854 | 29.7854 | 29.7854 | 29.7854 | 29.7854 | 29.7854 | 29.7854 | 29.7854 | 29.7854 | 29.7854 | 29.7854 | 29.7854 | 29.7854 | 29.7854 | 29.7854 | 29.7854 | 29.7854 | 29.7854 | 29.7854 | 29.7854 | 29.7854 | 29.7854 | 29.7854 | 29.7854 | 29.7854 | 29.7854 | 29.7854 | 29.7854 | 29.7854 | 29.7854 | 29.7854 | 29.7854 | 29.7854 | 29.7854 | 29.7854 | 29.7854 | 29.7854 | 29.7854 | 29.7854 | 29.7854 | 29.7854 | 29.7854
4482 | 29.786 | 29.786 | 29.786 | 29.786 | 29.786 | 29.786 | 29.786 | 29.786 | 29.786 | 29.786 | 29.786 | 29.786 | 29.786 | 29.786 | 29.786 | 29.786 | 29.786 | 29.786 | 29.786 | 29.786 | 29.786 | 29.786 | 29.786 | 29.786 | 29.786 | 29.786 | 29.786 | 29.786 | 29.786 | 29.786 | 29.786 | 29.786 | 29.786 | 29.786 | 29.786 | 29.786 | 29.786 | 29.786 | 29.786 | 29.786 | 29.786 | 29.786 | 29.786 | 29.786 | 29.786 | 29.786 | 29.786 | 29.786 | 29.786 | 29.786 | 29.786 | 29.786 | 29.786 | 29.786 | 29.786 | 29.786 | 29.786 | 29.786 | 29.786 | 29.786
4483 | 29.7865 | 29.7865 | 29.7865 | 29.7865 | 29.7865 | 29.7865 | 29.7865 | 29.7865 | 29.7865 | 29.7865 | 29.7865 | 29.7865 | 29.7865 | 29.7865 | 29.7865 | 29.7865 | 29.7865 | 29.7865 | 29.7865 | 29.7865 | 29.7865 | 29.7865 | 29.7865 | 29.7865 | 29.7865 | 29.7865 | 29.7865 | 29.7865 | 29.7865 | 29.7865 | 29.7865 | 29.7865 | 29.7865 | 29.7865 | 29.7865 | 29.7865 | 29.7865 | 29.7865 | 29.7865 | 29.7865 | 29.7865 | 29.7865 | 29.7865 | 29.7865 | 29.7865 | 29.7865 | 29.7865 | 29.7865 | 29.7865 | 29.7865 | 29.7865 | 29.7865 | 29.7865 | 29.7865 | 29.7865 | 29.7865 | 29.7865 | 29.7865 | 29.7865 | 29.7865
4484 | 29.7871 | 29.7871 | 29.7871 | 29.7871 | 29.7871 | 29.7871 | 29.7871 | 29.7871 | 29.7871 | 29.7871 | 29.7871 | 29.7871 | 29.7871 | 29.7871 | 29.7871 | 29.7871 | 29.7871 | 29.7871 | 29.7871 | 29.7871 | 29.7871 | 29.7871 | 29.7871 | 29.7871 | 29.7871 | 29.7871 | 29.7871 | 29.7871 | 29.7871 | 29.7871 | 29.7871 | 29.7871 | 29.7871 | 29.7871 | 29.7871 | 29.7871 | 29.7871 | 29.7871 | 29.7871 | 29.7871 | 29.7871 | 29.7871 | 29.7871 | 29.7871 | 29.7871 | 29.7871 | 29.7871 | 29.7871 | 29.7871 | 29.7871 | 29.7871 | 29.7871 | 29.7871 | 29.7871 | 29.7871 | 29.7871 | 29.7871 | 29.7871 | 29.7871 | 29.7871
4485 | 29.7876 | 29.7876 | 29.7876 | 29.7876 | 29.7876 | 29.7876 | 29.7876 | 29.7876 | 29.7876 | 29.7876 | 29.7876 | 29.7876 | 29.7876 | 29.7876 | 29.7876 | 29.7876 | 29.7876 | 29.7876 | 29.7876 | 29.7876 | 29.7876 | 29.7876 | 29.7876 | 29.7876 | 29.7876 | 29.7876 | 29.7876 | 29.7876 | 29.7876 | 29.7876 | 29.7876 | 29.7876 | 29.7876 | 29.7876 | 29.7876 | 29.7876 | 29.7876 | 29.7876 | 29.7876 | 29.7876 | 29.7876 | 29.7876 | 29.7876 | 29.7876 | 29.7876 | 29.7876 | 29.7876 | 29.7876 | 29.7876 | 29.7876 | 29.7876 | 29.7876 | 29.7876 | 29.7876 | 29.7876 | 29.7876 | 29.7876 | 29.7876 | 29.7876 | 29.7876
4486 | 29.7882 | 29.7882 | 29.7882 | 29.7882 | 29.7882 | 29.7882 | 29.7882 | 29.7882 | 29.7882 | 29.7882 | 29.7882 | 29.7882 | 29.7882 | 29.7882 | 29.7882 | 29.7882 | 29.7882 | 29.7882 | 29.7882 | 29.7882 | 29.7882 | 29.7882 | 29.7882 | 29.7882 | 29.7882 | 29.7882 | 29.7882 | 29.7882 | 29.7882 | 29.7882 | 29.7882 | 29.7882 | 29.7882 | 29.7882 | 29.7882 | 29.7882 | 29.7882 | 29.7882 | 29.7882 | 29.7882 | 29.7882 | 29.7882 | 29.7882 | 29.7882 | 29.7882 | 29.7882 | 29.7882 | 29.7882 | 29.7882 | 29.7882 | 29.7882 | 29.7882 | 29.7882 | 29.7882 | 29.7882 | 29.7882 | 29.7882 | 29.7882 | 29.7882 | 29.7882
4487 | 29.7887 | 29.7887 | 29.7887 | 29.7887 | 29.7887 | 29.7887 | 29.7887 | 29.7887 | 29.7887 | 29.7887 | 29.7887 | 29.7887 | 29.7887 | 29.7887 | 29.7887 | 29.7887 | 29.7887 | 29.7887 | 29.7887 | 29.7887 | 29.7887 | 29.7887 | 29.7887 | 29.7887 | 29.7887 | 29.7887 | 29.7887 | 29.7887 | 29.7887 | 29.7887 | 29.7887 | 29.7887 | 29.7887 | 29.7887 | 29.7887 | 29.7887 | 29.7887 | 29.7887 | 29.7887 | 29.7887 | 29.7887 | 29.7887 | 29.7887 | 29.7887 | 29.7887 | 29.7887 | 29.7887 | 29.7887 | 29.7887 | 29.7887 | 29.7887 | 29.7887 | 29.7887 | 29.7887 | 29.7887 | 29.7887 | 29.7887 | 29.7887 | 29.7887 | 29.7887
4488 | 29.7893 | 29.7893 | 29.7893 | 29.7893 | 29.7893 | 29.7893 | 29.7893 | 29.7893 | 29.7893 | 29.7893 | 29.7893 | 29.7893 | 29.7893 | 29.7893 | 29.7893 | 29.7893 | 29.7893 | 29.7893 | 29.7893 | 29.7893 | 29.7893 | 29.7893 | 29.7893 | 29.7893 | 29.7893 | 29.7893 | 29.7893 | 29.7893 | 29.7893 | 29.7893 | 29.7893 | 29.7893 | 29.7893 | 29.7893 | 29.7893 | 29.7893 | 29.7893 | 29.7893 | 29.7893 | 29.7893 | 29.7893 | 29.7893 | 29.7893 | 29.7893 | 29.7893 | 29.7893 | 29.7893 | 29.7893 | 29.7893 | 29.7893 | 29.7893 | 29.7893 | 29.7893 | 29.7893 | 29.7893 | 29.7893 | 29.7893 | 29.7893 | 29.7893 | 29.7893
4489 | 29.7899 | 29.7899 | 29.7899 | 29.7899 | 29.7899 | 29.7899 | 29.7899 | 29.7899 | 29.7899 | 29.7899 | 29.7899 | 29.7899 | 29.7899 | 29.7899 | 29.7899 | 29.7899 | 29.7899 | 29.7899 | 29.7899 | 29.7899 | 29.7899 | 29.7899 | 29.7899 | 29.7899 | 29.7899 | 29.7899 | 29.7899 | 29.7899 | 29.7899 | 29.7899 | 29.7899 | 29.7899 | 29.7899 | 29.7899 | 29.7899 | 29.7899 | 29.7899 | 29.7899 | 29.7899 | 29.7899 | 29.7899 | 29.7899 | 29.7899 | 29.7899 | 29.7899 | 29.7899 | 29.7899 | 29.7899 | 29.7899 | 29.7899 | 29.7899 | 29.7899 | 29.7899 | 29.7899 | 29.7899 | 29.7899 | 29.7899 | 29.7899 | 29.7899 | 29.7899
4490 | 29.7904 | 29.7904 | 29.7904 | 29.7904 | 29.7904 | 29.7904 | 29.7904 | 29.7904 | 29.7904 | 29.7904 | 29.7904 | 29.7904 | 29.7904 | 29.7904 | 29.7904 | 29.7904 | 29.7904 | 29.7904 | 29.7904 | 29.7904 | 29.7904 | 29.7904 | 29.7904 | 29.7904 | 29.7904 | 29.7904 | 29.7904 | 29.7904 | 29.7904 | 29.7904 | 29.7904 | 29.7904 | 29.7904 | 29.7904 | 29.7904 | 29.7904 | 29.7904 | 29.7904 | 29.7904 | 29.7904 | 29.7904 | 29.7904 | 29.7904 | 29.7904 | 29.7904 | 29.7904 | 29.7904 | 29.7904 | 29.7904 | 29.7904 | 29.7904 | 29.7904 | 29.7904 | 29.7904 | 29.7904 | 29.7904 | 29.7904 | 29.7904 | 29.7904 | 29.7904
4491 | 29.791 | 29.791 | 29.791 | 29.791 | 29.791 | 29.791 | 29.791 | 29.791 | 29.791 | 29.791 | 29.791 | 29.791 | 29.791 | 29.791 | 29.791 | 29.791 | 29.791 | 29.791 | 29.791 | 29.791 | 29.791 | 29.791 | 29.791 | 29.791 | 29.791 | 29.791 | 29.791 | 29.791 | 29.791 | 29.791 | 29.791 | 29.791 | 29.791 | 29.791 | 29.791 | 29.791 | 29.791 | 29.791 | 29.791 | 29.791 | 29.791 | 29.791 | 29.791 | 29.791 | 29.791 | 29.791 | 29.791 | 29.791 | 29.791 | 29.791 | 29.791 | 29.791 | 29.791 | 29.791 | 29.791 | 29.791 | 29.791 | 29.791 | 29.791 | 29.791
4492 | 29.7915 | 29.7915 | 29.7915 | 29.7915 | 29.7915 | 29.7915 | 29.7915 | 29.7915 | 29.7915 | 29.7915 | 29.7915 | 29.7915 | 29.7915 | 29.7915 | 29.7915 | 29.7915 | 29.7915 | 29.7915 | 29.7915 | 29.7915 | 29.7915 | 29.7915 | 29.7915 | 29.7915 | 29.7915 | 29.7915 | 29.7915 | 29.7915 | 29.7915 | 29.7915 | 29.7915 | 29.7915 | 29.7915 | 29.7915 | 29.7915 | 29.7915 | 29.7915 | 29.7915 | 29.7915 | 29.7915 | 29.7915 | 29.7915 | 29.7915 | 29.7915 | 29.7915 | 29.7915 | 29.7915 | 29.7915 | 29.7915 | 29.7915 | 29.7915 | 29.7915 | 29.7915 | 29.7915 | 29.7915 | 29.7915 | 29.7915 | 29.7915 | 29.7915 | 29.7915
4493 | 29.7921 | 29.7921 | 29.7921 | 29.7921 | 29.7921 | 29.7921 | 29.7921 | 29.7921 | 29.7921 | 29.7921 | 29.7921 | 29.7921 | 29.7921 | 29.7921 | 29.7921 | 29.7921 | 29.7921 | 29.7921 | 29.7921 | 29.7921 | 29.7921 | 29.7921 | 29.7921 | 29.7921 | 29.7921 | 29.7921 | 29.7921 | 29.7921 | 29.7921 | 29.7921 | 29.7921 | 29.7921 | 29.7921 | 29.7921 | 29.7921 | 29.7921 | 29.7921 | 29.7921 | 29.7921 | 29.7921 | 29.7921 | 29.7921 | 29.7921 | 29.7921 | 29.7921 | 29.7921 | 29.7921 | 29.7921 | 29.7921 | 29.7921 | 29.7921 | 29.7921 | 29.7921 | 29.7921 | 29.7921 | 29.7921 | 29.7921 | 29.7921 | 29.7921 | 29.7921
4494 | 29.7926 | 29.7926 | 29.7926 | 29.7926 | 29.7926 | 29.7926 | 29.7926 | 29.7926 | 29.7926 | 29.7926 | 29.7926 | 29.7926 | 29.7926 | 29.7926 | 29.7926 | 29.7926 | 29.7926 | 29.7926 | 29.7926 | 29.7926 | 29.7926 | 29.7926 | 29.7926 | 29.7926 | 29.7926 | 29.7926 | 29.7926 | 29.7926 | 29.7926 | 29.7926 | 29.7926 | 29.7926 | 29.7926 | 29.7926 | 29.7926 | 29.7926 | 29.7926 | 29.7926 | 29.7926 | 29.7926 | 29.7926 | 29.7926 | 29.7926 | 29.7926 | 29.7926 | 29.7926 | 29.7926 | 29.7926 | 29.7926 | 29.7926 | 29.7926 | 29.7926 | 29.7926 | 29.7926 | 29.7926 | 29.7926 | 29.7926 | 29.7926 | 29.7926 | 29.7926
4495 | 29.7932 | 29.7932 | 29.7932 | 29.7932 | 29.7932 | 29.7932 | 29.7932 | 29.7932 | 29.7932 | 29.7932 | 29.7932 | 29.7932 | 29.7932 | 29.7932 | 29.7932 | 29.7932 | 29.7932 | 29.7932 | 29.7932 | 29.7932 | 29.7932 | 29.7932 | 29.7932 | 29.7932 | 29.7932 | 29.7932 | 29.7932 | 29.7932 | 29.7932 | 29.7932 | 29.7932 | 29.7932 | 29.7932 | 29.7932 | 29.7932 | 29.7932 | 29.7932 | 29.7932 | 29.7932 | 29.7932 | 29.7932 | 29.7932 | 29.7932 | 29.7932 | 29.7932 | 29.7932 | 29.7932 | 29.7932 | 29.7932 | 29.7932 | 29.7932 | 29.7932 | 29.7932 | 29.7932 | 29.7932 | 29.7932 | 29.7932 | 29.7932 | 29.7932 | 29.7932
4496 | 29.7938 | 29.7938 | 29.7938 | 29.7938 | 29.7938 | 29.7938 | 29.7938 | 29.7938 | 29.7938 | 29.7938 | 29.7938 | 29.7938 | 29.7938 | 29.7938 | 29.7938 | 29.7938 | 29.7938 | 29.7938 | 29.7938 | 29.7938 | 29.7938 | 29.7938 | 29.7938 | 29.7938 | 29.7938 | 29.7938 | 29.7938 | 29.7938 | 29.7938 | 29.7938 | 29.7938 | 29.7938 | 29.7938 | 29.7938 | 29.7938 | 29.7938 | 29.7938 | 29.7938 | 29.7938 | 29.7938 | 29.7938 | 29.7938 | 29.7938 | 29.7938 | 29.7938 | 29.7938 | 29.7938 | 29.7938 | 29.7938 | 29.7938 | 29.7938 | 29.7938 | 29.7938 | 29.7938 | 29.7938 | 29.7938 | 29.7938 | 29.7938 | 29.7938 | 29.7938
4497 | 29.7943 | 29.7943 | 29.7943 | 29.7943 | 29.7943 | 29.7943 | 29.7943 | 29.7943 | 29.7943 | 29.7943 | 29.7943 | 29.7943 | 29.7943 | 29.7943 | 29.7943 | 29.7943 | 29.7943 | 29.7943 | 29.7943 | 29.7943 | 29.7943 | 29.7943 | 29.7943 | 29.7943 | 29.7943 | 29.7943 | 29.7943 | 29.7943 | 29.7943 | 29.7943 | 29.7943 | 29.7943 | 29.7943 | 29.7943 | 29.7943 | 29.7943 | 29.7943 | 29.7943 | 29.7943 | 29.7943 | 29.7943 | 29.7943 | 29.7943 | 29.7943 | 29.7943 | 29.7943 | 29.7943 | 29.7943 | 29.7943 | 29.7943 | 29.7943 | 29.7943 | 29.7943 | 29.7943 | 29.7943 | 29.7943 | 29.7943 | 29.7943 | 29.7943 | 29.7943
4498 | 29.7949 | 29.7949 | 29.7949 | 29.7949 | 29.7949 | 29.7949 | 29.7949 | 29.7949 | 29.7949 | 29.7949 | 29.7949 | 29.7949 | 29.7949 | 29.7949 | 29.7949 | 29.7949 | 29.7949 | 29.7949 | 29.7949 | 29.7949 | 29.7949 | 29.7949 | 29.7949 | 29.7949 | 29.7949 | 29.7949 | 29.7949 | 29.7949 | 29.7949 | 29.7949 | 29.7949 | 29.7949 | 29.7949 | 29.7949 | 29.7949 | 29.7949 | 29.7949 | 29.7949 | 29.7949 | 29.7949 | 29.7949 | 29.7949 | 29.7949 | 29.7949 | 29.7949 | 29.7949 | 29.7949 | 29.7949 | 29.7949 | 29.7949 | 29.7949 | 29.7949 | 29.7949 | 29.7949 | 29.7949 | 29.7949 | 29.7949 | 29.7949 | 29.7949 | 29.7949
4499 | 29.7954 | 29.7954 | 29.7954 | 29.7954 | 29.7954 | 29.7954 | 29.7954 | 29.7954 | 29.7954 | 29.7954 | 29.7954 | 29.7954 | 29.7954 | 29.7954 | 29.7954 | 29.7954 | 29.7954 | 29.7954 | 29.7954 | 29.7954 | 29.7954 | 29.7954 | 29.7954 | 29.7954 | 29.7954 | 29.7954 | 29.7954 | 29.7954 | 29.7954 | 29.7954 | 29.7954 | 29.7954 | 29.7954 | 29.7954 | 29.7954 | 29.7954 | 29.7954 | 29.7954 | 29.7954 | 29.7954 | 29.7954 | 29.7954 | 29.7954 | 29.7954 | 29.7954 | 29.7954 | 29.7954 | 29.7954 | 29.7954 | 29.7954 | 29.7954 | 29.7954 | 29.7954 | 29.7954 | 29.7954 | 29.7954 | 29.7954 | 29.7954 | 29.7954 | 29.7954
4500 | 29.796 | 29.796 | 29.796 | 29.796 | 29.796 | 29.796 | 29.796 | 29.796 | 29.796 | 29.796 | 29.796 | 29.796 | 29.796 | 29.796 | 29.796 | 29.796 | 29.796 | 29.796 | 29.796 | 29.796 | 29.796 | 29.796 | 29.796 | 29.796 | 29.796 | 29.796 | 29.796 | 29.796 | 29.796 | 29.796 | 29.796 | 29.796 | 29.796 | 29.796 | 29.796 | 29.796 | 29.796 | 29.796 | 29.796 | 29.796 | 29.796 | 29.796 | 29.796 | 29.796 | 29.796 | 29.796 | 29.796 | 29.796 | 29.796 | 29.796 | 29.796 | 29.796 | 29.796 | 29.796 | 29.796 | 29.796 | 29.796 | 29.796 | 29.796 | 29.796
4501 | 29.7965 | 29.7965 | 29.7965 | 29.7965 | 29.7965 | 29.7965 | 29.7965 | 29.7965 | 29.7965 | 29.7965 | 29.7965 | 29.7965 | 29.7965 | 29.7965 | 29.7965 | 29.7965 | 29.7965 | 29.7965 | 29.7965 | 29.7965 | 29.7965 | 29.7965 | 29.7965 | 29.7965 | 29.7965 | 29.7965 | 29.7965 | 29.7965 | 29.7965 | 29.7965 | 29.7965 | 29.7965 | 29.7965 | 29.7965 | 29.7965 | 29.7965 | 29.7965 | 29.7965 | 29.7965 | 29.7965 | 29.7965 | 29.7965 | 29.7965 | 29.7965 | 29.7965 | 29.7965 | 29.7965 | 29.7965 | 29.7965 | 29.7965 | 29.7965 | 29.7965 | 29.7965 | 29.7965 | 29.7965 | 29.7965 | 29.7965 | 29.7965 | 29.7965 | 29.7965
4502 | 29.7971 | 29.7971 | 29.7971 | 29.7971 | 29.7971 | 29.7971 | 29.7971 | 29.7971 | 29.7971 | 29.7971 | 29.7971 | 29.7971 | 29.7971 | 29.7971 | 29.7971 | 29.7971 | 29.7971 | 29.7971 | 29.7971 | 29.7971 | 29.7971 | 29.7971 | 29.7971 | 29.7971 | 29.7971 | 29.7971 | 29.7971 | 29.7971 | 29.7971 | 29.7971 | 29.7971 | 29.7971 | 29.7971 | 29.7971 | 29.7971 | 29.7971 | 29.7971 | 29.7971 | 29.7971 | 29.7971 | 29.7971 | 29.7971 | 29.7971 | 29.7971 | 29.7971 | 29.7971 | 29.7971 | 29.7971 | 29.7971 | 29.7971 | 29.7971 | 29.7971 | 29.7971 | 29.7971 | 29.7971 | 29.7971 | 29.7971 | 29.7971 | 29.7971 | 29.7971
4503 | 29.7976 | 29.7976 | 29.7976 | 29.7976 | 29.7976 | 29.7976 | 29.7976 | 29.7976 | 29.7976 | 29.7976 | 29.7976 | 29.7976 | 29.7976 | 29.7976 | 29.7976 | 29.7976 | 29.7976 | 29.7976 | 29.7976 | 29.7976 | 29.7976 | 29.7976 | 29.7976 | 29.7976 | 29.7976 | 29.7976 | 29.7976 | 29.7976 | 29.7976 | 29.7976 | 29.7976 | 29.7976 | 29.7976 | 29.7976 | 29.7976 | 29.7976 | 29.7976 | 29.7976 | 29.7976 | 29.7976 | 29.7976 | 29.7976 | 29.7976 | 29.7976 | 29.7976 | 29.7976 | 29.7976 | 29.7976 | 29.7976 | 29.7976 | 29.7976 | 29.7976 | 29.7976 | 29.7976 | 29.7976 | 29.7976 | 29.7976 | 29.7976 | 29.7976 | 29.7976
4504 | 29.7982 | 29.7982 | 29.7982 | 29.7982 | 29.7982 | 29.7982 | 29.7982 | 29.7982 | 29.7982 | 29.7982 | 29.7982 | 29.7982 | 29.7982 | 29.7982 | 29.7982 | 29.7982 | 29.7982 | 29.7982 | 29.7982 | 29.7982 | 29.7982 | 29.7982 | 29.7982 | 29.7982 | 29.7982 | 29.7982 | 29.7982 | 29.7982 | 29.7982 | 29.7982 | 29.7982 | 29.7982 | 29.7982 | 29.7982 | 29.7982 | 29.7982 | 29.7982 | 29.7982 | 29.7982 | 29.7982 | 29.7982 | 29.7982 | 29.7982 | 29.7982 | 29.7982 | 29.7982 | 29.7982 | 29.7982 | 29.7982 | 29.7982 | 29.7982 | 29.7982 | 29.7982 | 29.7982 | 29.7982 | 29.7982 | 29.7982 | 29.7982 | 29.7982 | 29.7982
4505 | 29.7988 | 29.7988 | 29.7988 | 29.7988 | 29.7988 | 29.7988 | 29.7988 | 29.7988 | 29.7988 | 29.7988 | 29.7988 | 29.7988 | 29.7988 | 29.7988 | 29.7988 | 29.7988 | 29.7988 | 29.7988 | 29.7988 | 29.7988 | 29.7988 | 29.7988 | 29.7988 | 29.7988 | 29.7988 | 29.7988 | 29.7988 | 29.7988 | 29.7988 | 29.7988 | 29.7988 | 29.7988 | 29.7988 | 29.7988 | 29.7988 | 29.7988 | 29.7988 | 29.7988 | 29.7988 | 29.7988 | 29.7988 | 29.7988 | 29.7988 | 29.7988 | 29.7988 | 29.7988 | 29.7988 | 29.7988 | 29.7988 | 29.7988 | 29.7988 | 29.7988 | 29.7988 | 29.7988 | 29.7988 | 29.7988 | 29.7988 | 29.7988 | 29.7988 | 29.7988
4506 | 29.7993 | 29.7993 | 29.7993 | 29.7993 | 29.7993 | 29.7993 | 29.7993 | 29.7993 | 29.7993 | 29.7993 | 29.7993 | 29.7993 | 29.7993 | 29.7993 | 29.7993 | 29.7993 | 29.7993 | 29.7993 | 29.7993 | 29.7993 | 29.7993 | 29.7993 | 29.7993 | 29.7993 | 29.7993 | 29.7993 | 29.7993 | 29.7993 | 29.7993 | 29.7993 | 29.7993 | 29.7993 | 29.7993 | 29.7993 | 29.7993 | 29.7993 | 29.7993 | 29.7993 | 29.7993 | 29.7993 | 29.7993 | 29.7993 | 29.7993 | 29.7993 | 29.7993 | 29.7993 | 29.7993 | 29.7993 | 29.7993 | 29.7993 | 29.7993 | 29.7993 | 29.7993 | 29.7993 | 29.7993 | 29.7993 | 29.7993 | 29.7993 | 29.7993 | 29.7993
4507 | 29.7999 | 29.7999 | 29.7999 | 29.7999 | 29.7999 | 29.7999 | 29.7999 | 29.7999 | 29.7999 | 29.7999 | 29.7999 | 29.7999 | 29.7999 | 29.7999 | 29.7999 | 29.7999 | 29.7999 | 29.7999 | 29.7999 | 29.7999 | 29.7999 | 29.7999 | 29.7999 | 29.7999 | 29.7999 | 29.7999 | 29.7999 | 29.7999 | 29.7999 | 29.7999 | 29.7999 | 29.7999 | 29.7999 | 29.7999 | 29.7999 | 29.7999 | 29.7999 | 29.7999 | 29.7999 | 29.7999 | 29.7999 | 29.7999 | 29.7999 | 29.7999 | 29.7999 | 29.7999 | 29.7999 | 29.7999 | 29.7999 | 29.7999 | 29.7999 | 29.7999 | 29.7999 | 29.7999 | 29.7999 | 29.7999 | 29.7999 | 29.7999 | 29.7999 | 29.7999
4508 | 29.8004 | 29.8004 | 29.8004 | 29.8004 | 29.8004 | 29.8004 | 29.8004 | 29.8004 | 29.8004 | 29.8004 | 29.8004 | 29.8004 | 29.8004 | 29.8004 | 29.8004 | 29.8004 | 29.8004 | 29.8004 | 29.8004 | 29.8004 | 29.8004 | 29.8004 | 29.8004 | 29.8004 | 29.8004 | 29.8004 | 29.8004 | 29.8004 | 29.8004 | 29.8004 | 29.8004 | 29.8004 | 29.8004 | 29.8004 | 29.8004 | 29.8004 | 29.8004 | 29.8004 | 29.8004 | 29.8004 | 29.8004 | 29.8004 | 29.8004 | 29.8004 | 29.8004 | 29.8004 | 29.8004 | 29.8004 | 29.8004 | 29.8004 | 29.8004 | 29.8004 | 29.8004 | 29.8004 | 29.8004 | 29.8004 | 29.8004 | 29.8004 | 29.8004 | 29.8004
4509 | 29.801 | 29.801 | 29.801 | 29.801 | 29.801 | 29.801 | 29.801 | 29.801 | 29.801 | 29.801 | 29.801 | 29.801 | 29.801 | 29.801 | 29.801 | 29.801 | 29.801 | 29.801 | 29.801 | 29.801 | 29.801 | 29.801 | 29.801 | 29.801 | 29.801 | 29.801 | 29.801 | 29.801 | 29.801 | 29.801 | 29.801 | 29.801 | 29.801 | 29.801 | 29.801 | 29.801 | 29.801 | 29.801 | 29.801 | 29.801 | 29.801 | 29.801 | 29.801 | 29.801 | 29.801 | 29.801 | 29.801 | 29.801 | 29.801 | 29.801 | 29.801 | 29.801 | 29.801 | 29.801 | 29.801 | 29.801 | 29.801 | 29.801 | 29.801 | 29.801
4510 | 29.8015 | 29.8015 | 29.8015 | 29.8015 | 29.8015 | 29.8015 | 29.8015 | 29.8015 | 29.8015 | 29.8015 | 29.8015 | 29.8015 | 29.8015 | 29.8015 | 29.8015 | 29.8015 | 29.8015 | 29.8015 | 29.8015 | 29.8015 | 29.8015 | 29.8015 | 29.8015 | 29.8015 | 29.8015 | 29.8015 | 29.8015 | 29.8015 | 29.8015 | 29.8015 | 29.8015 | 29.8015 | 29.8015 | 29.8015 | 29.8015 | 29.8015 | 29.8015 | 29.8015 | 29.8015 | 29.8015 | 29.8015 | 29.8015 | 29.8015 | 29.8015 | 29.8015 | 29.8015 | 29.8015 | 29.8015 | 29.8015 | 29.8015 | 29.8015 | 29.8015 | 29.8015 | 29.8015 | 29.8015 | 29.8015 | 29.8015 | 29.8015 | 29.8015 | 29.8015
4511 | 29.8021 | 29.8021 | 29.8021 | 29.8021 | 29.8021 | 29.8021 | 29.8021 | 29.8021 | 29.8021 | 29.8021 | 29.8021 | 29.8021 | 29.8021 | 29.8021 | 29.8021 | 29.8021 | 29.8021 | 29.8021 | 29.8021 | 29.8021 | 29.8021 | 29.8021 | 29.8021 | 29.8021 | 29.8021 | 29.8021 | 29.8021 | 29.8021 | 29.8021 | 29.8021 | 29.8021 | 29.8021 | 29.8021 | 29.8021 | 29.8021 | 29.8021 | 29.8021 | 29.8021 | 29.8021 | 29.8021 | 29.8021 | 29.8021 | 29.8021 | 29.8021 | 29.8021 | 29.8021 | 29.8021 | 29.8021 | 29.8021 | 29.8021 | 29.8021 | 29.8021 | 29.8021 | 29.8021 | 29.8021 | 29.8021 | 29.8021 | 29.8021 | 29.8021 | 29.8021
4512 | 29.8026 | 29.8026 | 29.8026 | 29.8026 | 29.8026 | 29.8026 | 29.8026 | 29.8026 | 29.8026 | 29.8026 | 29.8026 | 29.8026 | 29.8026 | 29.8026 | 29.8026 | 29.8026 | 29.8026 | 29.8026 | 29.8026 | 29.8026 | 29.8026 | 29.8026 | 29.8026 | 29.8026 | 29.8026 | 29.8026 | 29.8026 | 29.8026 | 29.8026 | 29.8026 | 29.8026 | 29.8026 | 29.8026 | 29.8026 | 29.8026 | 29.8026 | 29.8026 | 29.8026 | 29.8026 | 29.8026 | 29.8026 | 29.8026 | 29.8026 | 29.8026 | 29.8026 | 29.8026 | 29.8026 | 29.8026 | 29.8026 | 29.8026 | 29.8026 | 29.8026 | 29.8026 | 29.8026 | 29.8026 | 29.8026 | 29.8026 | 29.8026 | 29.8026 | 29.8026
4513 | 29.8032 | 29.8032 | 29.8032 | 29.8032 | 29.8032 | 29.8032 | 29.8032 | 29.8032 | 29.8032 | 29.8032 | 29.8032 | 29.8032 | 29.8032 | 29.8032 | 29.8032 | 29.8032 | 29.8032 | 29.8032 | 29.8032 | 29.8032 | 29.8032 | 29.8032 | 29.8032 | 29.8032 | 29.8032 | 29.8032 | 29.8032 | 29.8032 | 29.8032 | 29.8032 | 29.8032 | 29.8032 | 29.8032 | 29.8032 | 29.8032 | 29.8032 | 29.8032 | 29.8032 | 29.8032 | 29.8032 | 29.8032 | 29.8032 | 29.8032 | 29.8032 | 29.8032 | 29.8032 | 29.8032 | 29.8032 | 29.8032 | 29.8032 | 29.8032 | 29.8032 | 29.8032 | 29.8032 | 29.8032 | 29.8032 | 29.8032 | 29.8032 | 29.8032 | 29.8032
4514 | 29.8037 | 29.8037 | 29.8037 | 29.8037 | 29.8037 | 29.8037 | 29.8037 | 29.8037 | 29.8037 | 29.8037 | 29.8037 | 29.8037 | 29.8037 | 29.8037 | 29.8037 | 29.8037 | 29.8037 | 29.8037 | 29.8037 | 29.8037 | 29.8037 | 29.8037 | 29.8037 | 29.8037 | 29.8037 | 29.8037 | 29.8037 | 29.8037 | 29.8037 | 29.8037 | 29.8037 | 29.8037 | 29.8037 | 29.8037 | 29.8037 | 29.8037 | 29.8037 | 29.8037 | 29.8037 | 29.8037 | 29.8037 | 29.8037 | 29.8037 | 29.8037 | 29.8037 | 29.8037 | 29.8037 | 29.8037 | 29.8037 | 29.8037 | 29.8037 | 29.8037 | 29.8037 | 29.8037 | 29.8037 | 29.8037 | 29.8037 | 29.8037 | 29.8037 | 29.8037
4515 | 29.8043 | 29.8043 | 29.8043 | 29.8043 | 29.8043 | 29.8043 | 29.8043 | 29.8043 | 29.8043 | 29.8043 | 29.8043 | 29.8043 | 29.8043 | 29.8043 | 29.8043 | 29.8043 | 29.8043 | 29.8043 | 29.8043 | 29.8043 | 29.8043 | 29.8043 | 29.8043 | 29.8043 | 29.8043 | 29.8043 | 29.8043 | 29.8043 | 29.8043 | 29.8043 | 29.8043 | 29.8043 | 29.8043 | 29.8043 | 29.8043 | 29.8043 | 29.8043 | 29.8043 | 29.8043 | 29.8043 | 29.8043 | 29.8043 | 29.8043 | 29.8043 | 29.8043 | 29.8043 | 29.8043 | 29.8043 | 29.8043 | 29.8043 | 29.8043 | 29.8043 | 29.8043 | 29.8043 | 29.8043 | 29.8043 | 29.8043 | 29.8043 | 29.8043 | 29.8043
4516 | 29.8048 | 29.8048 | 29.8048 | 29.8048 | 29.8048 | 29.8048 | 29.8048 | 29.8048 | 29.8048 | 29.8048 | 29.8048 | 29.8048 | 29.8048 | 29.8048 | 29.8048 | 29.8048 | 29.8048 | 29.8048 | 29.8048 | 29.8048 | 29.8048 | 29.8048 | 29.8048 | 29.8048 | 29.8048 | 29.8048 | 29.8048 | 29.8048 | 29.8048 | 29.8048 | 29.8048 | 29.8048 | 29.8048 | 29.8048 | 29.8048 | 29.8048 | 29.8048 | 29.8048 | 29.8048 | 29.8048 | 29.8048 | 29.8048 | 29.8048 | 29.8048 | 29.8048 | 29.8048 | 29.8048 | 29.8048 | 29.8048 | 29.8048 | 29.8048 | 29.8048 | 29.8048 | 29.8048 | 29.8048 | 29.8048 | 29.8048 | 29.8048 | 29.8048 | 29.8048
4517 | 29.8054 | 29.8054 | 29.8054 | 29.8054 | 29.8054 | 29.8054 | 29.8054 | 29.8054 | 29.8054 | 29.8054 | 29.8054 | 29.8054 | 29.8054 | 29.8054 | 29.8054 | 29.8054 | 29.8054 | 29.8054 | 29.8054 | 29.8054 | 29.8054 | 29.8054 | 29.8054 | 29.8054 | 29.8054 | 29.8054 | 29.8054 | 29.8054 | 29.8054 | 29.8054 | 29.8054 | 29.8054 | 29.8054 | 29.8054 | 29.8054 | 29.8054 | 29.8054 | 29.8054 | 29.8054 | 29.8054 | 29.8054 | 29.8054 | 29.8054 | 29.8054 | 29.8054 | 29.8054 | 29.8054 | 29.8054 | 29.8054 | 29.8054 | 29.8054 | 29.8054 | 29.8054 | 29.8054 | 29.8054 | 29.8054 | 29.8054 | 29.8054 | 29.8054 | 29.8054
4518 | 29.806 | 29.806 | 29.806 | 29.806 | 29.806 | 29.806 | 29.806 | 29.806 | 29.806 | 29.806 | 29.806 | 29.806 | 29.806 | 29.806 | 29.806 | 29.806 | 29.806 | 29.806 | 29.806 | 29.806 | 29.806 | 29.806 | 29.806 | 29.806 | 29.806 | 29.806 | 29.806 | 29.806 | 29.806 | 29.806 | 29.806 | 29.806 | 29.806 | 29.806 | 29.806 | 29.806 | 29.806 | 29.806 | 29.806 | 29.806 | 29.806 | 29.806 | 29.806 | 29.806 | 29.806 | 29.806 | 29.806 | 29.806 | 29.806 | 29.806 | 29.806 | 29.806 | 29.806 | 29.806 | 29.806 | 29.806 | 29.806 | 29.806 | 29.806 | 29.806
4519 | 29.8065 | 29.8065 | 29.8065 | 29.8065 | 29.8065 | 29.8065 | 29.8065 | 29.8065 | 29.8065 | 29.8065 | 29.8065 | 29.8065 | 29.8065 | 29.8065 | 29.8065 | 29.8065 | 29.8065 | 29.8065 | 29.8065 | 29.8065 | 29.8065 | 29.8065 | 29.8065 | 29.8065 | 29.8065 | 29.8065 | 29.8065 | 29.8065 | 29.8065 | 29.8065 | 29.8065 | 29.8065 | 29.8065 | 29.8065 | 29.8065 | 29.8065 | 29.8065 | 29.8065 | 29.8065 | 29.8065 | 29.8065 | 29.8065 | 29.8065 | 29.8065 | 29.8065 | 29.8065 | 29.8065 | 29.8065 | 29.8065 | 29.8065 | 29.8065 | 29.8065 | 29.8065 | 29.8065 | 29.8065 | 29.8065 | 29.8065 | 29.8065 | 29.8065 | 29.8065
4520 | 29.8071 | 29.8071 | 29.8071 | 29.8071 | 29.8071 | 29.8071 | 29.8071 | 29.8071 | 29.8071 | 29.8071 | 29.8071 | 29.8071 | 29.8071 | 29.8071 | 29.8071 | 29.8071 | 29.8071 | 29.8071 | 29.8071 | 29.8071 | 29.8071 | 29.8071 | 29.8071 | 29.8071 | 29.8071 | 29.8071 | 29.8071 | 29.8071 | 29.8071 | 29.8071 | 29.8071 | 29.8071 | 29.8071 | 29.8071 | 29.8071 | 29.8071 | 29.8071 | 29.8071 | 29.8071 | 29.8071 | 29.8071 | 29.8071 | 29.8071 | 29.8071 | 29.8071 | 29.8071 | 29.8071 | 29.8071 | 29.8071 | 29.8071 | 29.8071 | 29.8071 | 29.8071 | 29.8071 | 29.8071 | 29.8071 | 29.8071 | 29.8071 | 29.8071 | 29.8071
4521 | 29.8076 | 29.8076 | 29.8076 | 29.8076 | 29.8076 | 29.8076 | 29.8076 | 29.8076 | 29.8076 | 29.8076 | 29.8076 | 29.8076 | 29.8076 | 29.8076 | 29.8076 | 29.8076 | 29.8076 | 29.8076 | 29.8076 | 29.8076 | 29.8076 | 29.8076 | 29.8076 | 29.8076 | 29.8076 | 29.8076 | 29.8076 | 29.8076 | 29.8076 | 29.8076 | 29.8076 | 29.8076 | 29.8076 | 29.8076 | 29.8076 | 29.8076 | 29.8076 | 29.8076 | 29.8076 | 29.8076 | 29.8076 | 29.8076 | 29.8076 | 29.8076 | 29.8076 | 29.8076 | 29.8076 | 29.8076 | 29.8076 | 29.8076 | 29.8076 | 29.8076 | 29.8076 | 29.8076 | 29.8076 | 29.8076 | 29.8076 | 29.8076 | 29.8076 | 29.8076
4522 | 29.8082 | 29.8082 | 29.8082 | 29.8082 | 29.8082 | 29.8082 | 29.8082 | 29.8082 | 29.8082 | 29.8082 | 29.8082 | 29.8082 | 29.8082 | 29.8082 | 29.8082 | 29.8082 | 29.8082 | 29.8082 | 29.8082 | 29.8082 | 29.8082 | 29.8082 | 29.8082 | 29.8082 | 29.8082 | 29.8082 | 29.8082 | 29.8082 | 29.8082 | 29.8082 | 29.8082 | 29.8082 | 29.8082 | 29.8082 | 29.8082 | 29.8082 | 29.8082 | 29.8082 | 29.8082 | 29.8082 | 29.8082 | 29.8082 | 29.8082 | 29.8082 | 29.8082 | 29.8082 | 29.8082 | 29.8082 | 29.8082 | 29.8082 | 29.8082 | 29.8082 | 29.8082 | 29.8082 | 29.8082 | 29.8082 | 29.8082 | 29.8082 | 29.8082 | 29.8082
4523 | 29.8087 | 29.8087 | 29.8087 | 29.8087 | 29.8087 | 29.8087 | 29.8087 | 29.8087 | 29.8087 | 29.8087 | 29.8087 | 29.8087 | 29.8087 | 29.8087 | 29.8087 | 29.8087 | 29.8087 | 29.8087 | 29.8087 | 29.8087 | 29.8087 | 29.8087 | 29.8087 | 29.8087 | 29.8087 | 29.8087 | 29.8087 | 29.8087 | 29.8087 | 29.8087 | 29.8087 | 29.8087 | 29.8087 | 29.8087 | 29.8087 | 29.8087 | 29.8087 | 29.8087 | 29.8087 | 29.8087 | 29.8087 | 29.8087 | 29.8087 | 29.8087 | 29.8087 | 29.8087 | 29.8087 | 29.8087 | 29.8087 | 29.8087 | 29.8087 | 29.8087 | 29.8087 | 29.8087 | 29.8087 | 29.8087 | 29.8087 | 29.8087 | 29.8087 | 29.8087
4524 | 29.8093 | 29.8093 | 29.8093 | 29.8093 | 29.8093 | 29.8093 | 29.8093 | 29.8093 | 29.8093 | 29.8093 | 29.8093 | 29.8093 | 29.8093 | 29.8093 | 29.8093 | 29.8093 | 29.8093 | 29.8093 | 29.8093 | 29.8093 | 29.8093 | 29.8093 | 29.8093 | 29.8093 | 29.8093 | 29.8093 | 29.8093 | 29.8093 | 29.8093 | 29.8093 | 29.8093 | 29.8093 | 29.8093 | 29.8093 | 29.8093 | 29.8093 | 29.8093 | 29.8093 | 29.8093 | 29.8093 | 29.8093 | 29.8093 | 29.8093 | 29.8093 | 29.8093 | 29.8093 | 29.8093 | 29.8093 | 29.8093 | 29.8093 | 29.8093 | 29.8093 | 29.8093 | 29.8093 | 29.8093 | 29.8093 | 29.8093 | 29.8093 | 29.8093 | 29.8093
4525 | 29.8098 | 29.8098 | 29.8098 | 29.8098 | 29.8098 | 29.8098 | 29.8098 | 29.8098 | 29.8098 | 29.8098 | 29.8098 | 29.8098 | 29.8098 | 29.8098 | 29.8098 | 29.8098 | 29.8098 | 29.8098 | 29.8098 | 29.8098 | 29.8098 | 29.8098 | 29.8098 | 29.8098 | 29.8098 | 29.8098 | 29.8098 | 29.8098 | 29.8098 | 29.8098 | 29.8098 | 29.8098 | 29.8098 | 29.8098 | 29.8098 | 29.8098 | 29.8098 | 29.8098 | 29.8098 | 29.8098 | 29.8098 | 29.8098 | 29.8098 | 29.8098 | 29.8098 | 29.8098 | 29.8098 | 29.8098 | 29.8098 | 29.8098 | 29.8098 | 29.8098 | 29.8098 | 29.8098 | 29.8098 | 29.8098 | 29.8098 | 29.8098 | 29.8098 | 29.8098
4526 | 29.8104 | 29.8104 | 29.8104 | 29.8104 | 29.8104 | 29.8104 | 29.8104 | 29.8104 | 29.8104 | 29.8104 | 29.8104 | 29.8104 | 29.8104 | 29.8104 | 29.8104 | 29.8104 | 29.8104 | 29.8104 | 29.8104 | 29.8104 | 29.8104 | 29.8104 | 29.8104 | 29.8104 | 29.8104 | 29.8104 | 29.8104 | 29.8104 | 29.8104 | 29.8104 | 29.8104 | 29.8104 | 29.8104 | 29.8104 | 29.8104 | 29.8104 | 29.8104 | 29.8104 | 29.8104 | 29.8104 | 29.8104 | 29.8104 | 29.8104 | 29.8104 | 29.8104 | 29.8104 | 29.8104 | 29.8104 | 29.8104 | 29.8104 | 29.8104 | 29.8104 | 29.8104 | 29.8104 | 29.8104 | 29.8104 | 29.8104 | 29.8104 | 29.8104 | 29.8104
4527 | 29.8109 | 29.8109 | 29.8109 | 29.8109 | 29.8109 | 29.8109 | 29.8109 | 29.8109 | 29.8109 | 29.8109 | 29.8109 | 29.8109 | 29.8109 | 29.8109 | 29.8109 | 29.8109 | 29.8109 | 29.8109 | 29.8109 | 29.8109 | 29.8109 | 29.8109 | 29.8109 | 29.8109 | 29.8109 | 29.8109 | 29.8109 | 29.8109 | 29.8109 | 29.8109 | 29.8109 | 29.8109 | 29.8109 | 29.8109 | 29.8109 | 29.8109 | 29.8109 | 29.8109 | 29.8109 | 29.8109 | 29.8109 | 29.8109 | 29.8109 | 29.8109 | 29.8109 | 29.8109 | 29.8109 | 29.8109 | 29.8109 | 29.8109 | 29.8109 | 29.8109 | 29.8109 | 29.8109 | 29.8109 | 29.8109 | 29.8109 | 29.8109 | 29.8109 | 29.8109
4528 | 29.8115 | 29.8115 | 29.8115 | 29.8115 | 29.8115 | 29.8115 | 29.8115 | 29.8115 | 29.8115 | 29.8115 | 29.8115 | 29.8115 | 29.8115 | 29.8115 | 29.8115 | 29.8115 | 29.8115 | 29.8115 | 29.8115 | 29.8115 | 29.8115 | 29.8115 | 29.8115 | 29.8115 | 29.8115 | 29.8115 | 29.8115 | 29.8115 | 29.8115 | 29.8115 | 29.8115 | 29.8115 | 29.8115 | 29.8115 | 29.8115 | 29.8115 | 29.8115 | 29.8115 | 29.8115 | 29.8115 | 29.8115 | 29.8115 | 29.8115 | 29.8115 | 29.8115 | 29.8115 | 29.8115 | 29.8115 | 29.8115 | 29.8115 | 29.8115 | 29.8115 | 29.8115 | 29.8115 | 29.8115 | 29.8115 | 29.8115 | 29.8115 | 29.8115 | 29.8115
4529 | 29.812 | 29.812 | 29.812 | 29.812 | 29.812 | 29.812 | 29.812 | 29.812 | 29.812 | 29.812 | 29.812 | 29.812 | 29.812 | 29.812 | 29.812 | 29.812 | 29.812 | 29.812 | 29.812 | 29.812 | 29.812 | 29.812 | 29.812 | 29.812 | 29.812 | 29.812 | 29.812 | 29.812 | 29.812 | 29.812 | 29.812 | 29.812 | 29.812 | 29.812 | 29.812 | 29.812 | 29.812 | 29.812 | 29.812 | 29.812 | 29.812 | 29.812 | 29.812 | 29.812 | 29.812 | 29.812 | 29.812 | 29.812 | 29.812 | 29.812 | 29.812 | 29.812 | 29.812 | 29.812 | 29.812 | 29.812 | 29.812 | 29.812 | 29.812 | 29.812
4530 | 29.8126 | 29.8126 | 29.8126 | 29.8126 | 29.8126 | 29.8126 | 29.8126 | 29.8126 | 29.8126 | 29.8126 | 29.8126 | 29.8126 | 29.8126 | 29.8126 | 29.8126 | 29.8126 | 29.8126 | 29.8126 | 29.8126 | 29.8126 | 29.8126 | 29.8126 | 29.8126 | 29.8126 | 29.8126 | 29.8126 | 29.8126 | 29.8126 | 29.8126 | 29.8126 | 29.8126 | 29.8126 | 29.8126 | 29.8126 | 29.8126 | 29.8126 | 29.8126 | 29.8126 | 29.8126 | 29.8126 | 29.8126 | 29.8126 | 29.8126 | 29.8126 | 29.8126 | 29.8126 | 29.8126 | 29.8126 | 29.8126 | 29.8126 | 29.8126 | 29.8126 | 29.8126 | 29.8126 | 29.8126 | 29.8126 | 29.8126 | 29.8126 | 29.8126 | 29.8126
4531 | 29.8131 | 29.8131 | 29.8131 | 29.8131 | 29.8131 | 29.8131 | 29.8131 | 29.8131 | 29.8131 | 29.8131 | 29.8131 | 29.8131 | 29.8131 | 29.8131 | 29.8131 | 29.8131 | 29.8131 | 29.8131 | 29.8131 | 29.8131 | 29.8131 | 29.8131 | 29.8131 | 29.8131 | 29.8131 | 29.8131 | 29.8131 | 29.8131 | 29.8131 | 29.8131 | 29.8131 | 29.8131 | 29.8131 | 29.8131 | 29.8131 | 29.8131 | 29.8131 | 29.8131 | 29.8131 | 29.8131 | 29.8131 | 29.8131 | 29.8131 | 29.8131 | 29.8131 | 29.8131 | 29.8131 | 29.8131 | 29.8131 | 29.8131 | 29.8131 | 29.8131 | 29.8131 | 29.8131 | 29.8131 | 29.8131 | 29.8131 | 29.8131 | 29.8131 | 29.8131
4532 | 29.8137 | 29.8137 | 29.8137 | 29.8137 | 29.8137 | 29.8137 | 29.8137 | 29.8137 | 29.8137 | 29.8137 | 29.8137 | 29.8137 | 29.8137 | 29.8137 | 29.8137 | 29.8137 | 29.8137 | 29.8137 | 29.8137 | 29.8137 | 29.8137 | 29.8137 | 29.8137 | 29.8137 | 29.8137 | 29.8137 | 29.8137 | 29.8137 | 29.8137 | 29.8137 | 29.8137 | 29.8137 | 29.8137 | 29.8137 | 29.8137 | 29.8137 | 29.8137 | 29.8137 | 29.8137 | 29.8137 | 29.8137 | 29.8137 | 29.8137 | 29.8137 | 29.8137 | 29.8137 | 29.8137 | 29.8137 | 29.8137 | 29.8137 | 29.8137 | 29.8137 | 29.8137 | 29.8137 | 29.8137 | 29.8137 | 29.8137 | 29.8137 | 29.8137 | 29.8137
4533 | 29.8142 | 29.8142 | 29.8142 | 29.8142 | 29.8142 | 29.8142 | 29.8142 | 29.8142 | 29.8142 | 29.8142 | 29.8142 | 29.8142 | 29.8142 | 29.8142 | 29.8142 | 29.8142 | 29.8142 | 29.8142 | 29.8142 | 29.8142 | 29.8142 | 29.8142 | 29.8142 | 29.8142 | 29.8142 | 29.8142 | 29.8142 | 29.8142 | 29.8142 | 29.8142 | 29.8142 | 29.8142 | 29.8142 | 29.8142 | 29.8142 | 29.8142 | 29.8142 | 29.8142 | 29.8142 | 29.8142 | 29.8142 | 29.8142 | 29.8142 | 29.8142 | 29.8142 | 29.8142 | 29.8142 | 29.8142 | 29.8142 | 29.8142 | 29.8142 | 29.8142 | 29.8142 | 29.8142 | 29.8142 | 29.8142 | 29.8142 | 29.8142 | 29.8142 | 29.8142
4534 | 29.8148 | 29.8148 | 29.8148 | 29.8148 | 29.8148 | 29.8148 | 29.8148 | 29.8148 | 29.8148 | 29.8148 | 29.8148 | 29.8148 | 29.8148 | 29.8148 | 29.8148 | 29.8148 | 29.8148 | 29.8148 | 29.8148 | 29.8148 | 29.8148 | 29.8148 | 29.8148 | 29.8148 | 29.8148 | 29.8148 | 29.8148 | 29.8148 | 29.8148 | 29.8148 | 29.8148 | 29.8148 | 29.8148 | 29.8148 | 29.8148 | 29.8148 | 29.8148 | 29.8148 | 29.8148 | 29.8148 | 29.8148 | 29.8148 | 29.8148 | 29.8148 | 29.8148 | 29.8148 | 29.8148 | 29.8148 | 29.8148 | 29.8148 | 29.8148 | 29.8148 | 29.8148 | 29.8148 | 29.8148 | 29.8148 | 29.8148 | 29.8148 | 29.8148 | 29.8148
4535 | 29.8153 | 29.8153 | 29.8153 | 29.8153 | 29.8153 | 29.8153 | 29.8153 | 29.8153 | 29.8153 | 29.8153 | 29.8153 | 29.8153 | 29.8153 | 29.8153 | 29.8153 | 29.8153 | 29.8153 | 29.8153 | 29.8153 | 29.8153 | 29.8153 | 29.8153 | 29.8153 | 29.8153 | 29.8153 | 29.8153 | 29.8153 | 29.8153 | 29.8153 | 29.8153 | 29.8153 | 29.8153 | 29.8153 | 29.8153 | 29.8153 | 29.8153 | 29.8153 | 29.8153 | 29.8153 | 29.8153 | 29.8153 | 29.8153 | 29.8153 | 29.8153 | 29.8153 | 29.8153 | 29.8153 | 29.8153 | 29.8153 | 29.8153 | 29.8153 | 29.8153 | 29.8153 | 29.8153 | 29.8153 | 29.8153 | 29.8153 | 29.8153 | 29.8153 | 29.8153
4536 | 29.8159 | 29.8159 | 29.8159 | 29.8159 | 29.8159 | 29.8159 | 29.8159 | 29.8159 | 29.8159 | 29.8159 | 29.8159 | 29.8159 | 29.8159 | 29.8159 | 29.8159 | 29.8159 | 29.8159 | 29.8159 | 29.8159 | 29.8159 | 29.8159 | 29.8159 | 29.8159 | 29.8159 | 29.8159 | 29.8159 | 29.8159 | 29.8159 | 29.8159 | 29.8159 | 29.8159 | 29.8159 | 29.8159 | 29.8159 | 29.8159 | 29.8159 | 29.8159 | 29.8159 | 29.8159 | 29.8159 | 29.8159 | 29.8159 | 29.8159 | 29.8159 | 29.8159 | 29.8159 | 29.8159 | 29.8159 | 29.8159 | 29.8159 | 29.8159 | 29.8159 | 29.8159 | 29.8159 | 29.8159 | 29.8159 | 29.8159 | 29.8159 | 29.8159 | 29.8159
4537 | 29.8164 | 29.8164 | 29.8164 | 29.8164 | 29.8164 | 29.8164 | 29.8164 | 29.8164 | 29.8164 | 29.8164 | 29.8164 | 29.8164 | 29.8164 | 29.8164 | 29.8164 | 29.8164 | 29.8164 | 29.8164 | 29.8164 | 29.8164 | 29.8164 | 29.8164 | 29.8164 | 29.8164 | 29.8164 | 29.8164 | 29.8164 | 29.8164 | 29.8164 | 29.8164 | 29.8164 | 29.8164 | 29.8164 | 29.8164 | 29.8164 | 29.8164 | 29.8164 | 29.8164 | 29.8164 | 29.8164 | 29.8164 | 29.8164 | 29.8164 | 29.8164 | 29.8164 | 29.8164 | 29.8164 | 29.8164 | 29.8164 | 29.8164 | 29.8164 | 29.8164 | 29.8164 | 29.8164 | 29.8164 | 29.8164 | 29.8164 | 29.8164 | 29.8164 | 29.8164
4538 | 29.817 | 29.817 | 29.817 | 29.817 | 29.817 | 29.817 | 29.817 | 29.817 | 29.817 | 29.817 | 29.817 | 29.817 | 29.817 | 29.817 | 29.817 | 29.817 | 29.817 | 29.817 | 29.817 | 29.817 | 29.817 | 29.817 | 29.817 | 29.817 | 29.817 | 29.817 | 29.817 | 29.817 | 29.817 | 29.817 | 29.817 | 29.817 | 29.817 | 29.817 | 29.817 | 29.817 | 29.817 | 29.817 | 29.817 | 29.817 | 29.817 | 29.817 | 29.817 | 29.817 | 29.817 | 29.817 | 29.817 | 29.817 | 29.817 | 29.817 | 29.817 | 29.817 | 29.817 | 29.817 | 29.817 | 29.817 | 29.817 | 29.817 | 29.817 | 29.817
4539 | 29.8175 | 29.8175 | 29.8175 | 29.8175 | 29.8175 | 29.8175 | 29.8175 | 29.8175 | 29.8175 | 29.8175 | 29.8175 | 29.8175 | 29.8175 | 29.8175 | 29.8175 | 29.8175 | 29.8175 | 29.8175 | 29.8175 | 29.8175 | 29.8175 | 29.8175 | 29.8175 | 29.8175 | 29.8175 | 29.8175 | 29.8175 | 29.8175 | 29.8175 | 29.8175 | 29.8175 | 29.8175 | 29.8175 | 29.8175 | 29.8175 | 29.8175 | 29.8175 | 29.8175 | 29.8175 | 29.8175 | 29.8175 | 29.8175 | 29.8175 | 29.8175 | 29.8175 | 29.8175 | 29.8175 | 29.8175 | 29.8175 | 29.8175 | 29.8175 | 29.8175 | 29.8175 | 29.8175 | 29.8175 | 29.8175 | 29.8175 | 29.8175 | 29.8175 | 29.8175
4540 | 29.8181 | 29.8181 | 29.8181 | 29.8181 | 29.8181 | 29.8181 | 29.8181 | 29.8181 | 29.8181 | 29.8181 | 29.8181 | 29.8181 | 29.8181 | 29.8181 | 29.8181 | 29.8181 | 29.8181 | 29.8181 | 29.8181 | 29.8181 | 29.8181 | 29.8181 | 29.8181 | 29.8181 | 29.8181 | 29.8181 | 29.8181 | 29.8181 | 29.8181 | 29.8181 | 29.8181 | 29.8181 | 29.8181 | 29.8181 | 29.8181 | 29.8181 | 29.8181 | 29.8181 | 29.8181 | 29.8181 | 29.8181 | 29.8181 | 29.8181 | 29.8181 | 29.8181 | 29.8181 | 29.8181 | 29.8181 | 29.8181 | 29.8181 | 29.8181 | 29.8181 | 29.8181 | 29.8181 | 29.8181 | 29.8181 | 29.8181 | 29.8181 | 29.8181 | 29.8181
4541 | 29.8187 | 29.8187 | 29.8187 | 29.8187 | 29.8187 | 29.8187 | 29.8187 | 29.8187 | 29.8187 | 29.8187 | 29.8187 | 29.8187 | 29.8187 | 29.8187 | 29.8187 | 29.8187 | 29.8187 | 29.8187 | 29.8187 | 29.8187 | 29.8187 | 29.8187 | 29.8187 | 29.8187 | 29.8187 | 29.8187 | 29.8187 | 29.8187 | 29.8187 | 29.8187 | 29.8187 | 29.8187 | 29.8187 | 29.8187 | 29.8187 | 29.8187 | 29.8187 | 29.8187 | 29.8187 | 29.8187 | 29.8187 | 29.8187 | 29.8187 | 29.8187 | 29.8187 | 29.8187 | 29.8187 | 29.8187 | 29.8187 | 29.8187 | 29.8187 | 29.8187 | 29.8187 | 29.8187 | 29.8187 | 29.8187 | 29.8187 | 29.8187 | 29.8187 | 29.8187
4542 | 29.8192 | 29.8192 | 29.8192 | 29.8192 | 29.8192 | 29.8192 | 29.8192 | 29.8192 | 29.8192 | 29.8192 | 29.8192 | 29.8192 | 29.8192 | 29.8192 | 29.8192 | 29.8192 | 29.8192 | 29.8192 | 29.8192 | 29.8192 | 29.8192 | 29.8192 | 29.8192 | 29.8192 | 29.8192 | 29.8192 | 29.8192 | 29.8192 | 29.8192 | 29.8192 | 29.8192 | 29.8192 | 29.8192 | 29.8192 | 29.8192 | 29.8192 | 29.8192 | 29.8192 | 29.8192 | 29.8192 | 29.8192 | 29.8192 | 29.8192 | 29.8192 | 29.8192 | 29.8192 | 29.8192 | 29.8192 | 29.8192 | 29.8192 | 29.8192 | 29.8192 | 29.8192 | 29.8192 | 29.8192 | 29.8192 | 29.8192 | 29.8192 | 29.8192 | 29.8192
4543 | 29.8198 | 29.8198 | 29.8198 | 29.8198 | 29.8198 | 29.8198 | 29.8198 | 29.8198 | 29.8198 | 29.8198 | 29.8198 | 29.8198 | 29.8198 | 29.8198 | 29.8198 | 29.8198 | 29.8198 | 29.8198 | 29.8198 | 29.8198 | 29.8198 | 29.8198 | 29.8198 | 29.8198 | 29.8198 | 29.8198 | 29.8198 | 29.8198 | 29.8198 | 29.8198 | 29.8198 | 29.8198 | 29.8198 | 29.8198 | 29.8198 | 29.8198 | 29.8198 | 29.8198 | 29.8198 | 29.8198 | 29.8198 | 29.8198 | 29.8198 | 29.8198 | 29.8198 | 29.8198 | 29.8198 | 29.8198 | 29.8198 | 29.8198 | 29.8198 | 29.8198 | 29.8198 | 29.8198 | 29.8198 | 29.8198 | 29.8198 | 29.8198 | 29.8198 | 29.8198
4544 | 29.8203 | 29.8203 | 29.8203 | 29.8203 | 29.8203 | 29.8203 | 29.8203 | 29.8203 | 29.8203 | 29.8203 | 29.8203 | 29.8203 | 29.8203 | 29.8203 | 29.8203 | 29.8203 | 29.8203 | 29.8203 | 29.8203 | 29.8203 | 29.8203 | 29.8203 | 29.8203 | 29.8203 | 29.8203 | 29.8203 | 29.8203 | 29.8203 | 29.8203 | 29.8203 | 29.8203 | 29.8203 | 29.8203 | 29.8203 | 29.8203 | 29.8203 | 29.8203 | 29.8203 | 29.8203 | 29.8203 | 29.8203 | 29.8203 | 29.8203 | 29.8203 | 29.8203 | 29.8203 | 29.8203 | 29.8203 | 29.8203 | 29.8203 | 29.8203 | 29.8203 | 29.8203 | 29.8203 | 29.8203 | 29.8203 | 29.8203 | 29.8203 | 29.8203 | 29.8203
4545 | 29.8209 | 29.8209 | 29.8209 | 29.8209 | 29.8209 | 29.8209 | 29.8209 | 29.8209 | 29.8209 | 29.8209 | 29.8209 | 29.8209 | 29.8209 | 29.8209 | 29.8209 | 29.8209 | 29.8209 | 29.8209 | 29.8209 | 29.8209 | 29.8209 | 29.8209 | 29.8209 | 29.8209 | 29.8209 | 29.8209 | 29.8209 | 29.8209 | 29.8209 | 29.8209 | 29.8209 | 29.8209 | 29.8209 | 29.8209 | 29.8209 | 29.8209 | 29.8209 | 29.8209 | 29.8209 | 29.8209 | 29.8209 | 29.8209 | 29.8209 | 29.8209 | 29.8209 | 29.8209 | 29.8209 | 29.8209 | 29.8209 | 29.8209 | 29.8209 | 29.8209 | 29.8209 | 29.8209 | 29.8209 | 29.8209 | 29.8209 | 29.8209 | 29.8209 | 29.8209
4546 | 29.8214 | 29.8214 | 29.8214 | 29.8214 | 29.8214 | 29.8214 | 29.8214 | 29.8214 | 29.8214 | 29.8214 | 29.8214 | 29.8214 | 29.8214 | 29.8214 | 29.8214 | 29.8214 | 29.8214 | 29.8214 | 29.8214 | 29.8214 | 29.8214 | 29.8214 | 29.8214 | 29.8214 | 29.8214 | 29.8214 | 29.8214 | 29.8214 | 29.8214 | 29.8214 | 29.8214 | 29.8214 | 29.8214 | 29.8214 | 29.8214 | 29.8214 | 29.8214 | 29.8214 | 29.8214 | 29.8214 | 29.8214 | 29.8214 | 29.8214 | 29.8214 | 29.8214 | 29.8214 | 29.8214 | 29.8214 | 29.8214 | 29.8214 | 29.8214 | 29.8214 | 29.8214 | 29.8214 | 29.8214 | 29.8214 | 29.8214 | 29.8214 | 29.8214 | 29.8214
4547 | 29.822 | 29.822 | 29.822 | 29.822 | 29.822 | 29.822 | 29.822 | 29.822 | 29.822 | 29.822 | 29.822 | 29.822 | 29.822 | 29.822 | 29.822 | 29.822 | 29.822 | 29.822 | 29.822 | 29.822 | 29.822 | 29.822 | 29.822 | 29.822 | 29.822 | 29.822 | 29.822 | 29.822 | 29.822 | 29.822 | 29.822 | 29.822 | 29.822 | 29.822 | 29.822 | 29.822 | 29.822 | 29.822 | 29.822 | 29.822 | 29.822 | 29.822 | 29.822 | 29.822 | 29.822 | 29.822 | 29.822 | 29.822 | 29.822 | 29.822 | 29.822 | 29.822 | 29.822 | 29.822 | 29.822 | 29.822 | 29.822 | 29.822 | 29.822 | 29.822
4548 | 29.8225 | 29.8225 | 29.8225 | 29.8225 | 29.8225 | 29.8225 | 29.8225 | 29.8225 | 29.8225 | 29.8225 | 29.8225 | 29.8225 | 29.8225 | 29.8225 | 29.8225 | 29.8225 | 29.8225 | 29.8225 | 29.8225 | 29.8225 | 29.8225 | 29.8225 | 29.8225 | 29.8225 | 29.8225 | 29.8225 | 29.8225 | 29.8225 | 29.8225 | 29.8225 | 29.8225 | 29.8225 | 29.8225 | 29.8225 | 29.8225 | 29.8225 | 29.8225 | 29.8225 | 29.8225 | 29.8225 | 29.8225 | 29.8225 | 29.8225 | 29.8225 | 29.8225 | 29.8225 | 29.8225 | 29.8225 | 29.8225 | 29.8225 | 29.8225 | 29.8225 | 29.8225 | 29.8225 | 29.8225 | 29.8225 | 29.8225 | 29.8225 | 29.8225 | 29.8225
4549 | 29.8231 | 29.8231 | 29.8231 | 29.8231 | 29.8231 | 29.8231 | 29.8231 | 29.8231 | 29.8231 | 29.8231 | 29.8231 | 29.8231 | 29.8231 | 29.8231 | 29.8231 | 29.8231 | 29.8231 | 29.8231 | 29.8231 | 29.8231 | 29.8231 | 29.8231 | 29.8231 | 29.8231 | 29.8231 | 29.8231 | 29.8231 | 29.8231 | 29.8231 | 29.8231 | 29.8231 | 29.8231 | 29.8231 | 29.8231 | 29.8231 | 29.8231 | 29.8231 | 29.8231 | 29.8231 | 29.8231 | 29.8231 | 29.8231 | 29.8231 | 29.8231 | 29.8231 | 29.8231 | 29.8231 | 29.8231 | 29.8231 | 29.8231 | 29.8231 | 29.8231 | 29.8231 | 29.8231 | 29.8231 | 29.8231 | 29.8231 | 29.8231 | 29.8231 | 29.8231
4550 | 29.8236 | 29.8236 | 29.8236 | 29.8236 | 29.8236 | 29.8236 | 29.8236 | 29.8236 | 29.8236 | 29.8236 | 29.8236 | 29.8236 | 29.8236 | 29.8236 | 29.8236 | 29.8236 | 29.8236 | 29.8236 | 29.8236 | 29.8236 | 29.8236 | 29.8236 | 29.8236 | 29.8236 | 29.8236 | 29.8236 | 29.8236 | 29.8236 | 29.8236 | 29.8236 | 29.8236 | 29.8236 | 29.8236 | 29.8236 | 29.8236 | 29.8236 | 29.8236 | 29.8236 | 29.8236 | 29.8236 | 29.8236 | 29.8236 | 29.8236 | 29.8236 | 29.8236 | 29.8236 | 29.8236 | 29.8236 | 29.8236 | 29.8236 | 29.8236 | 29.8236 | 29.8236 | 29.8236 | 29.8236 | 29.8236 | 29.8236 | 29.8236 | 29.8236 | 29.8236
4551 | 29.8242 | 29.8242 | 29.8242 | 29.8242 | 29.8242 | 29.8242 | 29.8242 | 29.8242 | 29.8242 | 29.8242 | 29.8242 | 29.8242 | 29.8242 | 29.8242 | 29.8242 | 29.8242 | 29.8242 | 29.8242 | 29.8242 | 29.8242 | 29.8242 | 29.8242 | 29.8242 | 29.8242 | 29.8242 | 29.8242 | 29.8242 | 29.8242 | 29.8242 | 29.8242 | 29.8242 | 29.8242 | 29.8242 | 29.8242 | 29.8242 | 29.8242 | 29.8242 | 29.8242 | 29.8242 | 29.8242 | 29.8242 | 29.8242 | 29.8242 | 29.8242 | 29.8242 | 29.8242 | 29.8242 | 29.8242 | 29.8242 | 29.8242 | 29.8242 | 29.8242 | 29.8242 | 29.8242 | 29.8242 | 29.8242 | 29.8242 | 29.8242 | 29.8242 | 29.8242
4552 | 29.8247 | 29.8247 | 29.8247 | 29.8247 | 29.8247 | 29.8247 | 29.8247 | 29.8247 | 29.8247 | 29.8247 | 29.8247 | 29.8247 | 29.8247 | 29.8247 | 29.8247 | 29.8247 | 29.8247 | 29.8247 | 29.8247 | 29.8247 | 29.8247 | 29.8247 | 29.8247 | 29.8247 | 29.8247 | 29.8247 | 29.8247 | 29.8247 | 29.8247 | 29.8247 | 29.8247 | 29.8247 | 29.8247 | 29.8247 | 29.8247 | 29.8247 | 29.8247 | 29.8247 | 29.8247 | 29.8247 | 29.8247 | 29.8247 | 29.8247 | 29.8247 | 29.8247 | 29.8247 | 29.8247 | 29.8247 | 29.8247 | 29.8247 | 29.8247 | 29.8247 | 29.8247 | 29.8247 | 29.8247 | 29.8247 | 29.8247 | 29.8247 | 29.8247 | 29.8247
4553 | 29.8252 | 29.8252 | 29.8252 | 29.8252 | 29.8252 | 29.8252 | 29.8252 | 29.8252 | 29.8252 | 29.8252 | 29.8252 | 29.8252 | 29.8252 | 29.8252 | 29.8252 | 29.8252 | 29.8252 | 29.8252 | 29.8252 | 29.8252 | 29.8252 | 29.8252 | 29.8252 | 29.8252 | 29.8252 | 29.8252 | 29.8252 | 29.8252 | 29.8252 | 29.8252 | 29.8252 | 29.8252 | 29.8252 | 29.8252 | 29.8252 | 29.8252 | 29.8252 | 29.8252 | 29.8252 | 29.8252 | 29.8252 | 29.8252 | 29.8252 | 29.8252 | 29.8252 | 29.8252 | 29.8252 | 29.8252 | 29.8252 | 29.8252 | 29.8252 | 29.8252 | 29.8252 | 29.8252 | 29.8252 | 29.8252 | 29.8252 | 29.8252 | 29.8252 | 29.8252
4554 | 29.8258 | 29.8258 | 29.8258 | 29.8258 | 29.8258 | 29.8258 | 29.8258 | 29.8258 | 29.8258 | 29.8258 | 29.8258 | 29.8258 | 29.8258 | 29.8258 | 29.8258 | 29.8258 | 29.8258 | 29.8258 | 29.8258 | 29.8258 | 29.8258 | 29.8258 | 29.8258 | 29.8258 | 29.8258 | 29.8258 | 29.8258 | 29.8258 | 29.8258 | 29.8258 | 29.8258 | 29.8258 | 29.8258 | 29.8258 | 29.8258 | 29.8258 | 29.8258 | 29.8258 | 29.8258 | 29.8258 | 29.8258 | 29.8258 | 29.8258 | 29.8258 | 29.8258 | 29.8258 | 29.8258 | 29.8258 | 29.8258 | 29.8258 | 29.8258 | 29.8258 | 29.8258 | 29.8258 | 29.8258 | 29.8258 | 29.8258 | 29.8258 | 29.8258 | 29.8258
4555 | 29.8263 | 29.8263 | 29.8263 | 29.8263 | 29.8263 | 29.8263 | 29.8263 | 29.8263 | 29.8263 | 29.8263 | 29.8263 | 29.8263 | 29.8263 | 29.8263 | 29.8263 | 29.8263 | 29.8263 | 29.8263 | 29.8263 | 29.8263 | 29.8263 | 29.8263 | 29.8263 | 29.8263 | 29.8263 | 29.8263 | 29.8263 | 29.8263 | 29.8263 | 29.8263 | 29.8263 | 29.8263 | 29.8263 | 29.8263 | 29.8263 | 29.8263 | 29.8263 | 29.8263 | 29.8263 | 29.8263 | 29.8263 | 29.8263 | 29.8263 | 29.8263 | 29.8263 | 29.8263 | 29.8263 | 29.8263 | 29.8263 | 29.8263 | 29.8263 | 29.8263 | 29.8263 | 29.8263 | 29.8263 | 29.8263 | 29.8263 | 29.8263 | 29.8263 | 29.8263
4556 | 29.8269 | 29.8269 | 29.8269 | 29.8269 | 29.8269 | 29.8269 | 29.8269 | 29.8269 | 29.8269 | 29.8269 | 29.8269 | 29.8269 | 29.8269 | 29.8269 | 29.8269 | 29.8269 | 29.8269 | 29.8269 | 29.8269 | 29.8269 | 29.8269 | 29.8269 | 29.8269 | 29.8269 | 29.8269 | 29.8269 | 29.8269 | 29.8269 | 29.8269 | 29.8269 | 29.8269 | 29.8269 | 29.8269 | 29.8269 | 29.8269 | 29.8269 | 29.8269 | 29.8269 | 29.8269 | 29.8269 | 29.8269 | 29.8269 | 29.8269 | 29.8269 | 29.8269 | 29.8269 | 29.8269 | 29.8269 | 29.8269 | 29.8269 | 29.8269 | 29.8269 | 29.8269 | 29.8269 | 29.8269 | 29.8269 | 29.8269 | 29.8269 | 29.8269 | 29.8269
4557 | 29.8274 | 29.8274 | 29.8274 | 29.8274 | 29.8274 | 29.8274 | 29.8274 | 29.8274 | 29.8274 | 29.8274 | 29.8274 | 29.8274 | 29.8274 | 29.8274 | 29.8274 | 29.8274 | 29.8274 | 29.8274 | 29.8274 | 29.8274 | 29.8274 | 29.8274 | 29.8274 | 29.8274 | 29.8274 | 29.8274 | 29.8274 | 29.8274 | 29.8274 | 29.8274 | 29.8274 | 29.8274 | 29.8274 | 29.8274 | 29.8274 | 29.8274 | 29.8274 | 29.8274 | 29.8274 | 29.8274 | 29.8274 | 29.8274 | 29.8274 | 29.8274 | 29.8274 | 29.8274 | 29.8274 | 29.8274 | 29.8274 | 29.8274 | 29.8274 | 29.8274 | 29.8274 | 29.8274 | 29.8274 | 29.8274 | 29.8274 | 29.8274 | 29.8274 | 29.8274
4558 | 29.828 | 29.828 | 29.828 | 29.828 | 29.828 | 29.828 | 29.828 | 29.828 | 29.828 | 29.828 | 29.828 | 29.828 | 29.828 | 29.828 | 29.828 | 29.828 | 29.828 | 29.828 | 29.828 | 29.828 | 29.828 | 29.828 | 29.828 | 29.828 | 29.828 | 29.828 | 29.828 | 29.828 | 29.828 | 29.828 | 29.828 | 29.828 | 29.828 | 29.828 | 29.828 | 29.828 | 29.828 | 29.828 | 29.828 | 29.828 | 29.828 | 29.828 | 29.828 | 29.828 | 29.828 | 29.828 | 29.828 | 29.828 | 29.828 | 29.828 | 29.828 | 29.828 | 29.828 | 29.828 | 29.828 | 29.828 | 29.828 | 29.828 | 29.828 | 29.828
4559 | 29.8285 | 29.8285 | 29.8285 | 29.8285 | 29.8285 | 29.8285 | 29.8285 | 29.8285 | 29.8285 | 29.8285 | 29.8285 | 29.8285 | 29.8285 | 29.8285 | 29.8285 | 29.8285 | 29.8285 | 29.8285 | 29.8285 | 29.8285 | 29.8285 | 29.8285 | 29.8285 | 29.8285 | 29.8285 | 29.8285 | 29.8285 | 29.8285 | 29.8285 | 29.8285 | 29.8285 | 29.8285 | 29.8285 | 29.8285 | 29.8285 | 29.8285 | 29.8285 | 29.8285 | 29.8285 | 29.8285 | 29.8285 | 29.8285 | 29.8285 | 29.8285 | 29.8285 | 29.8285 | 29.8285 | 29.8285 | 29.8285 | 29.8285 | 29.8285 | 29.8285 | 29.8285 | 29.8285 | 29.8285 | 29.8285 | 29.8285 | 29.8285 | 29.8285 | 29.8285
4560 | 29.8291 | 29.8291 | 29.8291 | 29.8291 | 29.8291 | 29.8291 | 29.8291 | 29.8291 | 29.8291 | 29.8291 | 29.8291 | 29.8291 | 29.8291 | 29.8291 | 29.8291 | 29.8291 | 29.8291 | 29.8291 | 29.8291 | 29.8291 | 29.8291 | 29.8291 | 29.8291 | 29.8291 | 29.8291 | 29.8291 | 29.8291 | 29.8291 | 29.8291 | 29.8291 | 29.8291 | 29.8291 | 29.8291 | 29.8291 | 29.8291 | 29.8291 | 29.8291 | 29.8291 | 29.8291 | 29.8291 | 29.8291 | 29.8291 | 29.8291 | 29.8291 | 29.8291 | 29.8291 | 29.8291 | 29.8291 | 29.8291 | 29.8291 | 29.8291 | 29.8291 | 29.8291 | 29.8291 | 29.8291 | 29.8291 | 29.8291 | 29.8291 | 29.8291 | 29.8291
4561 | 29.8296 | 29.8296 | 29.8296 | 29.8296 | 29.8296 | 29.8296 | 29.8296 | 29.8296 | 29.8296 | 29.8296 | 29.8296 | 29.8296 | 29.8296 | 29.8296 | 29.8296 | 29.8296 | 29.8296 | 29.8296 | 29.8296 | 29.8296 | 29.8296 | 29.8296 | 29.8296 | 29.8296 | 29.8296 | 29.8296 | 29.8296 | 29.8296 | 29.8296 | 29.8296 | 29.8296 | 29.8296 | 29.8296 | 29.8296 | 29.8296 | 29.8296 | 29.8296 | 29.8296 | 29.8296 | 29.8296 | 29.8296 | 29.8296 | 29.8296 | 29.8296 | 29.8296 | 29.8296 | 29.8296 | 29.8296 | 29.8296 | 29.8296 | 29.8296 | 29.8296 | 29.8296 | 29.8296 | 29.8296 | 29.8296 | 29.8296 | 29.8296 | 29.8296 | 29.8296
4562 | 29.8302 | 29.8302 | 29.8302 | 29.8302 | 29.8302 | 29.8302 | 29.8302 | 29.8302 | 29.8302 | 29.8302 | 29.8302 | 29.8302 | 29.8302 | 29.8302 | 29.8302 | 29.8302 | 29.8302 | 29.8302 | 29.8302 | 29.8302 | 29.8302 | 29.8302 | 29.8302 | 29.8302 | 29.8302 | 29.8302 | 29.8302 | 29.8302 | 29.8302 | 29.8302 | 29.8302 | 29.8302 | 29.8302 | 29.8302 | 29.8302 | 29.8302 | 29.8302 | 29.8302 | 29.8302 | 29.8302 | 29.8302 | 29.8302 | 29.8302 | 29.8302 | 29.8302 | 29.8302 | 29.8302 | 29.8302 | 29.8302 | 29.8302 | 29.8302 | 29.8302 | 29.8302 | 29.8302 | 29.8302 | 29.8302 | 29.8302 | 29.8302 | 29.8302 | 29.8302
4563 | 29.8307 | 29.8307 | 29.8307 | 29.8307 | 29.8307 | 29.8307 | 29.8307 | 29.8307 | 29.8307 | 29.8307 | 29.8307 | 29.8307 | 29.8307 | 29.8307 | 29.8307 | 29.8307 | 29.8307 | 29.8307 | 29.8307 | 29.8307 | 29.8307 | 29.8307 | 29.8307 | 29.8307 | 29.8307 | 29.8307 | 29.8307 | 29.8307 | 29.8307 | 29.8307 | 29.8307 | 29.8307 | 29.8307 | 29.8307 | 29.8307 | 29.8307 | 29.8307 | 29.8307 | 29.8307 | 29.8307 | 29.8307 | 29.8307 | 29.8307 | 29.8307 | 29.8307 | 29.8307 | 29.8307 | 29.8307 | 29.8307 | 29.8307 | 29.8307 | 29.8307 | 29.8307 | 29.8307 | 29.8307 | 29.8307 | 29.8307 | 29.8307 | 29.8307 | 29.8307
4564 | 29.8313 | 29.8313 | 29.8313 | 29.8313 | 29.8313 | 29.8313 | 29.8313 | 29.8313 | 29.8313 | 29.8313 | 29.8313 | 29.8313 | 29.8313 | 29.8313 | 29.8313 | 29.8313 | 29.8313 | 29.8313 | 29.8313 | 29.8313 | 29.8313 | 29.8313 | 29.8313 | 29.8313 | 29.8313 | 29.8313 | 29.8313 | 29.8313 | 29.8313 | 29.8313 | 29.8313 | 29.8313 | 29.8313 | 29.8313 | 29.8313 | 29.8313 | 29.8313 | 29.8313 | 29.8313 | 29.8313 | 29.8313 | 29.8313 | 29.8313 | 29.8313 | 29.8313 | 29.8313 | 29.8313 | 29.8313 | 29.8313 | 29.8313 | 29.8313 | 29.8313 | 29.8313 | 29.8313 | 29.8313 | 29.8313 | 29.8313 | 29.8313 | 29.8313 | 29.8313
4565 | 29.8318 | 29.8318 | 29.8318 | 29.8318 | 29.8318 | 29.8318 | 29.8318 | 29.8318 | 29.8318 | 29.8318 | 29.8318 | 29.8318 | 29.8318 | 29.8318 | 29.8318 | 29.8318 | 29.8318 | 29.8318 | 29.8318 | 29.8318 | 29.8318 | 29.8318 | 29.8318 | 29.8318 | 29.8318 | 29.8318 | 29.8318 | 29.8318 | 29.8318 | 29.8318 | 29.8318 | 29.8318 | 29.8318 | 29.8318 | 29.8318 | 29.8318 | 29.8318 | 29.8318 | 29.8318 | 29.8318 | 29.8318 | 29.8318 | 29.8318 | 29.8318 | 29.8318 | 29.8318 | 29.8318 | 29.8318 | 29.8318 | 29.8318 | 29.8318 | 29.8318 | 29.8318 | 29.8318 | 29.8318 | 29.8318 | 29.8318 | 29.8318 | 29.8318 | 29.8318
4566 | 29.8324 | 29.8324 | 29.8324 | 29.8324 | 29.8324 | 29.8324 | 29.8324 | 29.8324 | 29.8324 | 29.8324 | 29.8324 | 29.8324 | 29.8324 | 29.8324 | 29.8324 | 29.8324 | 29.8324 | 29.8324 | 29.8324 | 29.8324 | 29.8324 | 29.8324 | 29.8324 | 29.8324 | 29.8324 | 29.8324 | 29.8324 | 29.8324 | 29.8324 | 29.8324 | 29.8324 | 29.8324 | 29.8324 | 29.8324 | 29.8324 | 29.8324 | 29.8324 | 29.8324 | 29.8324 | 29.8324 | 29.8324 | 29.8324 | 29.8324 | 29.8324 | 29.8324 | 29.8324 | 29.8324 | 29.8324 | 29.8324 | 29.8324 | 29.8324 | 29.8324 | 29.8324 | 29.8324 | 29.8324 | 29.8324 | 29.8324 | 29.8324 | 29.8324 | 29.8324
4567 | 29.8329 | 29.8329 | 29.8329 | 29.8329 | 29.8329 | 29.8329 | 29.8329 | 29.8329 | 29.8329 | 29.8329 | 29.8329 | 29.8329 | 29.8329 | 29.8329 | 29.8329 | 29.8329 | 29.8329 | 29.8329 | 29.8329 | 29.8329 | 29.8329 | 29.8329 | 29.8329 | 29.8329 | 29.8329 | 29.8329 | 29.8329 | 29.8329 | 29.8329 | 29.8329 | 29.8329 | 29.8329 | 29.8329 | 29.8329 | 29.8329 | 29.8329 | 29.8329 | 29.8329 | 29.8329 | 29.8329 | 29.8329 | 29.8329 | 29.8329 | 29.8329 | 29.8329 | 29.8329 | 29.8329 | 29.8329 | 29.8329 | 29.8329 | 29.8329 | 29.8329 | 29.8329 | 29.8329 | 29.8329 | 29.8329 | 29.8329 | 29.8329 | 29.8329 | 29.8329
4568 | 29.8335 | 29.8335 | 29.8335 | 29.8335 | 29.8335 | 29.8335 | 29.8335 | 29.8335 | 29.8335 | 29.8335 | 29.8335 | 29.8335 | 29.8335 | 29.8335 | 29.8335 | 29.8335 | 29.8335 | 29.8335 | 29.8335 | 29.8335 | 29.8335 | 29.8335 | 29.8335 | 29.8335 | 29.8335 | 29.8335 | 29.8335 | 29.8335 | 29.8335 | 29.8335 | 29.8335 | 29.8335 | 29.8335 | 29.8335 | 29.8335 | 29.8335 | 29.8335 | 29.8335 | 29.8335 | 29.8335 | 29.8335 | 29.8335 | 29.8335 | 29.8335 | 29.8335 | 29.8335 | 29.8335 | 29.8335 | 29.8335 | 29.8335 | 29.8335 | 29.8335 | 29.8335 | 29.8335 | 29.8335 | 29.8335 | 29.8335 | 29.8335 | 29.8335 | 29.8335
4569 | 29.834 | 29.834 | 29.834 | 29.834 | 29.834 | 29.834 | 29.834 | 29.834 | 29.834 | 29.834 | 29.834 | 29.834 | 29.834 | 29.834 | 29.834 | 29.834 | 29.834 | 29.834 | 29.834 | 29.834 | 29.834 | 29.834 | 29.834 | 29.834 | 29.834 | 29.834 | 29.834 | 29.834 | 29.834 | 29.834 | 29.834 | 29.834 | 29.834 | 29.834 | 29.834 | 29.834 | 29.834 | 29.834 | 29.834 | 29.834 | 29.834 | 29.834 | 29.834 | 29.834 | 29.834 | 29.834 | 29.834 | 29.834 | 29.834 | 29.834 | 29.834 | 29.834 | 29.834 | 29.834 | 29.834 | 29.834 | 29.834 | 29.834 | 29.834 | 29.834
4570 | 29.8346 | 29.8346 | 29.8346 | 29.8346 | 29.8346 | 29.8346 | 29.8346 | 29.8346 | 29.8346 | 29.8346 | 29.8346 | 29.8346 | 29.8346 | 29.8346 | 29.8346 | 29.8346 | 29.8346 | 29.8346 | 29.8346 | 29.8346 | 29.8346 | 29.8346 | 29.8346 | 29.8346 | 29.8346 | 29.8346 | 29.8346 | 29.8346 | 29.8346 | 29.8346 | 29.8346 | 29.8346 | 29.8346 | 29.8346 | 29.8346 | 29.8346 | 29.8346 | 29.8346 | 29.8346 | 29.8346 | 29.8346 | 29.8346 | 29.8346 | 29.8346 | 29.8346 | 29.8346 | 29.8346 | 29.8346 | 29.8346 | 29.8346 | 29.8346 | 29.8346 | 29.8346 | 29.8346 | 29.8346 | 29.8346 | 29.8346 | 29.8346 | 29.8346 | 29.8346
4571 | 29.8351 | 29.8351 | 29.8351 | 29.8351 | 29.8351 | 29.8351 | 29.8351 | 29.8351 | 29.8351 | 29.8351 | 29.8351 | 29.8351 | 29.8351 | 29.8351 | 29.8351 | 29.8351 | 29.8351 | 29.8351 | 29.8351 | 29.8351 | 29.8351 | 29.8351 | 29.8351 | 29.8351 | 29.8351 | 29.8351 | 29.8351 | 29.8351 | 29.8351 | 29.8351 | 29.8351 | 29.8351 | 29.8351 | 29.8351 | 29.8351 | 29.8351 | 29.8351 | 29.8351 | 29.8351 | 29.8351 | 29.8351 | 29.8351 | 29.8351 | 29.8351 | 29.8351 | 29.8351 | 29.8351 | 29.8351 | 29.8351 | 29.8351 | 29.8351 | 29.8351 | 29.8351 | 29.8351 | 29.8351 | 29.8351 | 29.8351 | 29.8351 | 29.8351 | 29.8351
4572 | 29.8357 | 29.8357 | 29.8357 | 29.8357 | 29.8357 | 29.8357 | 29.8357 | 29.8357 | 29.8357 | 29.8357 | 29.8357 | 29.8357 | 29.8357 | 29.8357 | 29.8357 | 29.8357 | 29.8357 | 29.8357 | 29.8357 | 29.8357 | 29.8357 | 29.8357 | 29.8357 | 29.8357 | 29.8357 | 29.8357 | 29.8357 | 29.8357 | 29.8357 | 29.8357 | 29.8357 | 29.8357 | 29.8357 | 29.8357 | 29.8357 | 29.8357 | 29.8357 | 29.8357 | 29.8357 | 29.8357 | 29.8357 | 29.8357 | 29.8357 | 29.8357 | 29.8357 | 29.8357 | 29.8357 | 29.8357 | 29.8357 | 29.8357 | 29.8357 | 29.8357 | 29.8357 | 29.8357 | 29.8357 | 29.8357 | 29.8357 | 29.8357 | 29.8357 | 29.8357
4573 | 29.8362 | 29.8362 | 29.8362 | 29.8362 | 29.8362 | 29.8362 | 29.8362 | 29.8362 | 29.8362 | 29.8362 | 29.8362 | 29.8362 | 29.8362 | 29.8362 | 29.8362 | 29.8362 | 29.8362 | 29.8362 | 29.8362 | 29.8362 | 29.8362 | 29.8362 | 29.8362 | 29.8362 | 29.8362 | 29.8362 | 29.8362 | 29.8362 | 29.8362 | 29.8362 | 29.8362 | 29.8362 | 29.8362 | 29.8362 | 29.8362 | 29.8362 | 29.8362 | 29.8362 | 29.8362 | 29.8362 | 29.8362 | 29.8362 | 29.8362 | 29.8362 | 29.8362 | 29.8362 | 29.8362 | 29.8362 | 29.8362 | 29.8362 | 29.8362 | 29.8362 | 29.8362 | 29.8362 | 29.8362 | 29.8362 | 29.8362 | 29.8362 | 29.8362 | 29.8362
4574 | 29.8368 | 29.8368 | 29.8368 | 29.8368 | 29.8368 | 29.8368 | 29.8368 | 29.8368 | 29.8368 | 29.8368 | 29.8368 | 29.8368 | 29.8368 | 29.8368 | 29.8368 | 29.8368 | 29.8368 | 29.8368 | 29.8368 | 29.8368 | 29.8368 | 29.8368 | 29.8368 | 29.8368 | 29.8368 | 29.8368 | 29.8368 | 29.8368 | 29.8368 | 29.8368 | 29.8368 | 29.8368 | 29.8368 | 29.8368 | 29.8368 | 29.8368 | 29.8368 | 29.8368 | 29.8368 | 29.8368 | 29.8368 | 29.8368 | 29.8368 | 29.8368 | 29.8368 | 29.8368 | 29.8368 | 29.8368 | 29.8368 | 29.8368 | 29.8368 | 29.8368 | 29.8368 | 29.8368 | 29.8368 | 29.8368 | 29.8368 | 29.8368 | 29.8368 | 29.8368
4575 | 29.8373 | 29.8373 | 29.8373 | 29.8373 | 29.8373 | 29.8373 | 29.8373 | 29.8373 | 29.8373 | 29.8373 | 29.8373 | 29.8373 | 29.8373 | 29.8373 | 29.8373 | 29.8373 | 29.8373 | 29.8373 | 29.8373 | 29.8373 | 29.8373 | 29.8373 | 29.8373 | 29.8373 | 29.8373 | 29.8373 | 29.8373 | 29.8373 | 29.8373 | 29.8373 | 29.8373 | 29.8373 | 29.8373 | 29.8373 | 29.8373 | 29.8373 | 29.8373 | 29.8373 | 29.8373 | 29.8373 | 29.8373 | 29.8373 | 29.8373 | 29.8373 | 29.8373 | 29.8373 | 29.8373 | 29.8373 | 29.8373 | 29.8373 | 29.8373 | 29.8373 | 29.8373 | 29.8373 | 29.8373 | 29.8373 | 29.8373 | 29.8373 | 29.8373 | 29.8373
4576 | 29.8378 | 29.8378 | 29.8378 | 29.8378 | 29.8378 | 29.8378 | 29.8378 | 29.8378 | 29.8378 | 29.8378 | 29.8378 | 29.8378 | 29.8378 | 29.8378 | 29.8378 | 29.8378 | 29.8378 | 29.8378 | 29.8378 | 29.8378 | 29.8378 | 29.8378 | 29.8378 | 29.8378 | 29.8378 | 29.8378 | 29.8378 | 29.8378 | 29.8378 | 29.8378 | 29.8378 | 29.8378 | 29.8378 | 29.8378 | 29.8378 | 29.8378 | 29.8378 | 29.8378 | 29.8378 | 29.8378 | 29.8378 | 29.8378 | 29.8378 | 29.8378 | 29.8378 | 29.8378 | 29.8378 | 29.8378 | 29.8378 | 29.8378 | 29.8378 | 29.8378 | 29.8378 | 29.8378 | 29.8378 | 29.8378 | 29.8378 | 29.8378 | 29.8378 | 29.8378
4577 | 29.8384 | 29.8384 | 29.8384 | 29.8384 | 29.8384 | 29.8384 | 29.8384 | 29.8384 | 29.8384 | 29.8384 | 29.8384 | 29.8384 | 29.8384 | 29.8384 | 29.8384 | 29.8384 | 29.8384 | 29.8384 | 29.8384 | 29.8384 | 29.8384 | 29.8384 | 29.8384 | 29.8384 | 29.8384 | 29.8384 | 29.8384 | 29.8384 | 29.8384 | 29.8384 | 29.8384 | 29.8384 | 29.8384 | 29.8384 | 29.8384 | 29.8384 | 29.8384 | 29.8384 | 29.8384 | 29.8384 | 29.8384 | 29.8384 | 29.8384 | 29.8384 | 29.8384 | 29.8384 | 29.8384 | 29.8384 | 29.8384 | 29.8384 | 29.8384 | 29.8384 | 29.8384 | 29.8384 | 29.8384 | 29.8384 | 29.8384 | 29.8384 | 29.8384 | 29.8384
4578 | 29.8389 | 29.8389 | 29.8389 | 29.8389 | 29.8389 | 29.8389 | 29.8389 | 29.8389 | 29.8389 | 29.8389 | 29.8389 | 29.8389 | 29.8389 | 29.8389 | 29.8389 | 29.8389 | 29.8389 | 29.8389 | 29.8389 | 29.8389 | 29.8389 | 29.8389 | 29.8389 | 29.8389 | 29.8389 | 29.8389 | 29.8389 | 29.8389 | 29.8389 | 29.8389 | 29.8389 | 29.8389 | 29.8389 | 29.8389 | 29.8389 | 29.8389 | 29.8389 | 29.8389 | 29.8389 | 29.8389 | 29.8389 | 29.8389 | 29.8389 | 29.8389 | 29.8389 | 29.8389 | 29.8389 | 29.8389 | 29.8389 | 29.8389 | 29.8389 | 29.8389 | 29.8389 | 29.8389 | 29.8389 | 29.8389 | 29.8389 | 29.8389 | 29.8389 | 29.8389
4579 | 29.8395 | 29.8395 | 29.8395 | 29.8395 | 29.8395 | 29.8395 | 29.8395 | 29.8395 | 29.8395 | 29.8395 | 29.8395 | 29.8395 | 29.8395 | 29.8395 | 29.8395 | 29.8395 | 29.8395 | 29.8395 | 29.8395 | 29.8395 | 29.8395 | 29.8395 | 29.8395 | 29.8395 | 29.8395 | 29.8395 | 29.8395 | 29.8395 | 29.8395 | 29.8395 | 29.8395 | 29.8395 | 29.8395 | 29.8395 | 29.8395 | 29.8395 | 29.8395 | 29.8395 | 29.8395 | 29.8395 | 29.8395 | 29.8395 | 29.8395 | 29.8395 | 29.8395 | 29.8395 | 29.8395 | 29.8395 | 29.8395 | 29.8395 | 29.8395 | 29.8395 | 29.8395 | 29.8395 | 29.8395 | 29.8395 | 29.8395 | 29.8395 | 29.8395 | 29.8395
4580 | 29.84 | 29.84 | 29.84 | 29.84 | 29.84 | 29.84 | 29.84 | 29.84 | 29.84 | 29.84 | 29.84 | 29.84 | 29.84 | 29.84 | 29.84 | 29.84 | 29.84 | 29.84 | 29.84 | 29.84 | 29.84 | 29.84 | 29.84 | 29.84 | 29.84 | 29.84 | 29.84 | 29.84 | 29.84 | 29.84 | 29.84 | 29.84 | 29.84 | 29.84 | 29.84 | 29.84 | 29.84 | 29.84 | 29.84 | 29.84 | 29.84 | 29.84 | 29.84 | 29.84 | 29.84 | 29.84 | 29.84 | 29.84 | 29.84 | 29.84 | 29.84 | 29.84 | 29.84 | 29.84 | 29.84 | 29.84 | 29.84 | 29.84 | 29.84 | 29.84
4581 | 29.8406 | 29.8406 | 29.8406 | 29.8406 | 29.8406 | 29.8406 | 29.8406 | 29.8406 | 29.8406 | 29.8406 | 29.8406 | 29.8406 | 29.8406 | 29.8406 | 29.8406 | 29.8406 | 29.8406 | 29.8406 | 29.8406 | 29.8406 | 29.8406 | 29.8406 | 29.8406 | 29.8406 | 29.8406 | 29.8406 | 29.8406 | 29.8406 | 29.8406 | 29.8406 | 29.8406 | 29.8406 | 29.8406 | 29.8406 | 29.8406 | 29.8406 | 29.8406 | 29.8406 | 29.8406 | 29.8406 | 29.8406 | 29.8406 | 29.8406 | 29.8406 | 29.8406 | 29.8406 | 29.8406 | 29.8406 | 29.8406 | 29.8406 | 29.8406 | 29.8406 | 29.8406 | 29.8406 | 29.8406 | 29.8406 | 29.8406 | 29.8406 | 29.8406 | 29.8406
4582 | 29.8411 | 29.8411 | 29.8411 | 29.8411 | 29.8411 | 29.8411 | 29.8411 | 29.8411 | 29.8411 | 29.8411 | 29.8411 | 29.8411 | 29.8411 | 29.8411 | 29.8411 | 29.8411 | 29.8411 | 29.8411 | 29.8411 | 29.8411 | 29.8411 | 29.8411 | 29.8411 | 29.8411 | 29.8411 | 29.8411 | 29.8411 | 29.8411 | 29.8411 | 29.8411 | 29.8411 | 29.8411 | 29.8411 | 29.8411 | 29.8411 | 29.8411 | 29.8411 | 29.8411 | 29.8411 | 29.8411 | 29.8411 | 29.8411 | 29.8411 | 29.8411 | 29.8411 | 29.8411 | 29.8411 | 29.8411 | 29.8411 | 29.8411 | 29.8411 | 29.8411 | 29.8411 | 29.8411 | 29.8411 | 29.8411 | 29.8411 | 29.8411 | 29.8411 | 29.8411
4583 | 29.8417 | 29.8417 | 29.8417 | 29.8417 | 29.8417 | 29.8417 | 29.8417 | 29.8417 | 29.8417 | 29.8417 | 29.8417 | 29.8417 | 29.8417 | 29.8417 | 29.8417 | 29.8417 | 29.8417 | 29.8417 | 29.8417 | 29.8417 | 29.8417 | 29.8417 | 29.8417 | 29.8417 | 29.8417 | 29.8417 | 29.8417 | 29.8417 | 29.8417 | 29.8417 | 29.8417 | 29.8417 | 29.8417 | 29.8417 | 29.8417 | 29.8417 | 29.8417 | 29.8417 | 29.8417 | 29.8417 | 29.8417 | 29.8417 | 29.8417 | 29.8417 | 29.8417 | 29.8417 | 29.8417 | 29.8417 | 29.8417 | 29.8417 | 29.8417 | 29.8417 | 29.8417 | 29.8417 | 29.8417 | 29.8417 | 29.8417 | 29.8417 | 29.8417 | 29.8417
4584 | 29.8422 | 29.8422 | 29.8422 | 29.8422 | 29.8422 | 29.8422 | 29.8422 | 29.8422 | 29.8422 | 29.8422 | 29.8422 | 29.8422 | 29.8422 | 29.8422 | 29.8422 | 29.8422 | 29.8422 | 29.8422 | 29.8422 | 29.8422 | 29.8422 | 29.8422 | 29.8422 | 29.8422 | 29.8422 | 29.8422 | 29.8422 | 29.8422 | 29.8422 | 29.8422 | 29.8422 | 29.8422 | 29.8422 | 29.8422 | 29.8422 | 29.8422 | 29.8422 | 29.8422 | 29.8422 | 29.8422 | 29.8422 | 29.8422 | 29.8422 | 29.8422 | 29.8422 | 29.8422 | 29.8422 | 29.8422 | 29.8422 | 29.8422 | 29.8422 | 29.8422 | 29.8422 | 29.8422 | 29.8422 | 29.8422 | 29.8422 | 29.8422 | 29.8422 | 29.8422
4585 | 29.8428 | 29.8428 | 29.8428 | 29.8428 | 29.8428 | 29.8428 | 29.8428 | 29.8428 | 29.8428 | 29.8428 | 29.8428 | 29.8428 | 29.8428 | 29.8428 | 29.8428 | 29.8428 | 29.8428 | 29.8428 | 29.8428 | 29.8428 | 29.8428 | 29.8428 | 29.8428 | 29.8428 | 29.8428 | 29.8428 | 29.8428 | 29.8428 | 29.8428 | 29.8428 | 29.8428 | 29.8428 | 29.8428 | 29.8428 | 29.8428 | 29.8428 | 29.8428 | 29.8428 | 29.8428 | 29.8428 | 29.8428 | 29.8428 | 29.8428 | 29.8428 | 29.8428 | 29.8428 | 29.8428 | 29.8428 | 29.8428 | 29.8428 | 29.8428 | 29.8428 | 29.8428 | 29.8428 | 29.8428 | 29.8428 | 29.8428 | 29.8428 | 29.8428 | 29.8428
4586 | 29.8433 | 29.8433 | 29.8433 | 29.8433 | 29.8433 | 29.8433 | 29.8433 | 29.8433 | 29.8433 | 29.8433 | 29.8433 | 29.8433 | 29.8433 | 29.8433 | 29.8433 | 29.8433 | 29.8433 | 29.8433 | 29.8433 | 29.8433 | 29.8433 | 29.8433 | 29.8433 | 29.8433 | 29.8433 | 29.8433 | 29.8433 | 29.8433 | 29.8433 | 29.8433 | 29.8433 | 29.8433 | 29.8433 | 29.8433 | 29.8433 | 29.8433 | 29.8433 | 29.8433 | 29.8433 | 29.8433 | 29.8433 | 29.8433 | 29.8433 | 29.8433 | 29.8433 | 29.8433 | 29.8433 | 29.8433 | 29.8433 | 29.8433 | 29.8433 | 29.8433 | 29.8433 | 29.8433 | 29.8433 | 29.8433 | 29.8433 | 29.8433 | 29.8433 | 29.8433
4587 | 29.8438 | 29.8438 | 29.8438 | 29.8438 | 29.8438 | 29.8438 | 29.8438 | 29.8438 | 29.8438 | 29.8438 | 29.8438 | 29.8438 | 29.8438 | 29.8438 | 29.8438 | 29.8438 | 29.8438 | 29.8438 | 29.8438 | 29.8438 | 29.8438 | 29.8438 | 29.8438 | 29.8438 | 29.8438 | 29.8438 | 29.8438 | 29.8438 | 29.8438 | 29.8438 | 29.8438 | 29.8438 | 29.8438 | 29.8438 | 29.8438 | 29.8438 | 29.8438 | 29.8438 | 29.8438 | 29.8438 | 29.8438 | 29.8438 | 29.8438 | 29.8438 | 29.8438 | 29.8438 | 29.8438 | 29.8438 | 29.8438 | 29.8438 | 29.8438 | 29.8438 | 29.8438 | 29.8438 | 29.8438 | 29.8438 | 29.8438 | 29.8438 | 29.8438 | 29.8438
4588 | 29.8444 | 29.8444 | 29.8444 | 29.8444 | 29.8444 | 29.8444 | 29.8444 | 29.8444 | 29.8444 | 29.8444 | 29.8444 | 29.8444 | 29.8444 | 29.8444 | 29.8444 | 29.8444 | 29.8444 | 29.8444 | 29.8444 | 29.8444 | 29.8444 | 29.8444 | 29.8444 | 29.8444 | 29.8444 | 29.8444 | 29.8444 | 29.8444 | 29.8444 | 29.8444 | 29.8444 | 29.8444 | 29.8444 | 29.8444 | 29.8444 | 29.8444 | 29.8444 | 29.8444 | 29.8444 | 29.8444 | 29.8444 | 29.8444 | 29.8444 | 29.8444 | 29.8444 | 29.8444 | 29.8444 | 29.8444 | 29.8444 | 29.8444 | 29.8444 | 29.8444 | 29.8444 | 29.8444 | 29.8444 | 29.8444 | 29.8444 | 29.8444 | 29.8444 | 29.8444
4589 | 29.8449 | 29.8449 | 29.8449 | 29.8449 | 29.8449 | 29.8449 | 29.8449 | 29.8449 | 29.8449 | 29.8449 | 29.8449 | 29.8449 | 29.8449 | 29.8449 | 29.8449 | 29.8449 | 29.8449 | 29.8449 | 29.8449 | 29.8449 | 29.8449 | 29.8449 | 29.8449 | 29.8449 | 29.8449 | 29.8449 | 29.8449 | 29.8449 | 29.8449 | 29.8449 | 29.8449 | 29.8449 | 29.8449 | 29.8449 | 29.8449 | 29.8449 | 29.8449 | 29.8449 | 29.8449 | 29.8449 | 29.8449 | 29.8449 | 29.8449 | 29.8449 | 29.8449 | 29.8449 | 29.8449 | 29.8449 | 29.8449 | 29.8449 | 29.8449 | 29.8449 | 29.8449 | 29.8449 | 29.8449 | 29.8449 | 29.8449 | 29.8449 | 29.8449 | 29.8449
4590 | 29.8455 | 29.8455 | 29.8455 | 29.8455 | 29.8455 | 29.8455 | 29.8455 | 29.8455 | 29.8455 | 29.8455 | 29.8455 | 29.8455 | 29.8455 | 29.8455 | 29.8455 | 29.8455 | 29.8455 | 29.8455 | 29.8455 | 29.8455 | 29.8455 | 29.8455 | 29.8455 | 29.8455 | 29.8455 | 29.8455 | 29.8455 | 29.8455 | 29.8455 | 29.8455 | 29.8455 | 29.8455 | 29.8455 | 29.8455 | 29.8455 | 29.8455 | 29.8455 | 29.8455 | 29.8455 | 29.8455 | 29.8455 | 29.8455 | 29.8455 | 29.8455 | 29.8455 | 29.8455 | 29.8455 | 29.8455 | 29.8455 | 29.8455 | 29.8455 | 29.8455 | 29.8455 | 29.8455 | 29.8455 | 29.8455 | 29.8455 | 29.8455 | 29.8455 | 29.8455
4591 | 29.846 | 29.846 | 29.846 | 29.846 | 29.846 | 29.846 | 29.846 | 29.846 | 29.846 | 29.846 | 29.846 | 29.846 | 29.846 | 29.846 | 29.846 | 29.846 | 29.846 | 29.846 | 29.846 | 29.846 | 29.846 | 29.846 | 29.846 | 29.846 | 29.846 | 29.846 | 29.846 | 29.846 | 29.846 | 29.846 | 29.846 | 29.846 | 29.846 | 29.846 | 29.846 | 29.846 | 29.846 | 29.846 | 29.846 | 29.846 | 29.846 | 29.846 | 29.846 | 29.846 | 29.846 | 29.846 | 29.846 | 29.846 | 29.846 | 29.846 | 29.846 | 29.846 | 29.846 | 29.846 | 29.846 | 29.846 | 29.846 | 29.846 | 29.846 | 29.846
4592 | 29.8466 | 29.8466 | 29.8466 | 29.8466 | 29.8466 | 29.8466 | 29.8466 | 29.8466 | 29.8466 | 29.8466 | 29.8466 | 29.8466 | 29.8466 | 29.8466 | 29.8466 | 29.8466 | 29.8466 | 29.8466 | 29.8466 | 29.8466 | 29.8466 | 29.8466 | 29.8466 | 29.8466 | 29.8466 | 29.8466 | 29.8466 | 29.8466 | 29.8466 | 29.8466 | 29.8466 | 29.8466 | 29.8466 | 29.8466 | 29.8466 | 29.8466 | 29.8466 | 29.8466 | 29.8466 | 29.8466 | 29.8466 | 29.8466 | 29.8466 | 29.8466 | 29.8466 | 29.8466 | 29.8466 | 29.8466 | 29.8466 | 29.8466 | 29.8466 | 29.8466 | 29.8466 | 29.8466 | 29.8466 | 29.8466 | 29.8466 | 29.8466 | 29.8466 | 29.8466
4593 | 29.8471 | 29.8471 | 29.8471 | 29.8471 | 29.8471 | 29.8471 | 29.8471 | 29.8471 | 29.8471 | 29.8471 | 29.8471 | 29.8471 | 29.8471 | 29.8471 | 29.8471 | 29.8471 | 29.8471 | 29.8471 | 29.8471 | 29.8471 | 29.8471 | 29.8471 | 29.8471 | 29.8471 | 29.8471 | 29.8471 | 29.8471 | 29.8471 | 29.8471 | 29.8471 | 29.8471 | 29.8471 | 29.8471 | 29.8471 | 29.8471 | 29.8471 | 29.8471 | 29.8471 | 29.8471 | 29.8471 | 29.8471 | 29.8471 | 29.8471 | 29.8471 | 29.8471 | 29.8471 | 29.8471 | 29.8471 | 29.8471 | 29.8471 | 29.8471 | 29.8471 | 29.8471 | 29.8471 | 29.8471 | 29.8471 | 29.8471 | 29.8471 | 29.8471 | 29.8471
4594 | 29.8477 | 29.8477 | 29.8477 | 29.8477 | 29.8477 | 29.8477 | 29.8477 | 29.8477 | 29.8477 | 29.8477 | 29.8477 | 29.8477 | 29.8477 | 29.8477 | 29.8477 | 29.8477 | 29.8477 | 29.8477 | 29.8477 | 29.8477 | 29.8477 | 29.8477 | 29.8477 | 29.8477 | 29.8477 | 29.8477 | 29.8477 | 29.8477 | 29.8477 | 29.8477 | 29.8477 | 29.8477 | 29.8477 | 29.8477 | 29.8477 | 29.8477 | 29.8477 | 29.8477 | 29.8477 | 29.8477 | 29.8477 | 29.8477 | 29.8477 | 29.8477 | 29.8477 | 29.8477 | 29.8477 | 29.8477 | 29.8477 | 29.8477 | 29.8477 | 29.8477 | 29.8477 | 29.8477 | 29.8477 | 29.8477 | 29.8477 | 29.8477 | 29.8477 | 29.8477
4595 | 29.8482 | 29.8482 | 29.8482 | 29.8482 | 29.8482 | 29.8482 | 29.8482 | 29.8482 | 29.8482 | 29.8482 | 29.8482 | 29.8482 | 29.8482 | 29.8482 | 29.8482 | 29.8482 | 29.8482 | 29.8482 | 29.8482 | 29.8482 | 29.8482 | 29.8482 | 29.8482 | 29.8482 | 29.8482 | 29.8482 | 29.8482 | 29.8482 | 29.8482 | 29.8482 | 29.8482 | 29.8482 | 29.8482 | 29.8482 | 29.8482 | 29.8482 | 29.8482 | 29.8482 | 29.8482 | 29.8482 | 29.8482 | 29.8482 | 29.8482 | 29.8482 | 29.8482 | 29.8482 | 29.8482 | 29.8482 | 29.8482 | 29.8482 | 29.8482 | 29.8482 | 29.8482 | 29.8482 | 29.8482 | 29.8482 | 29.8482 | 29.8482 | 29.8482 | 29.8482
4596 | 29.8487 | 29.8487 | 29.8487 | 29.8487 | 29.8487 | 29.8487 | 29.8487 | 29.8487 | 29.8487 | 29.8487 | 29.8487 | 29.8487 | 29.8487 | 29.8487 | 29.8487 | 29.8487 | 29.8487 | 29.8487 | 29.8487 | 29.8487 | 29.8487 | 29.8487 | 29.8487 | 29.8487 | 29.8487 | 29.8487 | 29.8487 | 29.8487 | 29.8487 | 29.8487 | 29.8487 | 29.8487 | 29.8487 | 29.8487 | 29.8487 | 29.8487 | 29.8487 | 29.8487 | 29.8487 | 29.8487 | 29.8487 | 29.8487 | 29.8487 | 29.8487 | 29.8487 | 29.8487 | 29.8487 | 29.8487 | 29.8487 | 29.8487 | 29.8487 | 29.8487 | 29.8487 | 29.8487 | 29.8487 | 29.8487 | 29.8487 | 29.8487 | 29.8487 | 29.8487
4597 | 29.8493 | 29.8493 | 29.8493 | 29.8493 | 29.8493 | 29.8493 | 29.8493 | 29.8493 | 29.8493 | 29.8493 | 29.8493 | 29.8493 | 29.8493 | 29.8493 | 29.8493 | 29.8493 | 29.8493 | 29.8493 | 29.8493 | 29.8493 | 29.8493 | 29.8493 | 29.8493 | 29.8493 | 29.8493 | 29.8493 | 29.8493 | 29.8493 | 29.8493 | 29.8493 | 29.8493 | 29.8493 | 29.8493 | 29.8493 | 29.8493 | 29.8493 | 29.8493 | 29.8493 | 29.8493 | 29.8493 | 29.8493 | 29.8493 | 29.8493 | 29.8493 | 29.8493 | 29.8493 | 29.8493 | 29.8493 | 29.8493 | 29.8493 | 29.8493 | 29.8493 | 29.8493 | 29.8493 | 29.8493 | 29.8493 | 29.8493 | 29.8493 | 29.8493 | 29.8493
4598 | 29.8498 | 29.8498 | 29.8498 | 29.8498 | 29.8498 | 29.8498 | 29.8498 | 29.8498 | 29.8498 | 29.8498 | 29.8498 | 29.8498 | 29.8498 | 29.8498 | 29.8498 | 29.8498 | 29.8498 | 29.8498 | 29.8498 | 29.8498 | 29.8498 | 29.8498 | 29.8498 | 29.8498 | 29.8498 | 29.8498 | 29.8498 | 29.8498 | 29.8498 | 29.8498 | 29.8498 | 29.8498 | 29.8498 | 29.8498 | 29.8498 | 29.8498 | 29.8498 | 29.8498 | 29.8498 | 29.8498 | 29.8498 | 29.8498 | 29.8498 | 29.8498 | 29.8498 | 29.8498 | 29.8498 | 29.8498 | 29.8498 | 29.8498 | 29.8498 | 29.8498 | 29.8498 | 29.8498 | 29.8498 | 29.8498 | 29.8498 | 29.8498 | 29.8498 | 29.8498
4599 | 29.8504 | 29.8504 | 29.8504 | 29.8504 | 29.8504 | 29.8504 | 29.8504 | 29.8504 | 29.8504 | 29.8504 | 29.8504 | 29.8504 | 29.8504 | 29.8504 | 29.8504 | 29.8504 | 29.8504 | 29.8504 | 29.8504 | 29.8504 | 29.8504 | 29.8504 | 29.8504 | 29.8504 | 29.8504 | 29.8504 | 29.8504 | 29.8504 | 29.8504 | 29.8504 | 29.8504 | 29.8504 | 29.8504 | 29.8504 | 29.8504 | 29.8504 | 29.8504 | 29.8504 | 29.8504 | 29.8504 | 29.8504 | 29.8504 | 29.8504 | 29.8504 | 29.8504 | 29.8504 | 29.8504 | 29.8504 | 29.8504 | 29.8504 | 29.8504 | 29.8504 | 29.8504 | 29.8504 | 29.8504 | 29.8504 | 29.8504 | 29.8504 | 29.8504 | 29.8504
4600 | 29.8509 | 29.8509 | 29.8509 | 29.8509 | 29.8509 | 29.8509 | 29.8509 | 29.8509 | 29.8509 | 29.8509 | 29.8509 | 29.8509 | 29.8509 | 29.8509 | 29.8509 | 29.8509 | 29.8509 | 29.8509 | 29.8509 | 29.8509 | 29.8509 | 29.8509 | 29.8509 | 29.8509 | 29.8509 | 29.8509 | 29.8509 | 29.8509 | 29.8509 | 29.8509 | 29.8509 | 29.8509 | 29.8509 | 29.8509 | 29.8509 | 29.8509 | 29.8509 | 29.8509 | 29.8509 | 29.8509 | 29.8509 | 29.8509 | 29.8509 | 29.8509 | 29.8509 | 29.8509 | 29.8509 | 29.8509 | 29.8509 | 29.8509 | 29.8509 | 29.8509 | 29.8509 | 29.8509 | 29.8509 | 29.8509 | 29.8509 | 29.8509 | 29.8509 | 29.8509
4601 | 29.8515 | 29.8515 | 29.8515 | 29.8515 | 29.8515 | 29.8515 | 29.8515 | 29.8515 | 29.8515 | 29.8515 | 29.8515 | 29.8515 | 29.8515 | 29.8515 | 29.8515 | 29.8515 | 29.8515 | 29.8515 | 29.8515 | 29.8515 | 29.8515 | 29.8515 | 29.8515 | 29.8515 | 29.8515 | 29.8515 | 29.8515 | 29.8515 | 29.8515 | 29.8515 | 29.8515 | 29.8515 | 29.8515 | 29.8515 | 29.8515 | 29.8515 | 29.8515 | 29.8515 | 29.8515 | 29.8515 | 29.8515 | 29.8515 | 29.8515 | 29.8515 | 29.8515 | 29.8515 | 29.8515 | 29.8515 | 29.8515 | 29.8515 | 29.8515 | 29.8515 | 29.8515 | 29.8515 | 29.8515 | 29.8515 | 29.8515 | 29.8515 | 29.8515 | 29.8515
4602 | 29.852 | 29.852 | 29.852 | 29.852 | 29.852 | 29.852 | 29.852 | 29.852 | 29.852 | 29.852 | 29.852 | 29.852 | 29.852 | 29.852 | 29.852 | 29.852 | 29.852 | 29.852 | 29.852 | 29.852 | 29.852 | 29.852 | 29.852 | 29.852 | 29.852 | 29.852 | 29.852 | 29.852 | 29.852 | 29.852 | 29.852 | 29.852 | 29.852 | 29.852 | 29.852 | 29.852 | 29.852 | 29.852 | 29.852 | 29.852 | 29.852 | 29.852 | 29.852 | 29.852 | 29.852 | 29.852 | 29.852 | 29.852 | 29.852 | 29.852 | 29.852 | 29.852 | 29.852 | 29.852 | 29.852 | 29.852 | 29.852 | 29.852 | 29.852 | 29.852
4603 | 29.8526 | 29.8526 | 29.8526 | 29.8526 | 29.8526 | 29.8526 | 29.8526 | 29.8526 | 29.8526 | 29.8526 | 29.8526 | 29.8526 | 29.8526 | 29.8526 | 29.8526 | 29.8526 | 29.8526 | 29.8526 | 29.8526 | 29.8526 | 29.8526 | 29.8526 | 29.8526 | 29.8526 | 29.8526 | 29.8526 | 29.8526 | 29.8526 | 29.8526 | 29.8526 | 29.8526 | 29.8526 | 29.8526 | 29.8526 | 29.8526 | 29.8526 | 29.8526 | 29.8526 | 29.8526 | 29.8526 | 29.8526 | 29.8526 | 29.8526 | 29.8526 | 29.8526 | 29.8526 | 29.8526 | 29.8526 | 29.8526 | 29.8526 | 29.8526 | 29.8526 | 29.8526 | 29.8526 | 29.8526 | 29.8526 | 29.8526 | 29.8526 | 29.8526 | 29.8526
4604 | 29.8531 | 29.8531 | 29.8531 | 29.8531 | 29.8531 | 29.8531 | 29.8531 | 29.8531 | 29.8531 | 29.8531 | 29.8531 | 29.8531 | 29.8531 | 29.8531 | 29.8531 | 29.8531 | 29.8531 | 29.8531 | 29.8531 | 29.8531 | 29.8531 | 29.8531 | 29.8531 | 29.8531 | 29.8531 | 29.8531 | 29.8531 | 29.8531 | 29.8531 | 29.8531 | 29.8531 | 29.8531 | 29.8531 | 29.8531 | 29.8531 | 29.8531 | 29.8531 | 29.8531 | 29.8531 | 29.8531 | 29.8531 | 29.8531 | 29.8531 | 29.8531 | 29.8531 | 29.8531 | 29.8531 | 29.8531 | 29.8531 | 29.8531 | 29.8531 | 29.8531 | 29.8531 | 29.8531 | 29.8531 | 29.8531 | 29.8531 | 29.8531 | 29.8531 | 29.8531
4605 | 29.8536 | 29.8536 | 29.8536 | 29.8536 | 29.8536 | 29.8536 | 29.8536 | 29.8536 | 29.8536 | 29.8536 | 29.8536 | 29.8536 | 29.8536 | 29.8536 | 29.8536 | 29.8536 | 29.8536 | 29.8536 | 29.8536 | 29.8536 | 29.8536 | 29.8536 | 29.8536 | 29.8536 | 29.8536 | 29.8536 | 29.8536 | 29.8536 | 29.8536 | 29.8536 | 29.8536 | 29.8536 | 29.8536 | 29.8536 | 29.8536 | 29.8536 | 29.8536 | 29.8536 | 29.8536 | 29.8536 | 29.8536 | 29.8536 | 29.8536 | 29.8536 | 29.8536 | 29.8536 | 29.8536 | 29.8536 | 29.8536 | 29.8536 | 29.8536 | 29.8536 | 29.8536 | 29.8536 | 29.8536 | 29.8536 | 29.8536 | 29.8536 | 29.8536 | 29.8536
4606 | 29.8542 | 29.8542 | 29.8542 | 29.8542 | 29.8542 | 29.8542 | 29.8542 | 29.8542 | 29.8542 | 29.8542 | 29.8542 | 29.8542 | 29.8542 | 29.8542 | 29.8542 | 29.8542 | 29.8542 | 29.8542 | 29.8542 | 29.8542 | 29.8542 | 29.8542 | 29.8542 | 29.8542 | 29.8542 | 29.8542 | 29.8542 | 29.8542 | 29.8542 | 29.8542 | 29.8542 | 29.8542 | 29.8542 | 29.8542 | 29.8542 | 29.8542 | 29.8542 | 29.8542 | 29.8542 | 29.8542 | 29.8542 | 29.8542 | 29.8542 | 29.8542 | 29.8542 | 29.8542 | 29.8542 | 29.8542 | 29.8542 | 29.8542 | 29.8542 | 29.8542 | 29.8542 | 29.8542 | 29.8542 | 29.8542 | 29.8542 | 29.8542 | 29.8542 | 29.8542
4607 | 29.8547 | 29.8547 | 29.8547 | 29.8547 | 29.8547 | 29.8547 | 29.8547 | 29.8547 | 29.8547 | 29.8547 | 29.8547 | 29.8547 | 29.8547 | 29.8547 | 29.8547 | 29.8547 | 29.8547 | 29.8547 | 29.8547 | 29.8547 | 29.8547 | 29.8547 | 29.8547 | 29.8547 | 29.8547 | 29.8547 | 29.8547 | 29.8547 | 29.8547 | 29.8547 | 29.8547 | 29.8547 | 29.8547 | 29.8547 | 29.8547 | 29.8547 | 29.8547 | 29.8547 | 29.8547 | 29.8547 | 29.8547 | 29.8547 | 29.8547 | 29.8547 | 29.8547 | 29.8547 | 29.8547 | 29.8547 | 29.8547 | 29.8547 | 29.8547 | 29.8547 | 29.8547 | 29.8547 | 29.8547 | 29.8547 | 29.8547 | 29.8547 | 29.8547 | 29.8547
4608 | 29.8553 | 29.8553 | 29.8553 | 29.8553 | 29.8553 | 29.8553 | 29.8553 | 29.8553 | 29.8553 | 29.8553 | 29.8553 | 29.8553 | 29.8553 | 29.8553 | 29.8553 | 29.8553 | 29.8553 | 29.8553 | 29.8553 | 29.8553 | 29.8553 | 29.8553 | 29.8553 | 29.8553 | 29.8553 | 29.8553 | 29.8553 | 29.8553 | 29.8553 | 29.8553 | 29.8553 | 29.8553 | 29.8553 | 29.8553 | 29.8553 | 29.8553 | 29.8553 | 29.8553 | 29.8553 | 29.8553 | 29.8553 | 29.8553 | 29.8553 | 29.8553 | 29.8553 | 29.8553 | 29.8553 | 29.8553 | 29.8553 | 29.8553 | 29.8553 | 29.8553 | 29.8553 | 29.8553 | 29.8553 | 29.8553 | 29.8553 | 29.8553 | 29.8553 | 29.8553
4609 | 29.8558 | 29.8558 | 29.8558 | 29.8558 | 29.8558 | 29.8558 | 29.8558 | 29.8558 | 29.8558 | 29.8558 | 29.8558 | 29.8558 | 29.8558 | 29.8558 | 29.8558 | 29.8558 | 29.8558 | 29.8558 | 29.8558 | 29.8558 | 29.8558 | 29.8558 | 29.8558 | 29.8558 | 29.8558 | 29.8558 | 29.8558 | 29.8558 | 29.8558 | 29.8558 | 29.8558 | 29.8558 | 29.8558 | 29.8558 | 29.8558 | 29.8558 | 29.8558 | 29.8558 | 29.8558 | 29.8558 | 29.8558 | 29.8558 | 29.8558 | 29.8558 | 29.8558 | 29.8558 | 29.8558 | 29.8558 | 29.8558 | 29.8558 | 29.8558 | 29.8558 | 29.8558 | 29.8558 | 29.8558 | 29.8558 | 29.8558 | 29.8558 | 29.8558 | 29.8558
4610 | 29.8564 | 29.8564 | 29.8564 | 29.8564 | 29.8564 | 29.8564 | 29.8564 | 29.8564 | 29.8564 | 29.8564 | 29.8564 | 29.8564 | 29.8564 | 29.8564 | 29.8564 | 29.8564 | 29.8564 | 29.8564 | 29.8564 | 29.8564 | 29.8564 | 29.8564 | 29.8564 | 29.8564 | 29.8564 | 29.8564 | 29.8564 | 29.8564 | 29.8564 | 29.8564 | 29.8564 | 29.8564 | 29.8564 | 29.8564 | 29.8564 | 29.8564 | 29.8564 | 29.8564 | 29.8564 | 29.8564 | 29.8564 | 29.8564 | 29.8564 | 29.8564 | 29.8564 | 29.8564 | 29.8564 | 29.8564 | 29.8564 | 29.8564 | 29.8564 | 29.8564 | 29.8564 | 29.8564 | 29.8564 | 29.8564 | 29.8564 | 29.8564 | 29.8564 | 29.8564
4611 | 29.8569 | 29.8569 | 29.8569 | 29.8569 | 29.8569 | 29.8569 | 29.8569 | 29.8569 | 29.8569 | 29.8569 | 29.8569 | 29.8569 | 29.8569 | 29.8569 | 29.8569 | 29.8569 | 29.8569 | 29.8569 | 29.8569 | 29.8569 | 29.8569 | 29.8569 | 29.8569 | 29.8569 | 29.8569 | 29.8569 | 29.8569 | 29.8569 | 29.8569 | 29.8569 | 29.8569 | 29.8569 | 29.8569 | 29.8569 | 29.8569 | 29.8569 | 29.8569 | 29.8569 | 29.8569 | 29.8569 | 29.8569 | 29.8569 | 29.8569 | 29.8569 | 29.8569 | 29.8569 | 29.8569 | 29.8569 | 29.8569 | 29.8569 | 29.8569 | 29.8569 | 29.8569 | 29.8569 | 29.8569 | 29.8569 | 29.8569 | 29.8569 | 29.8569 | 29.8569
4612 | 29.8574 | 29.8574 | 29.8574 | 29.8574 | 29.8574 | 29.8574 | 29.8574 | 29.8574 | 29.8574 | 29.8574 | 29.8574 | 29.8574 | 29.8574 | 29.8574 | 29.8574 | 29.8574 | 29.8574 | 29.8574 | 29.8574 | 29.8574 | 29.8574 | 29.8574 | 29.8574 | 29.8574 | 29.8574 | 29.8574 | 29.8574 | 29.8574 | 29.8574 | 29.8574 | 29.8574 | 29.8574 | 29.8574 | 29.8574 | 29.8574 | 29.8574 | 29.8574 | 29.8574 | 29.8574 | 29.8574 | 29.8574 | 29.8574 | 29.8574 | 29.8574 | 29.8574 | 29.8574 | 29.8574 | 29.8574 | 29.8574 | 29.8574 | 29.8574 | 29.8574 | 29.8574 | 29.8574 | 29.8574 | 29.8574 | 29.8574 | 29.8574 | 29.8574 | 29.8574
4613 | 29.858 | 29.858 | 29.858 | 29.858 | 29.858 | 29.858 | 29.858 | 29.858 | 29.858 | 29.858 | 29.858 | 29.858 | 29.858 | 29.858 | 29.858 | 29.858 | 29.858 | 29.858 | 29.858 | 29.858 | 29.858 | 29.858 | 29.858 | 29.858 | 29.858 | 29.858 | 29.858 | 29.858 | 29.858 | 29.858 | 29.858 | 29.858 | 29.858 | 29.858 | 29.858 | 29.858 | 29.858 | 29.858 | 29.858 | 29.858 | 29.858 | 29.858 | 29.858 | 29.858 | 29.858 | 29.858 | 29.858 | 29.858 | 29.858 | 29.858 | 29.858 | 29.858 | 29.858 | 29.858 | 29.858 | 29.858 | 29.858 | 29.858 | 29.858 | 29.858
4614 | 29.8585 | 29.8585 | 29.8585 | 29.8585 | 29.8585 | 29.8585 | 29.8585 | 29.8585 | 29.8585 | 29.8585 | 29.8585 | 29.8585 | 29.8585 | 29.8585 | 29.8585 | 29.8585 | 29.8585 | 29.8585 | 29.8585 | 29.8585 | 29.8585 | 29.8585 | 29.8585 | 29.8585 | 29.8585 | 29.8585 | 29.8585 | 29.8585 | 29.8585 | 29.8585 | 29.8585 | 29.8585 | 29.8585 | 29.8585 | 29.8585 | 29.8585 | 29.8585 | 29.8585 | 29.8585 | 29.8585 | 29.8585 | 29.8585 | 29.8585 | 29.8585 | 29.8585 | 29.8585 | 29.8585 | 29.8585 | 29.8585 | 29.8585 | 29.8585 | 29.8585 | 29.8585 | 29.8585 | 29.8585 | 29.8585 | 29.8585 | 29.8585 | 29.8585 | 29.8585
4615 | 29.8591 | 29.8591 | 29.8591 | 29.8591 | 29.8591 | 29.8591 | 29.8591 | 29.8591 | 29.8591 | 29.8591 | 29.8591 | 29.8591 | 29.8591 | 29.8591 | 29.8591 | 29.8591 | 29.8591 | 29.8591 | 29.8591 | 29.8591 | 29.8591 | 29.8591 | 29.8591 | 29.8591 | 29.8591 | 29.8591 | 29.8591 | 29.8591 | 29.8591 | 29.8591 | 29.8591 | 29.8591 | 29.8591 | 29.8591 | 29.8591 | 29.8591 | 29.8591 | 29.8591 | 29.8591 | 29.8591 | 29.8591 | 29.8591 | 29.8591 | 29.8591 | 29.8591 | 29.8591 | 29.8591 | 29.8591 | 29.8591 | 29.8591 | 29.8591 | 29.8591 | 29.8591 | 29.8591 | 29.8591 | 29.8591 | 29.8591 | 29.8591 | 29.8591 | 29.8591
4616 | 29.8596 | 29.8596 | 29.8596 | 29.8596 | 29.8596 | 29.8596 | 29.8596 | 29.8596 | 29.8596 | 29.8596 | 29.8596 | 29.8596 | 29.8596 | 29.8596 | 29.8596 | 29.8596 | 29.8596 | 29.8596 | 29.8596 | 29.8596 | 29.8596 | 29.8596 | 29.8596 | 29.8596 | 29.8596 | 29.8596 | 29.8596 | 29.8596 | 29.8596 | 29.8596 | 29.8596 | 29.8596 | 29.8596 | 29.8596 | 29.8596 | 29.8596 | 29.8596 | 29.8596 | 29.8596 | 29.8596 | 29.8596 | 29.8596 | 29.8596 | 29.8596 | 29.8596 | 29.8596 | 29.8596 | 29.8596 | 29.8596 | 29.8596 | 29.8596 | 29.8596 | 29.8596 | 29.8596 | 29.8596 | 29.8596 | 29.8596 | 29.8596 | 29.8596 | 29.8596
4617 | 29.8601 | 29.8601 | 29.8601 | 29.8601 | 29.8601 | 29.8601 | 29.8601 | 29.8601 | 29.8601 | 29.8601 | 29.8601 | 29.8601 | 29.8601 | 29.8601 | 29.8601 | 29.8601 | 29.8601 | 29.8601 | 29.8601 | 29.8601 | 29.8601 | 29.8601 | 29.8601 | 29.8601 | 29.8601 | 29.8601 | 29.8601 | 29.8601 | 29.8601 | 29.8601 | 29.8601 | 29.8601 | 29.8601 | 29.8601 | 29.8601 | 29.8601 | 29.8601 | 29.8601 | 29.8601 | 29.8601 | 29.8601 | 29.8601 | 29.8601 | 29.8601 | 29.8601 | 29.8601 | 29.8601 | 29.8601 | 29.8601 | 29.8601 | 29.8601 | 29.8601 | 29.8601 | 29.8601 | 29.8601 | 29.8601 | 29.8601 | 29.8601 | 29.8601 | 29.8601
4618 | 29.8607 | 29.8607 | 29.8607 | 29.8607 | 29.8607 | 29.8607 | 29.8607 | 29.8607 | 29.8607 | 29.8607 | 29.8607 | 29.8607 | 29.8607 | 29.8607 | 29.8607 | 29.8607 | 29.8607 | 29.8607 | 29.8607 | 29.8607 | 29.8607 | 29.8607 | 29.8607 | 29.8607 | 29.8607 | 29.8607 | 29.8607 | 29.8607 | 29.8607 | 29.8607 | 29.8607 | 29.8607 | 29.8607 | 29.8607 | 29.8607 | 29.8607 | 29.8607 | 29.8607 | 29.8607 | 29.8607 | 29.8607 | 29.8607 | 29.8607 | 29.8607 | 29.8607 | 29.8607 | 29.8607 | 29.8607 | 29.8607 | 29.8607 | 29.8607 | 29.8607 | 29.8607 | 29.8607 | 29.8607 | 29.8607 | 29.8607 | 29.8607 | 29.8607 | 29.8607
4619 | 29.8612 | 29.8612 | 29.8612 | 29.8612 | 29.8612 | 29.8612 | 29.8612 | 29.8612 | 29.8612 | 29.8612 | 29.8612 | 29.8612 | 29.8612 | 29.8612 | 29.8612 | 29.8612 | 29.8612 | 29.8612 | 29.8612 | 29.8612 | 29.8612 | 29.8612 | 29.8612 | 29.8612 | 29.8612 | 29.8612 | 29.8612 | 29.8612 | 29.8612 | 29.8612 | 29.8612 | 29.8612 | 29.8612 | 29.8612 | 29.8612 | 29.8612 | 29.8612 | 29.8612 | 29.8612 | 29.8612 | 29.8612 | 29.8612 | 29.8612 | 29.8612 | 29.8612 | 29.8612 | 29.8612 | 29.8612 | 29.8612 | 29.8612 | 29.8612 | 29.8612 | 29.8612 | 29.8612 | 29.8612 | 29.8612 | 29.8612 | 29.8612 | 29.8612 | 29.8612
4620 | 29.8618 | 29.8618 | 29.8618 | 29.8618 | 29.8618 | 29.8618 | 29.8618 | 29.8618 | 29.8618 | 29.8618 | 29.8618 | 29.8618 | 29.8618 | 29.8618 | 29.8618 | 29.8618 | 29.8618 | 29.8618 | 29.8618 | 29.8618 | 29.8618 | 29.8618 | 29.8618 | 29.8618 | 29.8618 | 29.8618 | 29.8618 | 29.8618 | 29.8618 | 29.8618 | 29.8618 | 29.8618 | 29.8618 | 29.8618 | 29.8618 | 29.8618 | 29.8618 | 29.8618 | 29.8618 | 29.8618 | 29.8618 | 29.8618 | 29.8618 | 29.8618 | 29.8618 | 29.8618 | 29.8618 | 29.8618 | 29.8618 | 29.8618 | 29.8618 | 29.8618 | 29.8618 | 29.8618 | 29.8618 | 29.8618 | 29.8618 | 29.8618 | 29.8618 | 29.8618
4621 | 29.8623 | 29.8623 | 29.8623 | 29.8623 | 29.8623 | 29.8623 | 29.8623 | 29.8623 | 29.8623 | 29.8623 | 29.8623 | 29.8623 | 29.8623 | 29.8623 | 29.8623 | 29.8623 | 29.8623 | 29.8623 | 29.8623 | 29.8623 | 29.8623 | 29.8623 | 29.8623 | 29.8623 | 29.8623 | 29.8623 | 29.8623 | 29.8623 | 29.8623 | 29.8623 | 29.8623 | 29.8623 | 29.8623 | 29.8623 | 29.8623 | 29.8623 | 29.8623 | 29.8623 | 29.8623 | 29.8623 | 29.8623 | 29.8623 | 29.8623 | 29.8623 | 29.8623 | 29.8623 | 29.8623 | 29.8623 | 29.8623 | 29.8623 | 29.8623 | 29.8623 | 29.8623 | 29.8623 | 29.8623 | 29.8623 | 29.8623 | 29.8623 | 29.8623 | 29.8623
4622 | 29.8629 | 29.8629 | 29.8629 | 29.8629 | 29.8629 | 29.8629 | 29.8629 | 29.8629 | 29.8629 | 29.8629 | 29.8629 | 29.8629 | 29.8629 | 29.8629 | 29.8629 | 29.8629 | 29.8629 | 29.8629 | 29.8629 | 29.8629 | 29.8629 | 29.8629 | 29.8629 | 29.8629 | 29.8629 | 29.8629 | 29.8629 | 29.8629 | 29.8629 | 29.8629 | 29.8629 | 29.8629 | 29.8629 | 29.8629 | 29.8629 | 29.8629 | 29.8629 | 29.8629 | 29.8629 | 29.8629 | 29.8629 | 29.8629 | 29.8629 | 29.8629 | 29.8629 | 29.8629 | 29.8629 | 29.8629 | 29.8629 | 29.8629 | 29.8629 | 29.8629 | 29.8629 | 29.8629 | 29.8629 | 29.8629 | 29.8629 | 29.8629 | 29.8629 | 29.8629
4623 | 29.8634 | 29.8634 | 29.8634 | 29.8634 | 29.8634 | 29.8634 | 29.8634 | 29.8634 | 29.8634 | 29.8634 | 29.8634 | 29.8634 | 29.8634 | 29.8634 | 29.8634 | 29.8634 | 29.8634 | 29.8634 | 29.8634 | 29.8634 | 29.8634 | 29.8634 | 29.8634 | 29.8634 | 29.8634 | 29.8634 | 29.8634 | 29.8634 | 29.8634 | 29.8634 | 29.8634 | 29.8634 | 29.8634 | 29.8634 | 29.8634 | 29.8634 | 29.8634 | 29.8634 | 29.8634 | 29.8634 | 29.8634 | 29.8634 | 29.8634 | 29.8634 | 29.8634 | 29.8634 | 29.8634 | 29.8634 | 29.8634 | 29.8634 | 29.8634 | 29.8634 | 29.8634 | 29.8634 | 29.8634 | 29.8634 | 29.8634 | 29.8634 | 29.8634 | 29.8634
4624 | 29.8639 | 29.8639 | 29.8639 | 29.8639 | 29.8639 | 29.8639 | 29.8639 | 29.8639 | 29.8639 | 29.8639 | 29.8639 | 29.8639 | 29.8639 | 29.8639 | 29.8639 | 29.8639 | 29.8639 | 29.8639 | 29.8639 | 29.8639 | 29.8639 | 29.8639 | 29.8639 | 29.8639 | 29.8639 | 29.8639 | 29.8639 | 29.8639 | 29.8639 | 29.8639 | 29.8639 | 29.8639 | 29.8639 | 29.8639 | 29.8639 | 29.8639 | 29.8639 | 29.8639 | 29.8639 | 29.8639 | 29.8639 | 29.8639 | 29.8639 | 29.8639 | 29.8639 | 29.8639 | 29.8639 | 29.8639 | 29.8639 | 29.8639 | 29.8639 | 29.8639 | 29.8639 | 29.8639 | 29.8639 | 29.8639 | 29.8639 | 29.8639 | 29.8639 | 29.8639
4625 | 29.8645 | 29.8645 | 29.8645 | 29.8645 | 29.8645 | 29.8645 | 29.8645 | 29.8645 | 29.8645 | 29.8645 | 29.8645 | 29.8645 | 29.8645 | 29.8645 | 29.8645 | 29.8645 | 29.8645 | 29.8645 | 29.8645 | 29.8645 | 29.8645 | 29.8645 | 29.8645 | 29.8645 | 29.8645 | 29.8645 | 29.8645 | 29.8645 | 29.8645 | 29.8645 | 29.8645 | 29.8645 | 29.8645 | 29.8645 | 29.8645 | 29.8645 | 29.8645 | 29.8645 | 29.8645 | 29.8645 | 29.8645 | 29.8645 | 29.8645 | 29.8645 | 29.8645 | 29.8645 | 29.8645 | 29.8645 | 29.8645 | 29.8645 | 29.8645 | 29.8645 | 29.8645 | 29.8645 | 29.8645 | 29.8645 | 29.8645 | 29.8645 | 29.8645 | 29.8645
4626 | 29.865 | 29.865 | 29.865 | 29.865 | 29.865 | 29.865 | 29.865 | 29.865 | 29.865 | 29.865 | 29.865 | 29.865 | 29.865 | 29.865 | 29.865 | 29.865 | 29.865 | 29.865 | 29.865 | 29.865 | 29.865 | 29.865 | 29.865 | 29.865 | 29.865 | 29.865 | 29.865 | 29.865 | 29.865 | 29.865 | 29.865 | 29.865 | 29.865 | 29.865 | 29.865 | 29.865 | 29.865 | 29.865 | 29.865 | 29.865 | 29.865 | 29.865 | 29.865 | 29.865 | 29.865 | 29.865 | 29.865 | 29.865 | 29.865 | 29.865 | 29.865 | 29.865 | 29.865 | 29.865 | 29.865 | 29.865 | 29.865 | 29.865 | 29.865 | 29.865
4627 | 29.8656 | 29.8656 | 29.8656 | 29.8656 | 29.8656 | 29.8656 | 29.8656 | 29.8656 | 29.8656 | 29.8656 | 29.8656 | 29.8656 | 29.8656 | 29.8656 | 29.8656 | 29.8656 | 29.8656 | 29.8656 | 29.8656 | 29.8656 | 29.8656 | 29.8656 | 29.8656 | 29.8656 | 29.8656 | 29.8656 | 29.8656 | 29.8656 | 29.8656 | 29.8656 | 29.8656 | 29.8656 | 29.8656 | 29.8656 | 29.8656 | 29.8656 | 29.8656 | 29.8656 | 29.8656 | 29.8656 | 29.8656 | 29.8656 | 29.8656 | 29.8656 | 29.8656 | 29.8656 | 29.8656 | 29.8656 | 29.8656 | 29.8656 | 29.8656 | 29.8656 | 29.8656 | 29.8656 | 29.8656 | 29.8656 | 29.8656 | 29.8656 | 29.8656 | 29.8656
4628 | 29.8661 | 29.8661 | 29.8661 | 29.8661 | 29.8661 | 29.8661 | 29.8661 | 29.8661 | 29.8661 | 29.8661 | 29.8661 | 29.8661 | 29.8661 | 29.8661 | 29.8661 | 29.8661 | 29.8661 | 29.8661 | 29.8661 | 29.8661 | 29.8661 | 29.8661 | 29.8661 | 29.8661 | 29.8661 | 29.8661 | 29.8661 | 29.8661 | 29.8661 | 29.8661 | 29.8661 | 29.8661 | 29.8661 | 29.8661 | 29.8661 | 29.8661 | 29.8661 | 29.8661 | 29.8661 | 29.8661 | 29.8661 | 29.8661 | 29.8661 | 29.8661 | 29.8661 | 29.8661 | 29.8661 | 29.8661 | 29.8661 | 29.8661 | 29.8661 | 29.8661 | 29.8661 | 29.8661 | 29.8661 | 29.8661 | 29.8661 | 29.8661 | 29.8661 | 29.8661
4629 | 29.8666 | 29.8666 | 29.8666 | 29.8666 | 29.8666 | 29.8666 | 29.8666 | 29.8666 | 29.8666 | 29.8666 | 29.8666 | 29.8666 | 29.8666 | 29.8666 | 29.8666 | 29.8666 | 29.8666 | 29.8666 | 29.8666 | 29.8666 | 29.8666 | 29.8666 | 29.8666 | 29.8666 | 29.8666 | 29.8666 | 29.8666 | 29.8666 | 29.8666 | 29.8666 | 29.8666 | 29.8666 | 29.8666 | 29.8666 | 29.8666 | 29.8666 | 29.8666 | 29.8666 | 29.8666 | 29.8666 | 29.8666 | 29.8666 | 29.8666 | 29.8666 | 29.8666 | 29.8666 | 29.8666 | 29.8666 | 29.8666 | 29.8666 | 29.8666 | 29.8666 | 29.8666 | 29.8666 | 29.8666 | 29.8666 | 29.8666 | 29.8666 | 29.8666 | 29.8666
4630 | 29.8672 | 29.8672 | 29.8672 | 29.8672 | 29.8672 | 29.8672 | 29.8672 | 29.8672 | 29.8672 | 29.8672 | 29.8672 | 29.8672 | 29.8672 | 29.8672 | 29.8672 | 29.8672 | 29.8672 | 29.8672 | 29.8672 | 29.8672 | 29.8672 | 29.8672 | 29.8672 | 29.8672 | 29.8672 | 29.8672 | 29.8672 | 29.8672 | 29.8672 | 29.8672 | 29.8672 | 29.8672 | 29.8672 | 29.8672 | 29.8672 | 29.8672 | 29.8672 | 29.8672 | 29.8672 | 29.8672 | 29.8672 | 29.8672 | 29.8672 | 29.8672 | 29.8672 | 29.8672 | 29.8672 | 29.8672 | 29.8672 | 29.8672 | 29.8672 | 29.8672 | 29.8672 | 29.8672 | 29.8672 | 29.8672 | 29.8672 | 29.8672 | 29.8672 | 29.8672
4631 | 29.8677 | 29.8677 | 29.8677 | 29.8677 | 29.8677 | 29.8677 | 29.8677 | 29.8677 | 29.8677 | 29.8677 | 29.8677 | 29.8677 | 29.8677 | 29.8677 | 29.8677 | 29.8677 | 29.8677 | 29.8677 | 29.8677 | 29.8677 | 29.8677 | 29.8677 | 29.8677 | 29.8677 | 29.8677 | 29.8677 | 29.8677 | 29.8677 | 29.8677 | 29.8677 | 29.8677 | 29.8677 | 29.8677 | 29.8677 | 29.8677 | 29.8677 | 29.8677 | 29.8677 | 29.8677 | 29.8677 | 29.8677 | 29.8677 | 29.8677 | 29.8677 | 29.8677 | 29.8677 | 29.8677 | 29.8677 | 29.8677 | 29.8677 | 29.8677 | 29.8677 | 29.8677 | 29.8677 | 29.8677 | 29.8677 | 29.8677 | 29.8677 | 29.8677 | 29.8677
4632 | 29.8683 | 29.8683 | 29.8683 | 29.8683 | 29.8683 | 29.8683 | 29.8683 | 29.8683 | 29.8683 | 29.8683 | 29.8683 | 29.8683 | 29.8683 | 29.8683 | 29.8683 | 29.8683 | 29.8683 | 29.8683 | 29.8683 | 29.8683 | 29.8683 | 29.8683 | 29.8683 | 29.8683 | 29.8683 | 29.8683 | 29.8683 | 29.8683 | 29.8683 | 29.8683 | 29.8683 | 29.8683 | 29.8683 | 29.8683 | 29.8683 | 29.8683 | 29.8683 | 29.8683 | 29.8683 | 29.8683 | 29.8683 | 29.8683 | 29.8683 | 29.8683 | 29.8683 | 29.8683 | 29.8683 | 29.8683 | 29.8683 | 29.8683 | 29.8683 | 29.8683 | 29.8683 | 29.8683 | 29.8683 | 29.8683 | 29.8683 | 29.8683 | 29.8683 | 29.8683
4633 | 29.8688 | 29.8688 | 29.8688 | 29.8688 | 29.8688 | 29.8688 | 29.8688 | 29.8688 | 29.8688 | 29.8688 | 29.8688 | 29.8688 | 29.8688 | 29.8688 | 29.8688 | 29.8688 | 29.8688 | 29.8688 | 29.8688 | 29.8688 | 29.8688 | 29.8688 | 29.8688 | 29.8688 | 29.8688 | 29.8688 | 29.8688 | 29.8688 | 29.8688 | 29.8688 | 29.8688 | 29.8688 | 29.8688 | 29.8688 | 29.8688 | 29.8688 | 29.8688 | 29.8688 | 29.8688 | 29.8688 | 29.8688 | 29.8688 | 29.8688 | 29.8688 | 29.8688 | 29.8688 | 29.8688 | 29.8688 | 29.8688 | 29.8688 | 29.8688 | 29.8688 | 29.8688 | 29.8688 | 29.8688 | 29.8688 | 29.8688 | 29.8688 | 29.8688 | 29.8688
4634 | 29.8693 | 29.8693 | 29.8693 | 29.8693 | 29.8693 | 29.8693 | 29.8693 | 29.8693 | 29.8693 | 29.8693 | 29.8693 | 29.8693 | 29.8693 | 29.8693 | 29.8693 | 29.8693 | 29.8693 | 29.8693 | 29.8693 | 29.8693 | 29.8693 | 29.8693 | 29.8693 | 29.8693 | 29.8693 | 29.8693 | 29.8693 | 29.8693 | 29.8693 | 29.8693 | 29.8693 | 29.8693 | 29.8693 | 29.8693 | 29.8693 | 29.8693 | 29.8693 | 29.8693 | 29.8693 | 29.8693 | 29.8693 | 29.8693 | 29.8693 | 29.8693 | 29.8693 | 29.8693 | 29.8693 | 29.8693 | 29.8693 | 29.8693 | 29.8693 | 29.8693 | 29.8693 | 29.8693 | 29.8693 | 29.8693 | 29.8693 | 29.8693 | 29.8693 | 29.8693
4635 | 29.8699 | 29.8699 | 29.8699 | 29.8699 | 29.8699 | 29.8699 | 29.8699 | 29.8699 | 29.8699 | 29.8699 | 29.8699 | 29.8699 | 29.8699 | 29.8699 | 29.8699 | 29.8699 | 29.8699 | 29.8699 | 29.8699 | 29.8699 | 29.8699 | 29.8699 | 29.8699 | 29.8699 | 29.8699 | 29.8699 | 29.8699 | 29.8699 | 29.8699 | 29.8699 | 29.8699 | 29.8699 | 29.8699 | 29.8699 | 29.8699 | 29.8699 | 29.8699 | 29.8699 | 29.8699 | 29.8699 | 29.8699 | 29.8699 | 29.8699 | 29.8699 | 29.8699 | 29.8699 | 29.8699 | 29.8699 | 29.8699 | 29.8699 | 29.8699 | 29.8699 | 29.8699 | 29.8699 | 29.8699 | 29.8699 | 29.8699 | 29.8699 | 29.8699 | 29.8699
4636 | 29.8704 | 29.8704 | 29.8704 | 29.8704 | 29.8704 | 29.8704 | 29.8704 | 29.8704 | 29.8704 | 29.8704 | 29.8704 | 29.8704 | 29.8704 | 29.8704 | 29.8704 | 29.8704 | 29.8704 | 29.8704 | 29.8704 | 29.8704 | 29.8704 | 29.8704 | 29.8704 | 29.8704 | 29.8704 | 29.8704 | 29.8704 | 29.8704 | 29.8704 | 29.8704 | 29.8704 | 29.8704 | 29.8704 | 29.8704 | 29.8704 | 29.8704 | 29.8704 | 29.8704 | 29.8704 | 29.8704 | 29.8704 | 29.8704 | 29.8704 | 29.8704 | 29.8704 | 29.8704 | 29.8704 | 29.8704 | 29.8704 | 29.8704 | 29.8704 | 29.8704 | 29.8704 | 29.8704 | 29.8704 | 29.8704 | 29.8704 | 29.8704 | 29.8704 | 29.8704
4637 | 29.871 | 29.871 | 29.871 | 29.871 | 29.871 | 29.871 | 29.871 | 29.871 | 29.871 | 29.871 | 29.871 | 29.871 | 29.871 | 29.871 | 29.871 | 29.871 | 29.871 | 29.871 | 29.871 | 29.871 | 29.871 | 29.871 | 29.871 | 29.871 | 29.871 | 29.871 | 29.871 | 29.871 | 29.871 | 29.871 | 29.871 | 29.871 | 29.871 | 29.871 | 29.871 | 29.871 | 29.871 | 29.871 | 29.871 | 29.871 | 29.871 | 29.871 | 29.871 | 29.871 | 29.871 | 29.871 | 29.871 | 29.871 | 29.871 | 29.871 | 29.871 | 29.871 | 29.871 | 29.871 | 29.871 | 29.871 | 29.871 | 29.871 | 29.871 | 29.871
4638 | 29.8715 | 29.8715 | 29.8715 | 29.8715 | 29.8715 | 29.8715 | 29.8715 | 29.8715 | 29.8715 | 29.8715 | 29.8715 | 29.8715 | 29.8715 | 29.8715 | 29.8715 | 29.8715 | 29.8715 | 29.8715 | 29.8715 | 29.8715 | 29.8715 | 29.8715 | 29.8715 | 29.8715 | 29.8715 | 29.8715 | 29.8715 | 29.8715 | 29.8715 | 29.8715 | 29.8715 | 29.8715 | 29.8715 | 29.8715 | 29.8715 | 29.8715 | 29.8715 | 29.8715 | 29.8715 | 29.8715 | 29.8715 | 29.8715 | 29.8715 | 29.8715 | 29.8715 | 29.8715 | 29.8715 | 29.8715 | 29.8715 | 29.8715 | 29.8715 | 29.8715 | 29.8715 | 29.8715 | 29.8715 | 29.8715 | 29.8715 | 29.8715 | 29.8715 | 29.8715
4639 | 29.872 | 29.872 | 29.872 | 29.872 | 29.872 | 29.872 | 29.872 | 29.872 | 29.872 | 29.872 | 29.872 | 29.872 | 29.872 | 29.872 | 29.872 | 29.872 | 29.872 | 29.872 | 29.872 | 29.872 | 29.872 | 29.872 | 29.872 | 29.872 | 29.872 | 29.872 | 29.872 | 29.872 | 29.872 | 29.872 | 29.872 | 29.872 | 29.872 | 29.872 | 29.872 | 29.872 | 29.872 | 29.872 | 29.872 | 29.872 | 29.872 | 29.872 | 29.872 | 29.872 | 29.872 | 29.872 | 29.872 | 29.872 | 29.872 | 29.872 | 29.872 | 29.872 | 29.872 | 29.872 | 29.872 | 29.872 | 29.872 | 29.872 | 29.872 | 29.872
4640 | 29.8726 | 29.8726 | 29.8726 | 29.8726 | 29.8726 | 29.8726 | 29.8726 | 29.8726 | 29.8726 | 29.8726 | 29.8726 | 29.8726 | 29.8726 | 29.8726 | 29.8726 | 29.8726 | 29.8726 | 29.8726 | 29.8726 | 29.8726 | 29.8726 | 29.8726 | 29.8726 | 29.8726 | 29.8726 | 29.8726 | 29.8726 | 29.8726 | 29.8726 | 29.8726 | 29.8726 | 29.8726 | 29.8726 | 29.8726 | 29.8726 | 29.8726 | 29.8726 | 29.8726 | 29.8726 | 29.8726 | 29.8726 | 29.8726 | 29.8726 | 29.8726 | 29.8726 | 29.8726 | 29.8726 | 29.8726 | 29.8726 | 29.8726 | 29.8726 | 29.8726 | 29.8726 | 29.8726 | 29.8726 | 29.8726 | 29.8726 | 29.8726 | 29.8726 | 29.8726
4641 | 29.8731 | 29.8731 | 29.8731 | 29.8731 | 29.8731 | 29.8731 | 29.8731 | 29.8731 | 29.8731 | 29.8731 | 29.8731 | 29.8731 | 29.8731 | 29.8731 | 29.8731 | 29.8731 | 29.8731 | 29.8731 | 29.8731 | 29.8731 | 29.8731 | 29.8731 | 29.8731 | 29.8731 | 29.8731 | 29.8731 | 29.8731 | 29.8731 | 29.8731 | 29.8731 | 29.8731 | 29.8731 | 29.8731 | 29.8731 | 29.8731 | 29.8731 | 29.8731 | 29.8731 | 29.8731 | 29.8731 | 29.8731 | 29.8731 | 29.8731 | 29.8731 | 29.8731 | 29.8731 | 29.8731 | 29.8731 | 29.8731 | 29.8731 | 29.8731 | 29.8731 | 29.8731 | 29.8731 | 29.8731 | 29.8731 | 29.8731 | 29.8731 | 29.8731 | 29.8731
4642 | 29.8736 | 29.8736 | 29.8736 | 29.8736 | 29.8736 | 29.8736 | 29.8736 | 29.8736 | 29.8736 | 29.8736 | 29.8736 | 29.8736 | 29.8736 | 29.8736 | 29.8736 | 29.8736 | 29.8736 | 29.8736 | 29.8736 | 29.8736 | 29.8736 | 29.8736 | 29.8736 | 29.8736 | 29.8736 | 29.8736 | 29.8736 | 29.8736 | 29.8736 | 29.8736 | 29.8736 | 29.8736 | 29.8736 | 29.8736 | 29.8736 | 29.8736 | 29.8736 | 29.8736 | 29.8736 | 29.8736 | 29.8736 | 29.8736 | 29.8736 | 29.8736 | 29.8736 | 29.8736 | 29.8736 | 29.8736 | 29.8736 | 29.8736 | 29.8736 | 29.8736 | 29.8736 | 29.8736 | 29.8736 | 29.8736 | 29.8736 | 29.8736 | 29.8736 | 29.8736
4643 | 29.8742 | 29.8742 | 29.8742 | 29.8742 | 29.8742 | 29.8742 | 29.8742 | 29.8742 | 29.8742 | 29.8742 | 29.8742 | 29.8742 | 29.8742 | 29.8742 | 29.8742 | 29.8742 | 29.8742 | 29.8742 | 29.8742 | 29.8742 | 29.8742 | 29.8742 | 29.8742 | 29.8742 | 29.8742 | 29.8742 | 29.8742 | 29.8742 | 29.8742 | 29.8742 | 29.8742 | 29.8742 | 29.8742 | 29.8742 | 29.8742 | 29.8742 | 29.8742 | 29.8742 | 29.8742 | 29.8742 | 29.8742 | 29.8742 | 29.8742 | 29.8742 | 29.8742 | 29.8742 | 29.8742 | 29.8742 | 29.8742 | 29.8742 | 29.8742 | 29.8742 | 29.8742 | 29.8742 | 29.8742 | 29.8742 | 29.8742 | 29.8742 | 29.8742 | 29.8742
4644 | 29.8747 | 29.8747 | 29.8747 | 29.8747 | 29.8747 | 29.8747 | 29.8747 | 29.8747 | 29.8747 | 29.8747 | 29.8747 | 29.8747 | 29.8747 | 29.8747 | 29.8747 | 29.8747 | 29.8747 | 29.8747 | 29.8747 | 29.8747 | 29.8747 | 29.8747 | 29.8747 | 29.8747 | 29.8747 | 29.8747 | 29.8747 | 29.8747 | 29.8747 | 29.8747 | 29.8747 | 29.8747 | 29.8747 | 29.8747 | 29.8747 | 29.8747 | 29.8747 | 29.8747 | 29.8747 | 29.8747 | 29.8747 | 29.8747 | 29.8747 | 29.8747 | 29.8747 | 29.8747 | 29.8747 | 29.8747 | 29.8747 | 29.8747 | 29.8747 | 29.8747 | 29.8747 | 29.8747 | 29.8747 | 29.8747 | 29.8747 | 29.8747 | 29.8747 | 29.8747
4645 | 29.8753 | 29.8753 | 29.8753 | 29.8753 | 29.8753 | 29.8753 | 29.8753 | 29.8753 | 29.8753 | 29.8753 | 29.8753 | 29.8753 | 29.8753 | 29.8753 | 29.8753 | 29.8753 | 29.8753 | 29.8753 | 29.8753 | 29.8753 | 29.8753 | 29.8753 | 29.8753 | 29.8753 | 29.8753 | 29.8753 | 29.8753 | 29.8753 | 29.8753 | 29.8753 | 29.8753 | 29.8753 | 29.8753 | 29.8753 | 29.8753 | 29.8753 | 29.8753 | 29.8753 | 29.8753 | 29.8753 | 29.8753 | 29.8753 | 29.8753 | 29.8753 | 29.8753 | 29.8753 | 29.8753 | 29.8753 | 29.8753 | 29.8753 | 29.8753 | 29.8753 | 29.8753 | 29.8753 | 29.8753 | 29.8753 | 29.8753 | 29.8753 | 29.8753 | 29.8753
4646 | 29.8758 | 29.8758 | 29.8758 | 29.8758 | 29.8758 | 29.8758 | 29.8758 | 29.8758 | 29.8758 | 29.8758 | 29.8758 | 29.8758 | 29.8758 | 29.8758 | 29.8758 | 29.8758 | 29.8758 | 29.8758 | 29.8758 | 29.8758 | 29.8758 | 29.8758 | 29.8758 | 29.8758 | 29.8758 | 29.8758 | 29.8758 | 29.8758 | 29.8758 | 29.8758 | 29.8758 | 29.8758 | 29.8758 | 29.8758 | 29.8758 | 29.8758 | 29.8758 | 29.8758 | 29.8758 | 29.8758 | 29.8758 | 29.8758 | 29.8758 | 29.8758 | 29.8758 | 29.8758 | 29.8758 | 29.8758 | 29.8758 | 29.8758 | 29.8758 | 29.8758 | 29.8758 | 29.8758 | 29.8758 | 29.8758 | 29.8758 | 29.8758 | 29.8758 | 29.8758
4647 | 29.8763 | 29.8763 | 29.8763 | 29.8763 | 29.8763 | 29.8763 | 29.8763 | 29.8763 | 29.8763 | 29.8763 | 29.8763 | 29.8763 | 29.8763 | 29.8763 | 29.8763 | 29.8763 | 29.8763 | 29.8763 | 29.8763 | 29.8763 | 29.8763 | 29.8763 | 29.8763 | 29.8763 | 29.8763 | 29.8763 | 29.8763 | 29.8763 | 29.8763 | 29.8763 | 29.8763 | 29.8763 | 29.8763 | 29.8763 | 29.8763 | 29.8763 | 29.8763 | 29.8763 | 29.8763 | 29.8763 | 29.8763 | 29.8763 | 29.8763 | 29.8763 | 29.8763 | 29.8763 | 29.8763 | 29.8763 | 29.8763 | 29.8763 | 29.8763 | 29.8763 | 29.8763 | 29.8763 | 29.8763 | 29.8763 | 29.8763 | 29.8763 | 29.8763 | 29.8763
4648 | 29.8769 | 29.8769 | 29.8769 | 29.8769 | 29.8769 | 29.8769 | 29.8769 | 29.8769 | 29.8769 | 29.8769 | 29.8769 | 29.8769 | 29.8769 | 29.8769 | 29.8769 | 29.8769 | 29.8769 | 29.8769 | 29.8769 | 29.8769 | 29.8769 | 29.8769 | 29.8769 | 29.8769 | 29.8769 | 29.8769 | 29.8769 | 29.8769 | 29.8769 | 29.8769 | 29.8769 | 29.8769 | 29.8769 | 29.8769 | 29.8769 | 29.8769 | 29.8769 | 29.8769 | 29.8769 | 29.8769 | 29.8769 | 29.8769 | 29.8769 | 29.8769 | 29.8769 | 29.8769 | 29.8769 | 29.8769 | 29.8769 | 29.8769 | 29.8769 | 29.8769 | 29.8769 | 29.8769 | 29.8769 | 29.8769 | 29.8769 | 29.8769 | 29.8769 | 29.8769
4649 | 29.8774 | 29.8774 | 29.8774 | 29.8774 | 29.8774 | 29.8774 | 29.8774 | 29.8774 | 29.8774 | 29.8774 | 29.8774 | 29.8774 | 29.8774 | 29.8774 | 29.8774 | 29.8774 | 29.8774 | 29.8774 | 29.8774 | 29.8774 | 29.8774 | 29.8774 | 29.8774 | 29.8774 | 29.8774 | 29.8774 | 29.8774 | 29.8774 | 29.8774 | 29.8774 | 29.8774 | 29.8774 | 29.8774 | 29.8774 | 29.8774 | 29.8774 | 29.8774 | 29.8774 | 29.8774 | 29.8774 | 29.8774 | 29.8774 | 29.8774 | 29.8774 | 29.8774 | 29.8774 | 29.8774 | 29.8774 | 29.8774 | 29.8774 | 29.8774 | 29.8774 | 29.8774 | 29.8774 | 29.8774 | 29.8774 | 29.8774 | 29.8774 | 29.8774 | 29.8774
4650 | 29.878 | 29.878 | 29.878 | 29.878 | 29.878 | 29.878 | 29.878 | 29.878 | 29.878 | 29.878 | 29.878 | 29.878 | 29.878 | 29.878 | 29.878 | 29.878 | 29.878 | 29.878 | 29.878 | 29.878 | 29.878 | 29.878 | 29.878 | 29.878 | 29.878 | 29.878 | 29.878 | 29.878 | 29.878 | 29.878 | 29.878 | 29.878 | 29.878 | 29.878 | 29.878 | 29.878 | 29.878 | 29.878 | 29.878 | 29.878 | 29.878 | 29.878 | 29.878 | 29.878 | 29.878 | 29.878 | 29.878 | 29.878 | 29.878 | 29.878 | 29.878 | 29.878 | 29.878 | 29.878 | 29.878 | 29.878 | 29.878 | 29.878 | 29.878 | 29.878
4651 | 29.8785 | 29.8785 | 29.8785 | 29.8785 | 29.8785 | 29.8785 | 29.8785 | 29.8785 | 29.8785 | 29.8785 | 29.8785 | 29.8785 | 29.8785 | 29.8785 | 29.8785 | 29.8785 | 29.8785 | 29.8785 | 29.8785 | 29.8785 | 29.8785 | 29.8785 | 29.8785 | 29.8785 | 29.8785 | 29.8785 | 29.8785 | 29.8785 | 29.8785 | 29.8785 | 29.8785 | 29.8785 | 29.8785 | 29.8785 | 29.8785 | 29.8785 | 29.8785 | 29.8785 | 29.8785 | 29.8785 | 29.8785 | 29.8785 | 29.8785 | 29.8785 | 29.8785 | 29.8785 | 29.8785 | 29.8785 | 29.8785 | 29.8785 | 29.8785 | 29.8785 | 29.8785 | 29.8785 | 29.8785 | 29.8785 | 29.8785 | 29.8785 | 29.8785 | 29.8785
4652 | 29.879 | 29.879 | 29.879 | 29.879 | 29.879 | 29.879 | 29.879 | 29.879 | 29.879 | 29.879 | 29.879 | 29.879 | 29.879 | 29.879 | 29.879 | 29.879 | 29.879 | 29.879 | 29.879 | 29.879 | 29.879 | 29.879 | 29.879 | 29.879 | 29.879 | 29.879 | 29.879 | 29.879 | 29.879 | 29.879 | 29.879 | 29.879 | 29.879 | 29.879 | 29.879 | 29.879 | 29.879 | 29.879 | 29.879 | 29.879 | 29.879 | 29.879 | 29.879 | 29.879 | 29.879 | 29.879 | 29.879 | 29.879 | 29.879 | 29.879 | 29.879 | 29.879 | 29.879 | 29.879 | 29.879 | 29.879 | 29.879 | 29.879 | 29.879 | 29.879
4653 | 29.8796 | 29.8796 | 29.8796 | 29.8796 | 29.8796 | 29.8796 | 29.8796 | 29.8796 | 29.8796 | 29.8796 | 29.8796 | 29.8796 | 29.8796 | 29.8796 | 29.8796 | 29.8796 | 29.8796 | 29.8796 | 29.8796 | 29.8796 | 29.8796 | 29.8796 | 29.8796 | 29.8796 | 29.8796 | 29.8796 | 29.8796 | 29.8796 | 29.8796 | 29.8796 | 29.8796 | 29.8796 | 29.8796 | 29.8796 | 29.8796 | 29.8796 | 29.8796 | 29.8796 | 29.8796 | 29.8796 | 29.8796 | 29.8796 | 29.8796 | 29.8796 | 29.8796 | 29.8796 | 29.8796 | 29.8796 | 29.8796 | 29.8796 | 29.8796 | 29.8796 | 29.8796 | 29.8796 | 29.8796 | 29.8796 | 29.8796 | 29.8796 | 29.8796 | 29.8796
4654 | 29.8801 | 29.8801 | 29.8801 | 29.8801 | 29.8801 | 29.8801 | 29.8801 | 29.8801 | 29.8801 | 29.8801 | 29.8801 | 29.8801 | 29.8801 | 29.8801 | 29.8801 | 29.8801 | 29.8801 | 29.8801 | 29.8801 | 29.8801 | 29.8801 | 29.8801 | 29.8801 | 29.8801 | 29.8801 | 29.8801 | 29.8801 | 29.8801 | 29.8801 | 29.8801 | 29.8801 | 29.8801 | 29.8801 | 29.8801 | 29.8801 | 29.8801 | 29.8801 | 29.8801 | 29.8801 | 29.8801 | 29.8801 | 29.8801 | 29.8801 | 29.8801 | 29.8801 | 29.8801 | 29.8801 | 29.8801 | 29.8801 | 29.8801 | 29.8801 | 29.8801 | 29.8801 | 29.8801 | 29.8801 | 29.8801 | 29.8801 | 29.8801 | 29.8801 | 29.8801
4655 | 29.8806 | 29.8806 | 29.8806 | 29.8806 | 29.8806 | 29.8806 | 29.8806 | 29.8806 | 29.8806 | 29.8806 | 29.8806 | 29.8806 | 29.8806 | 29.8806 | 29.8806 | 29.8806 | 29.8806 | 29.8806 | 29.8806 | 29.8806 | 29.8806 | 29.8806 | 29.8806 | 29.8806 | 29.8806 | 29.8806 | 29.8806 | 29.8806 | 29.8806 | 29.8806 | 29.8806 | 29.8806 | 29.8806 | 29.8806 | 29.8806 | 29.8806 | 29.8806 | 29.8806 | 29.8806 | 29.8806 | 29.8806 | 29.8806 | 29.8806 | 29.8806 | 29.8806 | 29.8806 | 29.8806 | 29.8806 | 29.8806 | 29.8806 | 29.8806 | 29.8806 | 29.8806 | 29.8806 | 29.8806 | 29.8806 | 29.8806 | 29.8806 | 29.8806 | 29.8806
4656 | 29.8812 | 29.8812 | 29.8812 | 29.8812 | 29.8812 | 29.8812 | 29.8812 | 29.8812 | 29.8812 | 29.8812 | 29.8812 | 29.8812 | 29.8812 | 29.8812 | 29.8812 | 29.8812 | 29.8812 | 29.8812 | 29.8812 | 29.8812 | 29.8812 | 29.8812 | 29.8812 | 29.8812 | 29.8812 | 29.8812 | 29.8812 | 29.8812 | 29.8812 | 29.8812 | 29.8812 | 29.8812 | 29.8812 | 29.8812 | 29.8812 | 29.8812 | 29.8812 | 29.8812 | 29.8812 | 29.8812 | 29.8812 | 29.8812 | 29.8812 | 29.8812 | 29.8812 | 29.8812 | 29.8812 | 29.8812 | 29.8812 | 29.8812 | 29.8812 | 29.8812 | 29.8812 | 29.8812 | 29.8812 | 29.8812 | 29.8812 | 29.8812 | 29.8812 | 29.8812
4657 | 29.8817 | 29.8817 | 29.8817 | 29.8817 | 29.8817 | 29.8817 | 29.8817 | 29.8817 | 29.8817 | 29.8817 | 29.8817 | 29.8817 | 29.8817 | 29.8817 | 29.8817 | 29.8817 | 29.8817 | 29.8817 | 29.8817 | 29.8817 | 29.8817 | 29.8817 | 29.8817 | 29.8817 | 29.8817 | 29.8817 | 29.8817 | 29.8817 | 29.8817 | 29.8817 | 29.8817 | 29.8817 | 29.8817 | 29.8817 | 29.8817 | 29.8817 | 29.8817 | 29.8817 | 29.8817 | 29.8817 | 29.8817 | 29.8817 | 29.8817 | 29.8817 | 29.8817 | 29.8817 | 29.8817 | 29.8817 | 29.8817 | 29.8817 | 29.8817 | 29.8817 | 29.8817 | 29.8817 | 29.8817 | 29.8817 | 29.8817 | 29.8817 | 29.8817 | 29.8817
4658 | 29.8822 | 29.8822 | 29.8822 | 29.8822 | 29.8822 | 29.8822 | 29.8822 | 29.8822 | 29.8822 | 29.8822 | 29.8822 | 29.8822 | 29.8822 | 29.8822 | 29.8822 | 29.8822 | 29.8822 | 29.8822 | 29.8822 | 29.8822 | 29.8822 | 29.8822 | 29.8822 | 29.8822 | 29.8822 | 29.8822 | 29.8822 | 29.8822 | 29.8822 | 29.8822 | 29.8822 | 29.8822 | 29.8822 | 29.8822 | 29.8822 | 29.8822 | 29.8822 | 29.8822 | 29.8822 | 29.8822 | 29.8822 | 29.8822 | 29.8822 | 29.8822 | 29.8822 | 29.8822 | 29.8822 | 29.8822 | 29.8822 | 29.8822 | 29.8822 | 29.8822 | 29.8822 | 29.8822 | 29.8822 | 29.8822 | 29.8822 | 29.8822 | 29.8822 | 29.8822
4659 | 29.8828 | 29.8828 | 29.8828 | 29.8828 | 29.8828 | 29.8828 | 29.8828 | 29.8828 | 29.8828 | 29.8828 | 29.8828 | 29.8828 | 29.8828 | 29.8828 | 29.8828 | 29.8828 | 29.8828 | 29.8828 | 29.8828 | 29.8828 | 29.8828 | 29.8828 | 29.8828 | 29.8828 | 29.8828 | 29.8828 | 29.8828 | 29.8828 | 29.8828 | 29.8828 | 29.8828 | 29.8828 | 29.8828 | 29.8828 | 29.8828 | 29.8828 | 29.8828 | 29.8828 | 29.8828 | 29.8828 | 29.8828 | 29.8828 | 29.8828 | 29.8828 | 29.8828 | 29.8828 | 29.8828 | 29.8828 | 29.8828 | 29.8828 | 29.8828 | 29.8828 | 29.8828 | 29.8828 | 29.8828 | 29.8828 | 29.8828 | 29.8828 | 29.8828 | 29.8828
4660 | 29.8833 | 29.8833 | 29.8833 | 29.8833 | 29.8833 | 29.8833 | 29.8833 | 29.8833 | 29.8833 | 29.8833 | 29.8833 | 29.8833 | 29.8833 | 29.8833 | 29.8833 | 29.8833 | 29.8833 | 29.8833 | 29.8833 | 29.8833 | 29.8833 | 29.8833 | 29.8833 | 29.8833 | 29.8833 | 29.8833 | 29.8833 | 29.8833 | 29.8833 | 29.8833 | 29.8833 | 29.8833 | 29.8833 | 29.8833 | 29.8833 | 29.8833 | 29.8833 | 29.8833 | 29.8833 | 29.8833 | 29.8833 | 29.8833 | 29.8833 | 29.8833 | 29.8833 | 29.8833 | 29.8833 | 29.8833 | 29.8833 | 29.8833 | 29.8833 | 29.8833 | 29.8833 | 29.8833 | 29.8833 | 29.8833 | 29.8833 | 29.8833 | 29.8833 | 29.8833
4661 | 29.8839 | 29.8839 | 29.8839 | 29.8839 | 29.8839 | 29.8839 | 29.8839 | 29.8839 | 29.8839 | 29.8839 | 29.8839 | 29.8839 | 29.8839 | 29.8839 | 29.8839 | 29.8839 | 29.8839 | 29.8839 | 29.8839 | 29.8839 | 29.8839 | 29.8839 | 29.8839 | 29.8839 | 29.8839 | 29.8839 | 29.8839 | 29.8839 | 29.8839 | 29.8839 | 29.8839 | 29.8839 | 29.8839 | 29.8839 | 29.8839 | 29.8839 | 29.8839 | 29.8839 | 29.8839 | 29.8839 | 29.8839 | 29.8839 | 29.8839 | 29.8839 | 29.8839 | 29.8839 | 29.8839 | 29.8839 | 29.8839 | 29.8839 | 29.8839 | 29.8839 | 29.8839 | 29.8839 | 29.8839 | 29.8839 | 29.8839 | 29.8839 | 29.8839 | 29.8839
4662 | 29.8844 | 29.8844 | 29.8844 | 29.8844 | 29.8844 | 29.8844 | 29.8844 | 29.8844 | 29.8844 | 29.8844 | 29.8844 | 29.8844 | 29.8844 | 29.8844 | 29.8844 | 29.8844 | 29.8844 | 29.8844 | 29.8844 | 29.8844 | 29.8844 | 29.8844 | 29.8844 | 29.8844 | 29.8844 | 29.8844 | 29.8844 | 29.8844 | 29.8844 | 29.8844 | 29.8844 | 29.8844 | 29.8844 | 29.8844 | 29.8844 | 29.8844 | 29.8844 | 29.8844 | 29.8844 | 29.8844 | 29.8844 | 29.8844 | 29.8844 | 29.8844 | 29.8844 | 29.8844 | 29.8844 | 29.8844 | 29.8844 | 29.8844 | 29.8844 | 29.8844 | 29.8844 | 29.8844 | 29.8844 | 29.8844 | 29.8844 | 29.8844 | 29.8844 | 29.8844
4663 | 29.8849 | 29.8849 | 29.8849 | 29.8849 | 29.8849 | 29.8849 | 29.8849 | 29.8849 | 29.8849 | 29.8849 | 29.8849 | 29.8849 | 29.8849 | 29.8849 | 29.8849 | 29.8849 | 29.8849 | 29.8849 | 29.8849 | 29.8849 | 29.8849 | 29.8849 | 29.8849 | 29.8849 | 29.8849 | 29.8849 | 29.8849 | 29.8849 | 29.8849 | 29.8849 | 29.8849 | 29.8849 | 29.8849 | 29.8849 | 29.8849 | 29.8849 | 29.8849 | 29.8849 | 29.8849 | 29.8849 | 29.8849 | 29.8849 | 29.8849 | 29.8849 | 29.8849 | 29.8849 | 29.8849 | 29.8849 | 29.8849 | 29.8849 | 29.8849 | 29.8849 | 29.8849 | 29.8849 | 29.8849 | 29.8849 | 29.8849 | 29.8849 | 29.8849 | 29.8849
4664 | 29.8855 | 29.8855 | 29.8855 | 29.8855 | 29.8855 | 29.8855 | 29.8855 | 29.8855 | 29.8855 | 29.8855 | 29.8855 | 29.8855 | 29.8855 | 29.8855 | 29.8855 | 29.8855 | 29.8855 | 29.8855 | 29.8855 | 29.8855 | 29.8855 | 29.8855 | 29.8855 | 29.8855 | 29.8855 | 29.8855 | 29.8855 | 29.8855 | 29.8855 | 29.8855 | 29.8855 | 29.8855 | 29.8855 | 29.8855 | 29.8855 | 29.8855 | 29.8855 | 29.8855 | 29.8855 | 29.8855 | 29.8855 | 29.8855 | 29.8855 | 29.8855 | 29.8855 | 29.8855 | 29.8855 | 29.8855 | 29.8855 | 29.8855 | 29.8855 | 29.8855 | 29.8855 | 29.8855 | 29.8855 | 29.8855 | 29.8855 | 29.8855 | 29.8855 | 29.8855
4665 | 29.886 | 29.886 | 29.886 | 29.886 | 29.886 | 29.886 | 29.886 | 29.886 | 29.886 | 29.886 | 29.886 | 29.886 | 29.886 | 29.886 | 29.886 | 29.886 | 29.886 | 29.886 | 29.886 | 29.886 | 29.886 | 29.886 | 29.886 | 29.886 | 29.886 | 29.886 | 29.886 | 29.886 | 29.886 | 29.886 | 29.886 | 29.886 | 29.886 | 29.886 | 29.886 | 29.886 | 29.886 | 29.886 | 29.886 | 29.886 | 29.886 | 29.886 | 29.886 | 29.886 | 29.886 | 29.886 | 29.886 | 29.886 | 29.886 | 29.886 | 29.886 | 29.886 | 29.886 | 29.886 | 29.886 | 29.886 | 29.886 | 29.886 | 29.886 | 29.886
4666 | 29.8865 | 29.8865 | 29.8865 | 29.8865 | 29.8865 | 29.8865 | 29.8865 | 29.8865 | 29.8865 | 29.8865 | 29.8865 | 29.8865 | 29.8865 | 29.8865 | 29.8865 | 29.8865 | 29.8865 | 29.8865 | 29.8865 | 29.8865 | 29.8865 | 29.8865 | 29.8865 | 29.8865 | 29.8865 | 29.8865 | 29.8865 | 29.8865 | 29.8865 | 29.8865 | 29.8865 | 29.8865 | 29.8865 | 29.8865 | 29.8865 | 29.8865 | 29.8865 | 29.8865 | 29.8865 | 29.8865 | 29.8865 | 29.8865 | 29.8865 | 29.8865 | 29.8865 | 29.8865 | 29.8865 | 29.8865 | 29.8865 | 29.8865 | 29.8865 | 29.8865 | 29.8865 | 29.8865 | 29.8865 | 29.8865 | 29.8865 | 29.8865 | 29.8865 | 29.8865
4667 | 29.8871 | 29.8871 | 29.8871 | 29.8871 | 29.8871 | 29.8871 | 29.8871 | 29.8871 | 29.8871 | 29.8871 | 29.8871 | 29.8871 | 29.8871 | 29.8871 | 29.8871 | 29.8871 | 29.8871 | 29.8871 | 29.8871 | 29.8871 | 29.8871 | 29.8871 | 29.8871 | 29.8871 | 29.8871 | 29.8871 | 29.8871 | 29.8871 | 29.8871 | 29.8871 | 29.8871 | 29.8871 | 29.8871 | 29.8871 | 29.8871 | 29.8871 | 29.8871 | 29.8871 | 29.8871 | 29.8871 | 29.8871 | 29.8871 | 29.8871 | 29.8871 | 29.8871 | 29.8871 | 29.8871 | 29.8871 | 29.8871 | 29.8871 | 29.8871 | 29.8871 | 29.8871 | 29.8871 | 29.8871 | 29.8871 | 29.8871 | 29.8871 | 29.8871 | 29.8871
4668 | 29.8876 | 29.8876 | 29.8876 | 29.8876 | 29.8876 | 29.8876 | 29.8876 | 29.8876 | 29.8876 | 29.8876 | 29.8876 | 29.8876 | 29.8876 | 29.8876 | 29.8876 | 29.8876 | 29.8876 | 29.8876 | 29.8876 | 29.8876 | 29.8876 | 29.8876 | 29.8876 | 29.8876 | 29.8876 | 29.8876 | 29.8876 | 29.8876 | 29.8876 | 29.8876 | 29.8876 | 29.8876 | 29.8876 | 29.8876 | 29.8876 | 29.8876 | 29.8876 | 29.8876 | 29.8876 | 29.8876 | 29.8876 | 29.8876 | 29.8876 | 29.8876 | 29.8876 | 29.8876 | 29.8876 | 29.8876 | 29.8876 | 29.8876 | 29.8876 | 29.8876 | 29.8876 | 29.8876 | 29.8876 | 29.8876 | 29.8876 | 29.8876 | 29.8876 | 29.8876
4669 | 29.8881 | 29.8881 | 29.8881 | 29.8881 | 29.8881 | 29.8881 | 29.8881 | 29.8881 | 29.8881 | 29.8881 | 29.8881 | 29.8881 | 29.8881 | 29.8881 | 29.8881 | 29.8881 | 29.8881 | 29.8881 | 29.8881 | 29.8881 | 29.8881 | 29.8881 | 29.8881 | 29.8881 | 29.8881 | 29.8881 | 29.8881 | 29.8881 | 29.8881 | 29.8881 | 29.8881 | 29.8881 | 29.8881 | 29.8881 | 29.8881 | 29.8881 | 29.8881 | 29.8881 | 29.8881 | 29.8881 | 29.8881 | 29.8881 | 29.8881 | 29.8881 | 29.8881 | 29.8881 | 29.8881 | 29.8881 | 29.8881 | 29.8881 | 29.8881 | 29.8881 | 29.8881 | 29.8881 | 29.8881 | 29.8881 | 29.8881 | 29.8881 | 29.8881 | 29.8881
4670 | 29.8887 | 29.8887 | 29.8887 | 29.8887 | 29.8887 | 29.8887 | 29.8887 | 29.8887 | 29.8887 | 29.8887 | 29.8887 | 29.8887 | 29.8887 | 29.8887 | 29.8887 | 29.8887 | 29.8887 | 29.8887 | 29.8887 | 29.8887 | 29.8887 | 29.8887 | 29.8887 | 29.8887 | 29.8887 | 29.8887 | 29.8887 | 29.8887 | 29.8887 | 29.8887 | 29.8887 | 29.8887 | 29.8887 | 29.8887 | 29.8887 | 29.8887 | 29.8887 | 29.8887 | 29.8887 | 29.8887 | 29.8887 | 29.8887 | 29.8887 | 29.8887 | 29.8887 | 29.8887 | 29.8887 | 29.8887 | 29.8887 | 29.8887 | 29.8887 | 29.8887 | 29.8887 | 29.8887 | 29.8887 | 29.8887 | 29.8887 | 29.8887 | 29.8887 | 29.8887
4671 | 29.8892 | 29.8892 | 29.8892 | 29.8892 | 29.8892 | 29.8892 | 29.8892 | 29.8892 | 29.8892 | 29.8892 | 29.8892 | 29.8892 | 29.8892 | 29.8892 | 29.8892 | 29.8892 | 29.8892 | 29.8892 | 29.8892 | 29.8892 | 29.8892 | 29.8892 | 29.8892 | 29.8892 | 29.8892 | 29.8892 | 29.8892 | 29.8892 | 29.8892 | 29.8892 | 29.8892 | 29.8892 | 29.8892 | 29.8892 | 29.8892 | 29.8892 | 29.8892 | 29.8892 | 29.8892 | 29.8892 | 29.8892 | 29.8892 | 29.8892 | 29.8892 | 29.8892 | 29.8892 | 29.8892 | 29.8892 | 29.8892 | 29.8892 | 29.8892 | 29.8892 | 29.8892 | 29.8892 | 29.8892 | 29.8892 | 29.8892 | 29.8892 | 29.8892 | 29.8892
4672 | 29.8898 | 29.8898 | 29.8898 | 29.8898 | 29.8898 | 29.8898 | 29.8898 | 29.8898 | 29.8898 | 29.8898 | 29.8898 | 29.8898 | 29.8898 | 29.8898 | 29.8898 | 29.8898 | 29.8898 | 29.8898 | 29.8898 | 29.8898 | 29.8898 | 29.8898 | 29.8898 | 29.8898 | 29.8898 | 29.8898 | 29.8898 | 29.8898 | 29.8898 | 29.8898 | 29.8898 | 29.8898 | 29.8898 | 29.8898 | 29.8898 | 29.8898 | 29.8898 | 29.8898 | 29.8898 | 29.8898 | 29.8898 | 29.8898 | 29.8898 | 29.8898 | 29.8898 | 29.8898 | 29.8898 | 29.8898 | 29.8898 | 29.8898 | 29.8898 | 29.8898 | 29.8898 | 29.8898 | 29.8898 | 29.8898 | 29.8898 | 29.8898 | 29.8898 | 29.8898
4673 | 29.8903 | 29.8903 | 29.8903 | 29.8903 | 29.8903 | 29.8903 | 29.8903 | 29.8903 | 29.8903 | 29.8903 | 29.8903 | 29.8903 | 29.8903 | 29.8903 | 29.8903 | 29.8903 | 29.8903 | 29.8903 | 29.8903 | 29.8903 | 29.8903 | 29.8903 | 29.8903 | 29.8903 | 29.8903 | 29.8903 | 29.8903 | 29.8903 | 29.8903 | 29.8903 | 29.8903 | 29.8903 | 29.8903 | 29.8903 | 29.8903 | 29.8903 | 29.8903 | 29.8903 | 29.8903 | 29.8903 | 29.8903 | 29.8903 | 29.8903 | 29.8903 | 29.8903 | 29.8903 | 29.8903 | 29.8903 | 29.8903 | 29.8903 | 29.8903 | 29.8903 | 29.8903 | 29.8903 | 29.8903 | 29.8903 | 29.8903 | 29.8903 | 29.8903 | 29.8903
4674 | 29.8908 | 29.8908 | 29.8908 | 29.8908 | 29.8908 | 29.8908 | 29.8908 | 29.8908 | 29.8908 | 29.8908 | 29.8908 | 29.8908 | 29.8908 | 29.8908 | 29.8908 | 29.8908 | 29.8908 | 29.8908 | 29.8908 | 29.8908 | 29.8908 | 29.8908 | 29.8908 | 29.8908 | 29.8908 | 29.8908 | 29.8908 | 29.8908 | 29.8908 | 29.8908 | 29.8908 | 29.8908 | 29.8908 | 29.8908 | 29.8908 | 29.8908 | 29.8908 | 29.8908 | 29.8908 | 29.8908 | 29.8908 | 29.8908 | 29.8908 | 29.8908 | 29.8908 | 29.8908 | 29.8908 | 29.8908 | 29.8908 | 29.8908 | 29.8908 | 29.8908 | 29.8908 | 29.8908 | 29.8908 | 29.8908 | 29.8908 | 29.8908 | 29.8908 | 29.8908
4675 | 29.8914 | 29.8914 | 29.8914 | 29.8914 | 29.8914 | 29.8914 | 29.8914 | 29.8914 | 29.8914 | 29.8914 | 29.8914 | 29.8914 | 29.8914 | 29.8914 | 29.8914 | 29.8914 | 29.8914 | 29.8914 | 29.8914 | 29.8914 | 29.8914 | 29.8914 | 29.8914 | 29.8914 | 29.8914 | 29.8914 | 29.8914 | 29.8914 | 29.8914 | 29.8914 | 29.8914 | 29.8914 | 29.8914 | 29.8914 | 29.8914 | 29.8914 | 29.8914 | 29.8914 | 29.8914 | 29.8914 | 29.8914 | 29.8914 | 29.8914 | 29.8914 | 29.8914 | 29.8914 | 29.8914 | 29.8914 | 29.8914 | 29.8914 | 29.8914 | 29.8914 | 29.8914 | 29.8914 | 29.8914 | 29.8914 | 29.8914 | 29.8914 | 29.8914 | 29.8914
4676 | 29.8919 | 29.8919 | 29.8919 | 29.8919 | 29.8919 | 29.8919 | 29.8919 | 29.8919 | 29.8919 | 29.8919 | 29.8919 | 29.8919 | 29.8919 | 29.8919 | 29.8919 | 29.8919 | 29.8919 | 29.8919 | 29.8919 | 29.8919 | 29.8919 | 29.8919 | 29.8919 | 29.8919 | 29.8919 | 29.8919 | 29.8919 | 29.8919 | 29.8919 | 29.8919 | 29.8919 | 29.8919 | 29.8919 | 29.8919 | 29.8919 | 29.8919 | 29.8919 | 29.8919 | 29.8919 | 29.8919 | 29.8919 | 29.8919 | 29.8919 | 29.8919 | 29.8919 | 29.8919 | 29.8919 | 29.8919 | 29.8919 | 29.8919 | 29.8919 | 29.8919 | 29.8919 | 29.8919 | 29.8919 | 29.8919 | 29.8919 | 29.8919 | 29.8919 | 29.8919
4677 | 29.8924 | 29.8924 | 29.8924 | 29.8924 | 29.8924 | 29.8924 | 29.8924 | 29.8924 | 29.8924 | 29.8924 | 29.8924 | 29.8924 | 29.8924 | 29.8924 | 29.8924 | 29.8924 | 29.8924 | 29.8924 | 29.8924 | 29.8924 | 29.8924 | 29.8924 | 29.8924 | 29.8924 | 29.8924 | 29.8924 | 29.8924 | 29.8924 | 29.8924 | 29.8924 | 29.8924 | 29.8924 | 29.8924 | 29.8924 | 29.8924 | 29.8924 | 29.8924 | 29.8924 | 29.8924 | 29.8924 | 29.8924 | 29.8924 | 29.8924 | 29.8924 | 29.8924 | 29.8924 | 29.8924 | 29.8924 | 29.8924 | 29.8924 | 29.8924 | 29.8924 | 29.8924 | 29.8924 | 29.8924 | 29.8924 | 29.8924 | 29.8924 | 29.8924 | 29.8924
4678 | 29.893 | 29.893 | 29.893 | 29.893 | 29.893 | 29.893 | 29.893 | 29.893 | 29.893 | 29.893 | 29.893 | 29.893 | 29.893 | 29.893 | 29.893 | 29.893 | 29.893 | 29.893 | 29.893 | 29.893 | 29.893 | 29.893 | 29.893 | 29.893 | 29.893 | 29.893 | 29.893 | 29.893 | 29.893 | 29.893 | 29.893 | 29.893 | 29.893 | 29.893 | 29.893 | 29.893 | 29.893 | 29.893 | 29.893 | 29.893 | 29.893 | 29.893 | 29.893 | 29.893 | 29.893 | 29.893 | 29.893 | 29.893 | 29.893 | 29.893 | 29.893 | 29.893 | 29.893 | 29.893 | 29.893 | 29.893 | 29.893 | 29.893 | 29.893 | 29.893
4679 | 29.8935 | 29.8935 | 29.8935 | 29.8935 | 29.8935 | 29.8935 | 29.8935 | 29.8935 | 29.8935 | 29.8935 | 29.8935 | 29.8935 | 29.8935 | 29.8935 | 29.8935 | 29.8935 | 29.8935 | 29.8935 | 29.8935 | 29.8935 | 29.8935 | 29.8935 | 29.8935 | 29.8935 | 29.8935 | 29.8935 | 29.8935 | 29.8935 | 29.8935 | 29.8935 | 29.8935 | 29.8935 | 29.8935 | 29.8935 | 29.8935 | 29.8935 | 29.8935 | 29.8935 | 29.8935 | 29.8935 | 29.8935 | 29.8935 | 29.8935 | 29.8935 | 29.8935 | 29.8935 | 29.8935 | 29.8935 | 29.8935 | 29.8935 | 29.8935 | 29.8935 | 29.8935 | 29.8935 | 29.8935 | 29.8935 | 29.8935 | 29.8935 | 29.8935 | 29.8935
4680 | 29.894 | 29.894 | 29.894 | 29.894 | 29.894 | 29.894 | 29.894 | 29.894 | 29.894 | 29.894 | 29.894 | 29.894 | 29.894 | 29.894 | 29.894 | 29.894 | 29.894 | 29.894 | 29.894 | 29.894 | 29.894 | 29.894 | 29.894 | 29.894 | 29.894 | 29.894 | 29.894 | 29.894 | 29.894 | 29.894 | 29.894 | 29.894 | 29.894 | 29.894 | 29.894 | 29.894 | 29.894 | 29.894 | 29.894 | 29.894 | 29.894 | 29.894 | 29.894 | 29.894 | 29.894 | 29.894 | 29.894 | 29.894 | 29.894 | 29.894 | 29.894 | 29.894 | 29.894 | 29.894 | 29.894 | 29.894 | 29.894 | 29.894 | 29.894 | 29.894
4681 | 29.8946 | 29.8946 | 29.8946 | 29.8946 | 29.8946 | 29.8946 | 29.8946 | 29.8946 | 29.8946 | 29.8946 | 29.8946 | 29.8946 | 29.8946 | 29.8946 | 29.8946 | 29.8946 | 29.8946 | 29.8946 | 29.8946 | 29.8946 | 29.8946 | 29.8946 | 29.8946 | 29.8946 | 29.8946 | 29.8946 | 29.8946 | 29.8946 | 29.8946 | 29.8946 | 29.8946 | 29.8946 | 29.8946 | 29.8946 | 29.8946 | 29.8946 | 29.8946 | 29.8946 | 29.8946 | 29.8946 | 29.8946 | 29.8946 | 29.8946 | 29.8946 | 29.8946 | 29.8946 | 29.8946 | 29.8946 | 29.8946 | 29.8946 | 29.8946 | 29.8946 | 29.8946 | 29.8946 | 29.8946 | 29.8946 | 29.8946 | 29.8946 | 29.8946 | 29.8946
4682 | 29.8951 | 29.8951 | 29.8951 | 29.8951 | 29.8951 | 29.8951 | 29.8951 | 29.8951 | 29.8951 | 29.8951 | 29.8951 | 29.8951 | 29.8951 | 29.8951 | 29.8951 | 29.8951 | 29.8951 | 29.8951 | 29.8951 | 29.8951 | 29.8951 | 29.8951 | 29.8951 | 29.8951 | 29.8951 | 29.8951 | 29.8951 | 29.8951 | 29.8951 | 29.8951 | 29.8951 | 29.8951 | 29.8951 | 29.8951 | 29.8951 | 29.8951 | 29.8951 | 29.8951 | 29.8951 | 29.8951 | 29.8951 | 29.8951 | 29.8951 | 29.8951 | 29.8951 | 29.8951 | 29.8951 | 29.8951 | 29.8951 | 29.8951 | 29.8951 | 29.8951 | 29.8951 | 29.8951 | 29.8951 | 29.8951 | 29.8951 | 29.8951 | 29.8951 | 29.8951
4683 | 29.8956 | 29.8956 | 29.8956 | 29.8956 | 29.8956 | 29.8956 | 29.8956 | 29.8956 | 29.8956 | 29.8956 | 29.8956 | 29.8956 | 29.8956 | 29.8956 | 29.8956 | 29.8956 | 29.8956 | 29.8956 | 29.8956 | 29.8956 | 29.8956 | 29.8956 | 29.8956 | 29.8956 | 29.8956 | 29.8956 | 29.8956 | 29.8956 | 29.8956 | 29.8956 | 29.8956 | 29.8956 | 29.8956 | 29.8956 | 29.8956 | 29.8956 | 29.8956 | 29.8956 | 29.8956 | 29.8956 | 29.8956 | 29.8956 | 29.8956 | 29.8956 | 29.8956 | 29.8956 | 29.8956 | 29.8956 | 29.8956 | 29.8956 | 29.8956 | 29.8956 | 29.8956 | 29.8956 | 29.8956 | 29.8956 | 29.8956 | 29.8956 | 29.8956 | 29.8956
4684 | 29.8962 | 29.8962 | 29.8962 | 29.8962 | 29.8962 | 29.8962 | 29.8962 | 29.8962 | 29.8962 | 29.8962 | 29.8962 | 29.8962 | 29.8962 | 29.8962 | 29.8962 | 29.8962 | 29.8962 | 29.8962 | 29.8962 | 29.8962 | 29.8962 | 29.8962 | 29.8962 | 29.8962 | 29.8962 | 29.8962 | 29.8962 | 29.8962 | 29.8962 | 29.8962 | 29.8962 | 29.8962 | 29.8962 | 29.8962 | 29.8962 | 29.8962 | 29.8962 | 29.8962 | 29.8962 | 29.8962 | 29.8962 | 29.8962 | 29.8962 | 29.8962 | 29.8962 | 29.8962 | 29.8962 | 29.8962 | 29.8962 | 29.8962 | 29.8962 | 29.8962 | 29.8962 | 29.8962 | 29.8962 | 29.8962 | 29.8962 | 29.8962 | 29.8962 | 29.8962
4685 | 29.8967 | 29.8967 | 29.8967 | 29.8967 | 29.8967 | 29.8967 | 29.8967 | 29.8967 | 29.8967 | 29.8967 | 29.8967 | 29.8967 | 29.8967 | 29.8967 | 29.8967 | 29.8967 | 29.8967 | 29.8967 | 29.8967 | 29.8967 | 29.8967 | 29.8967 | 29.8967 | 29.8967 | 29.8967 | 29.8967 | 29.8967 | 29.8967 | 29.8967 | 29.8967 | 29.8967 | 29.8967 | 29.8967 | 29.8967 | 29.8967 | 29.8967 | 29.8967 | 29.8967 | 29.8967 | 29.8967 | 29.8967 | 29.8967 | 29.8967 | 29.8967 | 29.8967 | 29.8967 | 29.8967 | 29.8967 | 29.8967 | 29.8967 | 29.8967 | 29.8967 | 29.8967 | 29.8967 | 29.8967 | 29.8967 | 29.8967 | 29.8967 | 29.8967 | 29.8967
4686 | 29.8972 | 29.8972 | 29.8972 | 29.8972 | 29.8972 | 29.8972 | 29.8972 | 29.8972 | 29.8972 | 29.8972 | 29.8972 | 29.8972 | 29.8972 | 29.8972 | 29.8972 | 29.8972 | 29.8972 | 29.8972 | 29.8972 | 29.8972 | 29.8972 | 29.8972 | 29.8972 | 29.8972 | 29.8972 | 29.8972 | 29.8972 | 29.8972 | 29.8972 | 29.8972 | 29.8972 | 29.8972 | 29.8972 | 29.8972 | 29.8972 | 29.8972 | 29.8972 | 29.8972 | 29.8972 | 29.8972 | 29.8972 | 29.8972 | 29.8972 | 29.8972 | 29.8972 | 29.8972 | 29.8972 | 29.8972 | 29.8972 | 29.8972 | 29.8972 | 29.8972 | 29.8972 | 29.8972 | 29.8972 | 29.8972 | 29.8972 | 29.8972 | 29.8972 | 29.8972
4687 | 29.8978 | 29.8978 | 29.8978 | 29.8978 | 29.8978 | 29.8978 | 29.8978 | 29.8978 | 29.8978 | 29.8978 | 29.8978 | 29.8978 | 29.8978 | 29.8978 | 29.8978 | 29.8978 | 29.8978 | 29.8978 | 29.8978 | 29.8978 | 29.8978 | 29.8978 | 29.8978 | 29.8978 | 29.8978 | 29.8978 | 29.8978 | 29.8978 | 29.8978 | 29.8978 | 29.8978 | 29.8978 | 29.8978 | 29.8978 | 29.8978 | 29.8978 | 29.8978 | 29.8978 | 29.8978 | 29.8978 | 29.8978 | 29.8978 | 29.8978 | 29.8978 | 29.8978 | 29.8978 | 29.8978 | 29.8978 | 29.8978 | 29.8978 | 29.8978 | 29.8978 | 29.8978 | 29.8978 | 29.8978 | 29.8978 | 29.8978 | 29.8978 | 29.8978 | 29.8978
4688 | 29.8983 | 29.8983 | 29.8983 | 29.8983 | 29.8983 | 29.8983 | 29.8983 | 29.8983 | 29.8983 | 29.8983 | 29.8983 | 29.8983 | 29.8983 | 29.8983 | 29.8983 | 29.8983 | 29.8983 | 29.8983 | 29.8983 | 29.8983 | 29.8983 | 29.8983 | 29.8983 | 29.8983 | 29.8983 | 29.8983 | 29.8983 | 29.8983 | 29.8983 | 29.8983 | 29.8983 | 29.8983 | 29.8983 | 29.8983 | 29.8983 | 29.8983 | 29.8983 | 29.8983 | 29.8983 | 29.8983 | 29.8983 | 29.8983 | 29.8983 | 29.8983 | 29.8983 | 29.8983 | 29.8983 | 29.8983 | 29.8983 | 29.8983 | 29.8983 | 29.8983 | 29.8983 | 29.8983 | 29.8983 | 29.8983 | 29.8983 | 29.8983 | 29.8983 | 29.8983
4689 | 29.8988 | 29.8988 | 29.8988 | 29.8988 | 29.8988 | 29.8988 | 29.8988 | 29.8988 | 29.8988 | 29.8988 | 29.8988 | 29.8988 | 29.8988 | 29.8988 | 29.8988 | 29.8988 | 29.8988 | 29.8988 | 29.8988 | 29.8988 | 29.8988 | 29.8988 | 29.8988 | 29.8988 | 29.8988 | 29.8988 | 29.8988 | 29.8988 | 29.8988 | 29.8988 | 29.8988 | 29.8988 | 29.8988 | 29.8988 | 29.8988 | 29.8988 | 29.8988 | 29.8988 | 29.8988 | 29.8988 | 29.8988 | 29.8988 | 29.8988 | 29.8988 | 29.8988 | 29.8988 | 29.8988 | 29.8988 | 29.8988 | 29.8988 | 29.8988 | 29.8988 | 29.8988 | 29.8988 | 29.8988 | 29.8988 | 29.8988 | 29.8988 | 29.8988 | 29.8988
4690 | 29.8994 | 29.8994 | 29.8994 | 29.8994 | 29.8994 | 29.8994 | 29.8994 | 29.8994 | 29.8994 | 29.8994 | 29.8994 | 29.8994 | 29.8994 | 29.8994 | 29.8994 | 29.8994 | 29.8994 | 29.8994 | 29.8994 | 29.8994 | 29.8994 | 29.8994 | 29.8994 | 29.8994 | 29.8994 | 29.8994 | 29.8994 | 29.8994 | 29.8994 | 29.8994 | 29.8994 | 29.8994 | 29.8994 | 29.8994 | 29.8994 | 29.8994 | 29.8994 | 29.8994 | 29.8994 | 29.8994 | 29.8994 | 29.8994 | 29.8994 | 29.8994 | 29.8994 | 29.8994 | 29.8994 | 29.8994 | 29.8994 | 29.8994 | 29.8994 | 29.8994 | 29.8994 | 29.8994 | 29.8994 | 29.8994 | 29.8994 | 29.8994 | 29.8994 | 29.8994
4691 | 29.8999 | 29.8999 | 29.8999 | 29.8999 | 29.8999 | 29.8999 | 29.8999 | 29.8999 | 29.8999 | 29.8999 | 29.8999 | 29.8999 | 29.8999 | 29.8999 | 29.8999 | 29.8999 | 29.8999 | 29.8999 | 29.8999 | 29.8999 | 29.8999 | 29.8999 | 29.8999 | 29.8999 | 29.8999 | 29.8999 | 29.8999 | 29.8999 | 29.8999 | 29.8999 | 29.8999 | 29.8999 | 29.8999 | 29.8999 | 29.8999 | 29.8999 | 29.8999 | 29.8999 | 29.8999 | 29.8999 | 29.8999 | 29.8999 | 29.8999 | 29.8999 | 29.8999 | 29.8999 | 29.8999 | 29.8999 | 29.8999 | 29.8999 | 29.8999 | 29.8999 | 29.8999 | 29.8999 | 29.8999 | 29.8999 | 29.8999 | 29.8999 | 29.8999 | 29.8999
4692 | 29.9004 | 29.9004 | 29.9004 | 29.9004 | 29.9004 | 29.9004 | 29.9004 | 29.9004 | 29.9004 | 29.9004 | 29.9004 | 29.9004 | 29.9004 | 29.9004 | 29.9004 | 29.9004 | 29.9004 | 29.9004 | 29.9004 | 29.9004 | 29.9004 | 29.9004 | 29.9004 | 29.9004 | 29.9004 | 29.9004 | 29.9004 | 29.9004 | 29.9004 | 29.9004 | 29.9004 | 29.9004 | 29.9004 | 29.9004 | 29.9004 | 29.9004 | 29.9004 | 29.9004 | 29.9004 | 29.9004 | 29.9004 | 29.9004 | 29.9004 | 29.9004 | 29.9004 | 29.9004 | 29.9004 | 29.9004 | 29.9004 | 29.9004 | 29.9004 | 29.9004 | 29.9004 | 29.9004 | 29.9004 | 29.9004 | 29.9004 | 29.9004 | 29.9004 | 29.9004
4693 | 29.901 | 29.901 | 29.901 | 29.901 | 29.901 | 29.901 | 29.901 | 29.901 | 29.901 | 29.901 | 29.901 | 29.901 | 29.901 | 29.901 | 29.901 | 29.901 | 29.901 | 29.901 | 29.901 | 29.901 | 29.901 | 29.901 | 29.901 | 29.901 | 29.901 | 29.901 | 29.901 | 29.901 | 29.901 | 29.901 | 29.901 | 29.901 | 29.901 | 29.901 | 29.901 | 29.901 | 29.901 | 29.901 | 29.901 | 29.901 | 29.901 | 29.901 | 29.901 | 29.901 | 29.901 | 29.901 | 29.901 | 29.901 | 29.901 | 29.901 | 29.901 | 29.901 | 29.901 | 29.901 | 29.901 | 29.901 | 29.901 | 29.901 | 29.901 | 29.901
4694 | 29.9015 | 29.9015 | 29.9015 | 29.9015 | 29.9015 | 29.9015 | 29.9015 | 29.9015 | 29.9015 | 29.9015 | 29.9015 | 29.9015 | 29.9015 | 29.9015 | 29.9015 | 29.9015 | 29.9015 | 29.9015 | 29.9015 | 29.9015 | 29.9015 | 29.9015 | 29.9015 | 29.9015 | 29.9015 | 29.9015 | 29.9015 | 29.9015 | 29.9015 | 29.9015 | 29.9015 | 29.9015 | 29.9015 | 29.9015 | 29.9015 | 29.9015 | 29.9015 | 29.9015 | 29.9015 | 29.9015 | 29.9015 | 29.9015 | 29.9015 | 29.9015 | 29.9015 | 29.9015 | 29.9015 | 29.9015 | 29.9015 | 29.9015 | 29.9015 | 29.9015 | 29.9015 | 29.9015 | 29.9015 | 29.9015 | 29.9015 | 29.9015 | 29.9015 | 29.9015
4695 | 29.902 | 29.902 | 29.902 | 29.902 | 29.902 | 29.902 | 29.902 | 29.902 | 29.902 | 29.902 | 29.902 | 29.902 | 29.902 | 29.902 | 29.902 | 29.902 | 29.902 | 29.902 | 29.902 | 29.902 | 29.902 | 29.902 | 29.902 | 29.902 | 29.902 | 29.902 | 29.902 | 29.902 | 29.902 | 29.902 | 29.902 | 29.902 | 29.902 | 29.902 | 29.902 | 29.902 | 29.902 | 29.902 | 29.902 | 29.902 | 29.902 | 29.902 | 29.902 | 29.902 | 29.902 | 29.902 | 29.902 | 29.902 | 29.902 | 29.902 | 29.902 | 29.902 | 29.902 | 29.902 | 29.902 | 29.902 | 29.902 | 29.902 | 29.902 | 29.902
4696 | 29.9026 | 29.9026 | 29.9026 | 29.9026 | 29.9026 | 29.9026 | 29.9026 | 29.9026 | 29.9026 | 29.9026 | 29.9026 | 29.9026 | 29.9026 | 29.9026 | 29.9026 | 29.9026 | 29.9026 | 29.9026 | 29.9026 | 29.9026 | 29.9026 | 29.9026 | 29.9026 | 29.9026 | 29.9026 | 29.9026 | 29.9026 | 29.9026 | 29.9026 | 29.9026 | 29.9026 | 29.9026 | 29.9026 | 29.9026 | 29.9026 | 29.9026 | 29.9026 | 29.9026 | 29.9026 | 29.9026 | 29.9026 | 29.9026 | 29.9026 | 29.9026 | 29.9026 | 29.9026 | 29.9026 | 29.9026 | 29.9026 | 29.9026 | 29.9026 | 29.9026 | 29.9026 | 29.9026 | 29.9026 | 29.9026 | 29.9026 | 29.9026 | 29.9026 | 29.9026
4697 | 29.9031 | 29.9031 | 29.9031 | 29.9031 | 29.9031 | 29.9031 | 29.9031 | 29.9031 | 29.9031 | 29.9031 | 29.9031 | 29.9031 | 29.9031 | 29.9031 | 29.9031 | 29.9031 | 29.9031 | 29.9031 | 29.9031 | 29.9031 | 29.9031 | 29.9031 | 29.9031 | 29.9031 | 29.9031 | 29.9031 | 29.9031 | 29.9031 | 29.9031 | 29.9031 | 29.9031 | 29.9031 | 29.9031 | 29.9031 | 29.9031 | 29.9031 | 29.9031 | 29.9031 | 29.9031 | 29.9031 | 29.9031 | 29.9031 | 29.9031 | 29.9031 | 29.9031 | 29.9031 | 29.9031 | 29.9031 | 29.9031 | 29.9031 | 29.9031 | 29.9031 | 29.9031 | 29.9031 | 29.9031 | 29.9031 | 29.9031 | 29.9031 | 29.9031 | 29.9031
4698 | 29.9036 | 29.9036 | 29.9036 | 29.9036 | 29.9036 | 29.9036 | 29.9036 | 29.9036 | 29.9036 | 29.9036 | 29.9036 | 29.9036 | 29.9036 | 29.9036 | 29.9036 | 29.9036 | 29.9036 | 29.9036 | 29.9036 | 29.9036 | 29.9036 | 29.9036 | 29.9036 | 29.9036 | 29.9036 | 29.9036 | 29.9036 | 29.9036 | 29.9036 | 29.9036 | 29.9036 | 29.9036 | 29.9036 | 29.9036 | 29.9036 | 29.9036 | 29.9036 | 29.9036 | 29.9036 | 29.9036 | 29.9036 | 29.9036 | 29.9036 | 29.9036 | 29.9036 | 29.9036 | 29.9036 | 29.9036 | 29.9036 | 29.9036 | 29.9036 | 29.9036 | 29.9036 | 29.9036 | 29.9036 | 29.9036 | 29.9036 | 29.9036 | 29.9036 | 29.9036
4699 | 29.9042 | 29.9042 | 29.9042 | 29.9042 | 29.9042 | 29.9042 | 29.9042 | 29.9042 | 29.9042 | 29.9042 | 29.9042 | 29.9042 | 29.9042 | 29.9042 | 29.9042 | 29.9042 | 29.9042 | 29.9042 | 29.9042 | 29.9042 | 29.9042 | 29.9042 | 29.9042 | 29.9042 | 29.9042 | 29.9042 | 29.9042 | 29.9042 | 29.9042 | 29.9042 | 29.9042 | 29.9042 | 29.9042 | 29.9042 | 29.9042 | 29.9042 | 29.9042 | 29.9042 | 29.9042 | 29.9042 | 29.9042 | 29.9042 | 29.9042 | 29.9042 | 29.9042 | 29.9042 | 29.9042 | 29.9042 | 29.9042 | 29.9042 | 29.9042 | 29.9042 | 29.9042 | 29.9042 | 29.9042 | 29.9042 | 29.9042 | 29.9042 | 29.9042 | 29.9042
4700 | 29.9047 | 29.9047 | 29.9047 | 29.9047 | 29.9047 | 29.9047 | 29.9047 | 29.9047 | 29.9047 | 29.9047 | 29.9047 | 29.9047 | 29.9047 | 29.9047 | 29.9047 | 29.9047 | 29.9047 | 29.9047 | 29.9047 | 29.9047 | 29.9047 | 29.9047 | 29.9047 | 29.9047 | 29.9047 | 29.9047 | 29.9047 | 29.9047 | 29.9047 | 29.9047 | 29.9047 | 29.9047 | 29.9047 | 29.9047 | 29.9047 | 29.9047 | 29.9047 | 29.9047 | 29.9047 | 29.9047 | 29.9047 | 29.9047 | 29.9047 | 29.9047 | 29.9047 | 29.9047 | 29.9047 | 29.9047 | 29.9047 | 29.9047 | 29.9047 | 29.9047 | 29.9047 | 29.9047 | 29.9047 | 29.9047 | 29.9047 | 29.9047 | 29.9047 | 29.9047
4701 | 29.9052 | 29.9052 | 29.9052 | 29.9052 | 29.9052 | 29.9052 | 29.9052 | 29.9052 | 29.9052 | 29.9052 | 29.9052 | 29.9052 | 29.9052 | 29.9052 | 29.9052 | 29.9052 | 29.9052 | 29.9052 | 29.9052 | 29.9052 | 29.9052 | 29.9052 | 29.9052 | 29.9052 | 29.9052 | 29.9052 | 29.9052 | 29.9052 | 29.9052 | 29.9052 | 29.9052 | 29.9052 | 29.9052 | 29.9052 | 29.9052 | 29.9052 | 29.9052 | 29.9052 | 29.9052 | 29.9052 | 29.9052 | 29.9052 | 29.9052 | 29.9052 | 29.9052 | 29.9052 | 29.9052 | 29.9052 | 29.9052 | 29.9052 | 29.9052 | 29.9052 | 29.9052 | 29.9052 | 29.9052 | 29.9052 | 29.9052 | 29.9052 | 29.9052 | 29.9052
4702 | 29.9058 | 29.9058 | 29.9058 | 29.9058 | 29.9058 | 29.9058 | 29.9058 | 29.9058 | 29.9058 | 29.9058 | 29.9058 | 29.9058 | 29.9058 | 29.9058 | 29.9058 | 29.9058 | 29.9058 | 29.9058 | 29.9058 | 29.9058 | 29.9058 | 29.9058 | 29.9058 | 29.9058 | 29.9058 | 29.9058 | 29.9058 | 29.9058 | 29.9058 | 29.9058 | 29.9058 | 29.9058 | 29.9058 | 29.9058 | 29.9058 | 29.9058 | 29.9058 | 29.9058 | 29.9058 | 29.9058 | 29.9058 | 29.9058 | 29.9058 | 29.9058 | 29.9058 | 29.9058 | 29.9058 | 29.9058 | 29.9058 | 29.9058 | 29.9058 | 29.9058 | 29.9058 | 29.9058 | 29.9058 | 29.9058 | 29.9058 | 29.9058 | 29.9058 | 29.9058
4703 | 29.9063 | 29.9063 | 29.9063 | 29.9063 | 29.9063 | 29.9063 | 29.9063 | 29.9063 | 29.9063 | 29.9063 | 29.9063 | 29.9063 | 29.9063 | 29.9063 | 29.9063 | 29.9063 | 29.9063 | 29.9063 | 29.9063 | 29.9063 | 29.9063 | 29.9063 | 29.9063 | 29.9063 | 29.9063 | 29.9063 | 29.9063 | 29.9063 | 29.9063 | 29.9063 | 29.9063 | 29.9063 | 29.9063 | 29.9063 | 29.9063 | 29.9063 | 29.9063 | 29.9063 | 29.9063 | 29.9063 | 29.9063 | 29.9063 | 29.9063 | 29.9063 | 29.9063 | 29.9063 | 29.9063 | 29.9063 | 29.9063 | 29.9063 | 29.9063 | 29.9063 | 29.9063 | 29.9063 | 29.9063 | 29.9063 | 29.9063 | 29.9063 | 29.9063 | 29.9063
4704 | 29.9068 | 29.9068 | 29.9068 | 29.9068 | 29.9068 | 29.9068 | 29.9068 | 29.9068 | 29.9068 | 29.9068 | 29.9068 | 29.9068 | 29.9068 | 29.9068 | 29.9068 | 29.9068 | 29.9068 | 29.9068 | 29.9068 | 29.9068 | 29.9068 | 29.9068 | 29.9068 | 29.9068 | 29.9068 | 29.9068 | 29.9068 | 29.9068 | 29.9068 | 29.9068 | 29.9068 | 29.9068 | 29.9068 | 29.9068 | 29.9068 | 29.9068 | 29.9068 | 29.9068 | 29.9068 | 29.9068 | 29.9068 | 29.9068 | 29.9068 | 29.9068 | 29.9068 | 29.9068 | 29.9068 | 29.9068 | 29.9068 | 29.9068 | 29.9068 | 29.9068 | 29.9068 | 29.9068 | 29.9068 | 29.9068 | 29.9068 | 29.9068 | 29.9068 | 29.9068
4705 | 29.9073 | 29.9073 | 29.9073 | 29.9073 | 29.9073 | 29.9073 | 29.9073 | 29.9073 | 29.9073 | 29.9073 | 29.9073 | 29.9073 | 29.9073 | 29.9073 | 29.9073 | 29.9073 | 29.9073 | 29.9073 | 29.9073 | 29.9073 | 29.9073 | 29.9073 | 29.9073 | 29.9073 | 29.9073 | 29.9073 | 29.9073 | 29.9073 | 29.9073 | 29.9073 | 29.9073 | 29.9073 | 29.9073 | 29.9073 | 29.9073 | 29.9073 | 29.9073 | 29.9073 | 29.9073 | 29.9073 | 29.9073 | 29.9073 | 29.9073 | 29.9073 | 29.9073 | 29.9073 | 29.9073 | 29.9073 | 29.9073 | 29.9073 | 29.9073 | 29.9073 | 29.9073 | 29.9073 | 29.9073 | 29.9073 | 29.9073 | 29.9073 | 29.9073 | 29.9073
4706 | 29.9079 | 29.9079 | 29.9079 | 29.9079 | 29.9079 | 29.9079 | 29.9079 | 29.9079 | 29.9079 | 29.9079 | 29.9079 | 29.9079 | 29.9079 | 29.9079 | 29.9079 | 29.9079 | 29.9079 | 29.9079 | 29.9079 | 29.9079 | 29.9079 | 29.9079 | 29.9079 | 29.9079 | 29.9079 | 29.9079 | 29.9079 | 29.9079 | 29.9079 | 29.9079 | 29.9079 | 29.9079 | 29.9079 | 29.9079 | 29.9079 | 29.9079 | 29.9079 | 29.9079 | 29.9079 | 29.9079 | 29.9079 | 29.9079 | 29.9079 | 29.9079 | 29.9079 | 29.9079 | 29.9079 | 29.9079 | 29.9079 | 29.9079 | 29.9079 | 29.9079 | 29.9079 | 29.9079 | 29.9079 | 29.9079 | 29.9079 | 29.9079 | 29.9079 | 29.9079
4707 | 29.9084 | 29.9084 | 29.9084 | 29.9084 | 29.9084 | 29.9084 | 29.9084 | 29.9084 | 29.9084 | 29.9084 | 29.9084 | 29.9084 | 29.9084 | 29.9084 | 29.9084 | 29.9084 | 29.9084 | 29.9084 | 29.9084 | 29.9084 | 29.9084 | 29.9084 | 29.9084 | 29.9084 | 29.9084 | 29.9084 | 29.9084 | 29.9084 | 29.9084 | 29.9084 | 29.9084 | 29.9084 | 29.9084 | 29.9084 | 29.9084 | 29.9084 | 29.9084 | 29.9084 | 29.9084 | 29.9084 | 29.9084 | 29.9084 | 29.9084 | 29.9084 | 29.9084 | 29.9084 | 29.9084 | 29.9084 | 29.9084 | 29.9084 | 29.9084 | 29.9084 | 29.9084 | 29.9084 | 29.9084 | 29.9084 | 29.9084 | 29.9084 | 29.9084 | 29.9084
4708 | 29.9089 | 29.9089 | 29.9089 | 29.9089 | 29.9089 | 29.9089 | 29.9089 | 29.9089 | 29.9089 | 29.9089 | 29.9089 | 29.9089 | 29.9089 | 29.9089 | 29.9089 | 29.9089 | 29.9089 | 29.9089 | 29.9089 | 29.9089 | 29.9089 | 29.9089 | 29.9089 | 29.9089 | 29.9089 | 29.9089 | 29.9089 | 29.9089 | 29.9089 | 29.9089 | 29.9089 | 29.9089 | 29.9089 | 29.9089 | 29.9089 | 29.9089 | 29.9089 | 29.9089 | 29.9089 | 29.9089 | 29.9089 | 29.9089 | 29.9089 | 29.9089 | 29.9089 | 29.9089 | 29.9089 | 29.9089 | 29.9089 | 29.9089 | 29.9089 | 29.9089 | 29.9089 | 29.9089 | 29.9089 | 29.9089 | 29.9089 | 29.9089 | 29.9089 | 29.9089
4709 | 29.9095 | 29.9095 | 29.9095 | 29.9095 | 29.9095 | 29.9095 | 29.9095 | 29.9095 | 29.9095 | 29.9095 | 29.9095 | 29.9095 | 29.9095 | 29.9095 | 29.9095 | 29.9095 | 29.9095 | 29.9095 | 29.9095 | 29.9095 | 29.9095 | 29.9095 | 29.9095 | 29.9095 | 29.9095 | 29.9095 | 29.9095 | 29.9095 | 29.9095 | 29.9095 | 29.9095 | 29.9095 | 29.9095 | 29.9095 | 29.9095 | 29.9095 | 29.9095 | 29.9095 | 29.9095 | 29.9095 | 29.9095 | 29.9095 | 29.9095 | 29.9095 | 29.9095 | 29.9095 | 29.9095 | 29.9095 | 29.9095 | 29.9095 | 29.9095 | 29.9095 | 29.9095 | 29.9095 | 29.9095 | 29.9095 | 29.9095 | 29.9095 | 29.9095 | 29.9095
4710 | 29.91 | 29.91 | 29.91 | 29.91 | 29.91 | 29.91 | 29.91 | 29.91 | 29.91 | 29.91 | 29.91 | 29.91 | 29.91 | 29.91 | 29.91 | 29.91 | 29.91 | 29.91 | 29.91 | 29.91 | 29.91 | 29.91 | 29.91 | 29.91 | 29.91 | 29.91 | 29.91 | 29.91 | 29.91 | 29.91 | 29.91 | 29.91 | 29.91 | 29.91 | 29.91 | 29.91 | 29.91 | 29.91 | 29.91 | 29.91 | 29.91 | 29.91 | 29.91 | 29.91 | 29.91 | 29.91 | 29.91 | 29.91 | 29.91 | 29.91 | 29.91 | 29.91 | 29.91 | 29.91 | 29.91 | 29.91 | 29.91 | 29.91 | 29.91 | 29.91
4711 | 29.9105 | 29.9105 | 29.9105 | 29.9105 | 29.9105 | 29.9105 | 29.9105 | 29.9105 | 29.9105 | 29.9105 | 29.9105 | 29.9105 | 29.9105 | 29.9105 | 29.9105 | 29.9105 | 29.9105 | 29.9105 | 29.9105 | 29.9105 | 29.9105 | 29.9105 | 29.9105 | 29.9105 | 29.9105 | 29.9105 | 29.9105 | 29.9105 | 29.9105 | 29.9105 | 29.9105 | 29.9105 | 29.9105 | 29.9105 | 29.9105 | 29.9105 | 29.9105 | 29.9105 | 29.9105 | 29.9105 | 29.9105 | 29.9105 | 29.9105 | 29.9105 | 29.9105 | 29.9105 | 29.9105 | 29.9105 | 29.9105 | 29.9105 | 29.9105 | 29.9105 | 29.9105 | 29.9105 | 29.9105 | 29.9105 | 29.9105 | 29.9105 | 29.9105 | 29.9105
4712 | 29.9111 | 29.9111 | 29.9111 | 29.9111 | 29.9111 | 29.9111 | 29.9111 | 29.9111 | 29.9111 | 29.9111 | 29.9111 | 29.9111 | 29.9111 | 29.9111 | 29.9111 | 29.9111 | 29.9111 | 29.9111 | 29.9111 | 29.9111 | 29.9111 | 29.9111 | 29.9111 | 29.9111 | 29.9111 | 29.9111 | 29.9111 | 29.9111 | 29.9111 | 29.9111 | 29.9111 | 29.9111 | 29.9111 | 29.9111 | 29.9111 | 29.9111 | 29.9111 | 29.9111 | 29.9111 | 29.9111 | 29.9111 | 29.9111 | 29.9111 | 29.9111 | 29.9111 | 29.9111 | 29.9111 | 29.9111 | 29.9111 | 29.9111 | 29.9111 | 29.9111 | 29.9111 | 29.9111 | 29.9111 | 29.9111 | 29.9111 | 29.9111 | 29.9111 | 29.9111
4713 | 29.9116 | 29.9116 | 29.9116 | 29.9116 | 29.9116 | 29.9116 | 29.9116 | 29.9116 | 29.9116 | 29.9116 | 29.9116 | 29.9116 | 29.9116 | 29.9116 | 29.9116 | 29.9116 | 29.9116 | 29.9116 | 29.9116 | 29.9116 | 29.9116 | 29.9116 | 29.9116 | 29.9116 | 29.9116 | 29.9116 | 29.9116 | 29.9116 | 29.9116 | 29.9116 | 29.9116 | 29.9116 | 29.9116 | 29.9116 | 29.9116 | 29.9116 | 29.9116 | 29.9116 | 29.9116 | 29.9116 | 29.9116 | 29.9116 | 29.9116 | 29.9116 | 29.9116 | 29.9116 | 29.9116 | 29.9116 | 29.9116 | 29.9116 | 29.9116 | 29.9116 | 29.9116 | 29.9116 | 29.9116 | 29.9116 | 29.9116 | 29.9116 | 29.9116 | 29.9116
4714 | 29.9121 | 29.9121 | 29.9121 | 29.9121 | 29.9121 | 29.9121 | 29.9121 | 29.9121 | 29.9121 | 29.9121 | 29.9121 | 29.9121 | 29.9121 | 29.9121 | 29.9121 | 29.9121 | 29.9121 | 29.9121 | 29.9121 | 29.9121 | 29.9121 | 29.9121 | 29.9121 | 29.9121 | 29.9121 | 29.9121 | 29.9121 | 29.9121 | 29.9121 | 29.9121 | 29.9121 | 29.9121 | 29.9121 | 29.9121 | 29.9121 | 29.9121 | 29.9121 | 29.9121 | 29.9121 | 29.9121 | 29.9121 | 29.9121 | 29.9121 | 29.9121 | 29.9121 | 29.9121 | 29.9121 | 29.9121 | 29.9121 | 29.9121 | 29.9121 | 29.9121 | 29.9121 | 29.9121 | 29.9121 | 29.9121 | 29.9121 | 29.9121 | 29.9121 | 29.9121
4715 | 29.9127 | 29.9127 | 29.9127 | 29.9127 | 29.9127 | 29.9127 | 29.9127 | 29.9127 | 29.9127 | 29.9127 | 29.9127 | 29.9127 | 29.9127 | 29.9127 | 29.9127 | 29.9127 | 29.9127 | 29.9127 | 29.9127 | 29.9127 | 29.9127 | 29.9127 | 29.9127 | 29.9127 | 29.9127 | 29.9127 | 29.9127 | 29.9127 | 29.9127 | 29.9127 | 29.9127 | 29.9127 | 29.9127 | 29.9127 | 29.9127 | 29.9127 | 29.9127 | 29.9127 | 29.9127 | 29.9127 | 29.9127 | 29.9127 | 29.9127 | 29.9127 | 29.9127 | 29.9127 | 29.9127 | 29.9127 | 29.9127 | 29.9127 | 29.9127 | 29.9127 | 29.9127 | 29.9127 | 29.9127 | 29.9127 | 29.9127 | 29.9127 | 29.9127 | 29.9127
4716 | 29.9132 | 29.9132 | 29.9132 | 29.9132 | 29.9132 | 29.9132 | 29.9132 | 29.9132 | 29.9132 | 29.9132 | 29.9132 | 29.9132 | 29.9132 | 29.9132 | 29.9132 | 29.9132 | 29.9132 | 29.9132 | 29.9132 | 29.9132 | 29.9132 | 29.9132 | 29.9132 | 29.9132 | 29.9132 | 29.9132 | 29.9132 | 29.9132 | 29.9132 | 29.9132 | 29.9132 | 29.9132 | 29.9132 | 29.9132 | 29.9132 | 29.9132 | 29.9132 | 29.9132 | 29.9132 | 29.9132 | 29.9132 | 29.9132 | 29.9132 | 29.9132 | 29.9132 | 29.9132 | 29.9132 | 29.9132 | 29.9132 | 29.9132 | 29.9132 | 29.9132 | 29.9132 | 29.9132 | 29.9132 | 29.9132 | 29.9132 | 29.9132 | 29.9132 | 29.9132
4717 | 29.9137 | 29.9137 | 29.9137 | 29.9137 | 29.9137 | 29.9137 | 29.9137 | 29.9137 | 29.9137 | 29.9137 | 29.9137 | 29.9137 | 29.9137 | 29.9137 | 29.9137 | 29.9137 | 29.9137 | 29.9137 | 29.9137 | 29.9137 | 29.9137 | 29.9137 | 29.9137 | 29.9137 | 29.9137 | 29.9137 | 29.9137 | 29.9137 | 29.9137 | 29.9137 | 29.9137 | 29.9137 | 29.9137 | 29.9137 | 29.9137 | 29.9137 | 29.9137 | 29.9137 | 29.9137 | 29.9137 | 29.9137 | 29.9137 | 29.9137 | 29.9137 | 29.9137 | 29.9137 | 29.9137 | 29.9137 | 29.9137 | 29.9137 | 29.9137 | 29.9137 | 29.9137 | 29.9137 | 29.9137 | 29.9137 | 29.9137 | 29.9137 | 29.9137 | 29.9137
4718 | 29.9142 | 29.9142 | 29.9142 | 29.9142 | 29.9142 | 29.9142 | 29.9142 | 29.9142 | 29.9142 | 29.9142 | 29.9142 | 29.9142 | 29.9142 | 29.9142 | 29.9142 | 29.9142 | 29.9142 | 29.9142 | 29.9142 | 29.9142 | 29.9142 | 29.9142 | 29.9142 | 29.9142 | 29.9142 | 29.9142 | 29.9142 | 29.9142 | 29.9142 | 29.9142 | 29.9142 | 29.9142 | 29.9142 | 29.9142 | 29.9142 | 29.9142 | 29.9142 | 29.9142 | 29.9142 | 29.9142 | 29.9142 | 29.9142 | 29.9142 | 29.9142 | 29.9142 | 29.9142 | 29.9142 | 29.9142 | 29.9142 | 29.9142 | 29.9142 | 29.9142 | 29.9142 | 29.9142 | 29.9142 | 29.9142 | 29.9142 | 29.9142 | 29.9142 | 29.9142
4719 | 29.9148 | 29.9148 | 29.9148 | 29.9148 | 29.9148 | 29.9148 | 29.9148 | 29.9148 | 29.9148 | 29.9148 | 29.9148 | 29.9148 | 29.9148 | 29.9148 | 29.9148 | 29.9148 | 29.9148 | 29.9148 | 29.9148 | 29.9148 | 29.9148 | 29.9148 | 29.9148 | 29.9148 | 29.9148 | 29.9148 | 29.9148 | 29.9148 | 29.9148 | 29.9148 | 29.9148 | 29.9148 | 29.9148 | 29.9148 | 29.9148 | 29.9148 | 29.9148 | 29.9148 | 29.9148 | 29.9148 | 29.9148 | 29.9148 | 29.9148 | 29.9148 | 29.9148 | 29.9148 | 29.9148 | 29.9148 | 29.9148 | 29.9148 | 29.9148 | 29.9148 | 29.9148 | 29.9148 | 29.9148 | 29.9148 | 29.9148 | 29.9148 | 29.9148 | 29.9148
4720 | 29.9153 | 29.9153 | 29.9153 | 29.9153 | 29.9153 | 29.9153 | 29.9153 | 29.9153 | 29.9153 | 29.9153 | 29.9153 | 29.9153 | 29.9153 | 29.9153 | 29.9153 | 29.9153 | 29.9153 | 29.9153 | 29.9153 | 29.9153 | 29.9153 | 29.9153 | 29.9153 | 29.9153 | 29.9153 | 29.9153 | 29.9153 | 29.9153 | 29.9153 | 29.9153 | 29.9153 | 29.9153 | 29.9153 | 29.9153 | 29.9153 | 29.9153 | 29.9153 | 29.9153 | 29.9153 | 29.9153 | 29.9153 | 29.9153 | 29.9153 | 29.9153 | 29.9153 | 29.9153 | 29.9153 | 29.9153 | 29.9153 | 29.9153 | 29.9153 | 29.9153 | 29.9153 | 29.9153 | 29.9153 | 29.9153 | 29.9153 | 29.9153 | 29.9153 | 29.9153
4721 | 29.9158 | 29.9158 | 29.9158 | 29.9158 | 29.9158 | 29.9158 | 29.9158 | 29.9158 | 29.9158 | 29.9158 | 29.9158 | 29.9158 | 29.9158 | 29.9158 | 29.9158 | 29.9158 | 29.9158 | 29.9158 | 29.9158 | 29.9158 | 29.9158 | 29.9158 | 29.9158 | 29.9158 | 29.9158 | 29.9158 | 29.9158 | 29.9158 | 29.9158 | 29.9158 | 29.9158 | 29.9158 | 29.9158 | 29.9158 | 29.9158 | 29.9158 | 29.9158 | 29.9158 | 29.9158 | 29.9158 | 29.9158 | 29.9158 | 29.9158 | 29.9158 | 29.9158 | 29.9158 | 29.9158 | 29.9158 | 29.9158 | 29.9158 | 29.9158 | 29.9158 | 29.9158 | 29.9158 | 29.9158 | 29.9158 | 29.9158 | 29.9158 | 29.9158 | 29.9158
4722 | 29.9164 | 29.9164 | 29.9164 | 29.9164 | 29.9164 | 29.9164 | 29.9164 | 29.9164 | 29.9164 | 29.9164 | 29.9164 | 29.9164 | 29.9164 | 29.9164 | 29.9164 | 29.9164 | 29.9164 | 29.9164 | 29.9164 | 29.9164 | 29.9164 | 29.9164 | 29.9164 | 29.9164 | 29.9164 | 29.9164 | 29.9164 | 29.9164 | 29.9164 | 29.9164 | 29.9164 | 29.9164 | 29.9164 | 29.9164 | 29.9164 | 29.9164 | 29.9164 | 29.9164 | 29.9164 | 29.9164 | 29.9164 | 29.9164 | 29.9164 | 29.9164 | 29.9164 | 29.9164 | 29.9164 | 29.9164 | 29.9164 | 29.9164 | 29.9164 | 29.9164 | 29.9164 | 29.9164 | 29.9164 | 29.9164 | 29.9164 | 29.9164 | 29.9164 | 29.9164
4723 | 29.9169 | 29.9169 | 29.9169 | 29.9169 | 29.9169 | 29.9169 | 29.9169 | 29.9169 | 29.9169 | 29.9169 | 29.9169 | 29.9169 | 29.9169 | 29.9169 | 29.9169 | 29.9169 | 29.9169 | 29.9169 | 29.9169 | 29.9169 | 29.9169 | 29.9169 | 29.9169 | 29.9169 | 29.9169 | 29.9169 | 29.9169 | 29.9169 | 29.9169 | 29.9169 | 29.9169 | 29.9169 | 29.9169 | 29.9169 | 29.9169 | 29.9169 | 29.9169 | 29.9169 | 29.9169 | 29.9169 | 29.9169 | 29.9169 | 29.9169 | 29.9169 | 29.9169 | 29.9169 | 29.9169 | 29.9169 | 29.9169 | 29.9169 | 29.9169 | 29.9169 | 29.9169 | 29.9169 | 29.9169 | 29.9169 | 29.9169 | 29.9169 | 29.9169 | 29.9169
4724 | 29.9174 | 29.9174 | 29.9174 | 29.9174 | 29.9174 | 29.9174 | 29.9174 | 29.9174 | 29.9174 | 29.9174 | 29.9174 | 29.9174 | 29.9174 | 29.9174 | 29.9174 | 29.9174 | 29.9174 | 29.9174 | 29.9174 | 29.9174 | 29.9174 | 29.9174 | 29.9174 | 29.9174 | 29.9174 | 29.9174 | 29.9174 | 29.9174 | 29.9174 | 29.9174 | 29.9174 | 29.9174 | 29.9174 | 29.9174 | 29.9174 | 29.9174 | 29.9174 | 29.9174 | 29.9174 | 29.9174 | 29.9174 | 29.9174 | 29.9174 | 29.9174 | 29.9174 | 29.9174 | 29.9174 | 29.9174 | 29.9174 | 29.9174 | 29.9174 | 29.9174 | 29.9174 | 29.9174 | 29.9174 | 29.9174 | 29.9174 | 29.9174 | 29.9174 | 29.9174
4725 | 29.918 | 29.918 | 29.918 | 29.918 | 29.918 | 29.918 | 29.918 | 29.918 | 29.918 | 29.918 | 29.918 | 29.918 | 29.918 | 29.918 | 29.918 | 29.918 | 29.918 | 29.918 | 29.918 | 29.918 | 29.918 | 29.918 | 29.918 | 29.918 | 29.918 | 29.918 | 29.918 | 29.918 | 29.918 | 29.918 | 29.918 | 29.918 | 29.918 | 29.918 | 29.918 | 29.918 | 29.918 | 29.918 | 29.918 | 29.918 | 29.918 | 29.918 | 29.918 | 29.918 | 29.918 | 29.918 | 29.918 | 29.918 | 29.918 | 29.918 | 29.918 | 29.918 | 29.918 | 29.918 | 29.918 | 29.918 | 29.918 | 29.918 | 29.918 | 29.918
4726 | 29.9185 | 29.9185 | 29.9185 | 29.9185 | 29.9185 | 29.9185 | 29.9185 | 29.9185 | 29.9185 | 29.9185 | 29.9185 | 29.9185 | 29.9185 | 29.9185 | 29.9185 | 29.9185 | 29.9185 | 29.9185 | 29.9185 | 29.9185 | 29.9185 | 29.9185 | 29.9185 | 29.9185 | 29.9185 | 29.9185 | 29.9185 | 29.9185 | 29.9185 | 29.9185 | 29.9185 | 29.9185 | 29.9185 | 29.9185 | 29.9185 | 29.9185 | 29.9185 | 29.9185 | 29.9185 | 29.9185 | 29.9185 | 29.9185 | 29.9185 | 29.9185 | 29.9185 | 29.9185 | 29.9185 | 29.9185 | 29.9185 | 29.9185 | 29.9185 | 29.9185 | 29.9185 | 29.9185 | 29.9185 | 29.9185 | 29.9185 | 29.9185 | 29.9185 | 29.9185
4727 | 29.919 | 29.919 | 29.919 | 29.919 | 29.919 | 29.919 | 29.919 | 29.919 | 29.919 | 29.919 | 29.919 | 29.919 | 29.919 | 29.919 | 29.919 | 29.919 | 29.919 | 29.919 | 29.919 | 29.919 | 29.919 | 29.919 | 29.919 | 29.919 | 29.919 | 29.919 | 29.919 | 29.919 | 29.919 | 29.919 | 29.919 | 29.919 | 29.919 | 29.919 | 29.919 | 29.919 | 29.919 | 29.919 | 29.919 | 29.919 | 29.919 | 29.919 | 29.919 | 29.919 | 29.919 | 29.919 | 29.919 | 29.919 | 29.919 | 29.919 | 29.919 | 29.919 | 29.919 | 29.919 | 29.919 | 29.919 | 29.919 | 29.919 | 29.919 | 29.919
4728 | 29.9195 | 29.9195 | 29.9195 | 29.9195 | 29.9195 | 29.9195 | 29.9195 | 29.9195 | 29.9195 | 29.9195 | 29.9195 | 29.9195 | 29.9195 | 29.9195 | 29.9195 | 29.9195 | 29.9195 | 29.9195 | 29.9195 | 29.9195 | 29.9195 | 29.9195 | 29.9195 | 29.9195 | 29.9195 | 29.9195 | 29.9195 | 29.9195 | 29.9195 | 29.9195 | 29.9195 | 29.9195 | 29.9195 | 29.9195 | 29.9195 | 29.9195 | 29.9195 | 29.9195 | 29.9195 | 29.9195 | 29.9195 | 29.9195 | 29.9195 | 29.9195 | 29.9195 | 29.9195 | 29.9195 | 29.9195 | 29.9195 | 29.9195 | 29.9195 | 29.9195 | 29.9195 | 29.9195 | 29.9195 | 29.9195 | 29.9195 | 29.9195 | 29.9195 | 29.9195
4729 | 29.9201 | 29.9201 | 29.9201 | 29.9201 | 29.9201 | 29.9201 | 29.9201 | 29.9201 | 29.9201 | 29.9201 | 29.9201 | 29.9201 | 29.9201 | 29.9201 | 29.9201 | 29.9201 | 29.9201 | 29.9201 | 29.9201 | 29.9201 | 29.9201 | 29.9201 | 29.9201 | 29.9201 | 29.9201 | 29.9201 | 29.9201 | 29.9201 | 29.9201 | 29.9201 | 29.9201 | 29.9201 | 29.9201 | 29.9201 | 29.9201 | 29.9201 | 29.9201 | 29.9201 | 29.9201 | 29.9201 | 29.9201 | 29.9201 | 29.9201 | 29.9201 | 29.9201 | 29.9201 | 29.9201 | 29.9201 | 29.9201 | 29.9201 | 29.9201 | 29.9201 | 29.9201 | 29.9201 | 29.9201 | 29.9201 | 29.9201 | 29.9201 | 29.9201 | 29.9201
4730 | 29.9206 | 29.9206 | 29.9206 | 29.9206 | 29.9206 | 29.9206 | 29.9206 | 29.9206 | 29.9206 | 29.9206 | 29.9206 | 29.9206 | 29.9206 | 29.9206 | 29.9206 | 29.9206 | 29.9206 | 29.9206 | 29.9206 | 29.9206 | 29.9206 | 29.9206 | 29.9206 | 29.9206 | 29.9206 | 29.9206 | 29.9206 | 29.9206 | 29.9206 | 29.9206 | 29.9206 | 29.9206 | 29.9206 | 29.9206 | 29.9206 | 29.9206 | 29.9206 | 29.9206 | 29.9206 | 29.9206 | 29.9206 | 29.9206 | 29.9206 | 29.9206 | 29.9206 | 29.9206 | 29.9206 | 29.9206 | 29.9206 | 29.9206 | 29.9206 | 29.9206 | 29.9206 | 29.9206 | 29.9206 | 29.9206 | 29.9206 | 29.9206 | 29.9206 | 29.9206
4731 | 29.9211 | 29.9211 | 29.9211 | 29.9211 | 29.9211 | 29.9211 | 29.9211 | 29.9211 | 29.9211 | 29.9211 | 29.9211 | 29.9211 | 29.9211 | 29.9211 | 29.9211 | 29.9211 | 29.9211 | 29.9211 | 29.9211 | 29.9211 | 29.9211 | 29.9211 | 29.9211 | 29.9211 | 29.9211 | 29.9211 | 29.9211 | 29.9211 | 29.9211 | 29.9211 | 29.9211 | 29.9211 | 29.9211 | 29.9211 | 29.9211 | 29.9211 | 29.9211 | 29.9211 | 29.9211 | 29.9211 | 29.9211 | 29.9211 | 29.9211 | 29.9211 | 29.9211 | 29.9211 | 29.9211 | 29.9211 | 29.9211 | 29.9211 | 29.9211 | 29.9211 | 29.9211 | 29.9211 | 29.9211 | 29.9211 | 29.9211 | 29.9211 | 29.9211 | 29.9211
4732 | 29.9217 | 29.9217 | 29.9217 | 29.9217 | 29.9217 | 29.9217 | 29.9217 | 29.9217 | 29.9217 | 29.9217 | 29.9217 | 29.9217 | 29.9217 | 29.9217 | 29.9217 | 29.9217 | 29.9217 | 29.9217 | 29.9217 | 29.9217 | 29.9217 | 29.9217 | 29.9217 | 29.9217 | 29.9217 | 29.9217 | 29.9217 | 29.9217 | 29.9217 | 29.9217 | 29.9217 | 29.9217 | 29.9217 | 29.9217 | 29.9217 | 29.9217 | 29.9217 | 29.9217 | 29.9217 | 29.9217 | 29.9217 | 29.9217 | 29.9217 | 29.9217 | 29.9217 | 29.9217 | 29.9217 | 29.9217 | 29.9217 | 29.9217 | 29.9217 | 29.9217 | 29.9217 | 29.9217 | 29.9217 | 29.9217 | 29.9217 | 29.9217 | 29.9217 | 29.9217
4733 | 29.9222 | 29.9222 | 29.9222 | 29.9222 | 29.9222 | 29.9222 | 29.9222 | 29.9222 | 29.9222 | 29.9222 | 29.9222 | 29.9222 | 29.9222 | 29.9222 | 29.9222 | 29.9222 | 29.9222 | 29.9222 | 29.9222 | 29.9222 | 29.9222 | 29.9222 | 29.9222 | 29.9222 | 29.9222 | 29.9222 | 29.9222 | 29.9222 | 29.9222 | 29.9222 | 29.9222 | 29.9222 | 29.9222 | 29.9222 | 29.9222 | 29.9222 | 29.9222 | 29.9222 | 29.9222 | 29.9222 | 29.9222 | 29.9222 | 29.9222 | 29.9222 | 29.9222 | 29.9222 | 29.9222 | 29.9222 | 29.9222 | 29.9222 | 29.9222 | 29.9222 | 29.9222 | 29.9222 | 29.9222 | 29.9222 | 29.9222 | 29.9222 | 29.9222 | 29.9222
4734 | 29.9227 | 29.9227 | 29.9227 | 29.9227 | 29.9227 | 29.9227 | 29.9227 | 29.9227 | 29.9227 | 29.9227 | 29.9227 | 29.9227 | 29.9227 | 29.9227 | 29.9227 | 29.9227 | 29.9227 | 29.9227 | 29.9227 | 29.9227 | 29.9227 | 29.9227 | 29.9227 | 29.9227 | 29.9227 | 29.9227 | 29.9227 | 29.9227 | 29.9227 | 29.9227 | 29.9227 | 29.9227 | 29.9227 | 29.9227 | 29.9227 | 29.9227 | 29.9227 | 29.9227 | 29.9227 | 29.9227 | 29.9227 | 29.9227 | 29.9227 | 29.9227 | 29.9227 | 29.9227 | 29.9227 | 29.9227 | 29.9227 | 29.9227 | 29.9227 | 29.9227 | 29.9227 | 29.9227 | 29.9227 | 29.9227 | 29.9227 | 29.9227 | 29.9227 | 29.9227
4735 | 29.9232 | 29.9232 | 29.9232 | 29.9232 | 29.9232 | 29.9232 | 29.9232 | 29.9232 | 29.9232 | 29.9232 | 29.9232 | 29.9232 | 29.9232 | 29.9232 | 29.9232 | 29.9232 | 29.9232 | 29.9232 | 29.9232 | 29.9232 | 29.9232 | 29.9232 | 29.9232 | 29.9232 | 29.9232 | 29.9232 | 29.9232 | 29.9232 | 29.9232 | 29.9232 | 29.9232 | 29.9232 | 29.9232 | 29.9232 | 29.9232 | 29.9232 | 29.9232 | 29.9232 | 29.9232 | 29.9232 | 29.9232 | 29.9232 | 29.9232 | 29.9232 | 29.9232 | 29.9232 | 29.9232 | 29.9232 | 29.9232 | 29.9232 | 29.9232 | 29.9232 | 29.9232 | 29.9232 | 29.9232 | 29.9232 | 29.9232 | 29.9232 | 29.9232 | 29.9232
4736 | 29.9238 | 29.9238 | 29.9238 | 29.9238 | 29.9238 | 29.9238 | 29.9238 | 29.9238 | 29.9238 | 29.9238 | 29.9238 | 29.9238 | 29.9238 | 29.9238 | 29.9238 | 29.9238 | 29.9238 | 29.9238 | 29.9238 | 29.9238 | 29.9238 | 29.9238 | 29.9238 | 29.9238 | 29.9238 | 29.9238 | 29.9238 | 29.9238 | 29.9238 | 29.9238 | 29.9238 | 29.9238 | 29.9238 | 29.9238 | 29.9238 | 29.9238 | 29.9238 | 29.9238 | 29.9238 | 29.9238 | 29.9238 | 29.9238 | 29.9238 | 29.9238 | 29.9238 | 29.9238 | 29.9238 | 29.9238 | 29.9238 | 29.9238 | 29.9238 | 29.9238 | 29.9238 | 29.9238 | 29.9238 | 29.9238 | 29.9238 | 29.9238 | 29.9238 | 29.9238
4737 | 29.9243 | 29.9243 | 29.9243 | 29.9243 | 29.9243 | 29.9243 | 29.9243 | 29.9243 | 29.9243 | 29.9243 | 29.9243 | 29.9243 | 29.9243 | 29.9243 | 29.9243 | 29.9243 | 29.9243 | 29.9243 | 29.9243 | 29.9243 | 29.9243 | 29.9243 | 29.9243 | 29.9243 | 29.9243 | 29.9243 | 29.9243 | 29.9243 | 29.9243 | 29.9243 | 29.9243 | 29.9243 | 29.9243 | 29.9243 | 29.9243 | 29.9243 | 29.9243 | 29.9243 | 29.9243 | 29.9243 | 29.9243 | 29.9243 | 29.9243 | 29.9243 | 29.9243 | 29.9243 | 29.9243 | 29.9243 | 29.9243 | 29.9243 | 29.9243 | 29.9243 | 29.9243 | 29.9243 | 29.9243 | 29.9243 | 29.9243 | 29.9243 | 29.9243 | 29.9243
4738 | 29.9248 | 29.9248 | 29.9248 | 29.9248 | 29.9248 | 29.9248 | 29.9248 | 29.9248 | 29.9248 | 29.9248 | 29.9248 | 29.9248 | 29.9248 | 29.9248 | 29.9248 | 29.9248 | 29.9248 | 29.9248 | 29.9248 | 29.9248 | 29.9248 | 29.9248 | 29.9248 | 29.9248 | 29.9248 | 29.9248 | 29.9248 | 29.9248 | 29.9248 | 29.9248 | 29.9248 | 29.9248 | 29.9248 | 29.9248 | 29.9248 | 29.9248 | 29.9248 | 29.9248 | 29.9248 | 29.9248 | 29.9248 | 29.9248 | 29.9248 | 29.9248 | 29.9248 | 29.9248 | 29.9248 | 29.9248 | 29.9248 | 29.9248 | 29.9248 | 29.9248 | 29.9248 | 29.9248 | 29.9248 | 29.9248 | 29.9248 | 29.9248 | 29.9248 | 29.9248
4739 | 29.9253 | 29.9253 | 29.9253 | 29.9253 | 29.9253 | 29.9253 | 29.9253 | 29.9253 | 29.9253 | 29.9253 | 29.9253 | 29.9253 | 29.9253 | 29.9253 | 29.9253 | 29.9253 | 29.9253 | 29.9253 | 29.9253 | 29.9253 | 29.9253 | 29.9253 | 29.9253 | 29.9253 | 29.9253 | 29.9253 | 29.9253 | 29.9253 | 29.9253 | 29.9253 | 29.9253 | 29.9253 | 29.9253 | 29.9253 | 29.9253 | 29.9253 | 29.9253 | 29.9253 | 29.9253 | 29.9253 | 29.9253 | 29.9253 | 29.9253 | 29.9253 | 29.9253 | 29.9253 | 29.9253 | 29.9253 | 29.9253 | 29.9253 | 29.9253 | 29.9253 | 29.9253 | 29.9253 | 29.9253 | 29.9253 | 29.9253 | 29.9253 | 29.9253 | 29.9253
4740 | 29.9259 | 29.9259 | 29.9259 | 29.9259 | 29.9259 | 29.9259 | 29.9259 | 29.9259 | 29.9259 | 29.9259 | 29.9259 | 29.9259 | 29.9259 | 29.9259 | 29.9259 | 29.9259 | 29.9259 | 29.9259 | 29.9259 | 29.9259 | 29.9259 | 29.9259 | 29.9259 | 29.9259 | 29.9259 | 29.9259 | 29.9259 | 29.9259 | 29.9259 | 29.9259 | 29.9259 | 29.9259 | 29.9259 | 29.9259 | 29.9259 | 29.9259 | 29.9259 | 29.9259 | 29.9259 | 29.9259 | 29.9259 | 29.9259 | 29.9259 | 29.9259 | 29.9259 | 29.9259 | 29.9259 | 29.9259 | 29.9259 | 29.9259 | 29.9259 | 29.9259 | 29.9259 | 29.9259 | 29.9259 | 29.9259 | 29.9259 | 29.9259 | 29.9259 | 29.9259
4741 | 29.9264 | 29.9264 | 29.9264 | 29.9264 | 29.9264 | 29.9264 | 29.9264 | 29.9264 | 29.9264 | 29.9264 | 29.9264 | 29.9264 | 29.9264 | 29.9264 | 29.9264 | 29.9264 | 29.9264 | 29.9264 | 29.9264 | 29.9264 | 29.9264 | 29.9264 | 29.9264 | 29.9264 | 29.9264 | 29.9264 | 29.9264 | 29.9264 | 29.9264 | 29.9264 | 29.9264 | 29.9264 | 29.9264 | 29.9264 | 29.9264 | 29.9264 | 29.9264 | 29.9264 | 29.9264 | 29.9264 | 29.9264 | 29.9264 | 29.9264 | 29.9264 | 29.9264 | 29.9264 | 29.9264 | 29.9264 | 29.9264 | 29.9264 | 29.9264 | 29.9264 | 29.9264 | 29.9264 | 29.9264 | 29.9264 | 29.9264 | 29.9264 | 29.9264 | 29.9264
4742 | 29.9269 | 29.9269 | 29.9269 | 29.9269 | 29.9269 | 29.9269 | 29.9269 | 29.9269 | 29.9269 | 29.9269 | 29.9269 | 29.9269 | 29.9269 | 29.9269 | 29.9269 | 29.9269 | 29.9269 | 29.9269 | 29.9269 | 29.9269 | 29.9269 | 29.9269 | 29.9269 | 29.9269 | 29.9269 | 29.9269 | 29.9269 | 29.9269 | 29.9269 | 29.9269 | 29.9269 | 29.9269 | 29.9269 | 29.9269 | 29.9269 | 29.9269 | 29.9269 | 29.9269 | 29.9269 | 29.9269 | 29.9269 | 29.9269 | 29.9269 | 29.9269 | 29.9269 | 29.9269 | 29.9269 | 29.9269 | 29.9269 | 29.9269 | 29.9269 | 29.9269 | 29.9269 | 29.9269 | 29.9269 | 29.9269 | 29.9269 | 29.9269 | 29.9269 | 29.9269
4743 | 29.9275 | 29.9275 | 29.9275 | 29.9275 | 29.9275 | 29.9275 | 29.9275 | 29.9275 | 29.9275 | 29.9275 | 29.9275 | 29.9275 | 29.9275 | 29.9275 | 29.9275 | 29.9275 | 29.9275 | 29.9275 | 29.9275 | 29.9275 | 29.9275 | 29.9275 | 29.9275 | 29.9275 | 29.9275 | 29.9275 | 29.9275 | 29.9275 | 29.9275 | 29.9275 | 29.9275 | 29.9275 | 29.9275 | 29.9275 | 29.9275 | 29.9275 | 29.9275 | 29.9275 | 29.9275 | 29.9275 | 29.9275 | 29.9275 | 29.9275 | 29.9275 | 29.9275 | 29.9275 | 29.9275 | 29.9275 | 29.9275 | 29.9275 | 29.9275 | 29.9275 | 29.9275 | 29.9275 | 29.9275 | 29.9275 | 29.9275 | 29.9275 | 29.9275 | 29.9275
4744 | 29.928 | 29.928 | 29.928 | 29.928 | 29.928 | 29.928 | 29.928 | 29.928 | 29.928 | 29.928 | 29.928 | 29.928 | 29.928 | 29.928 | 29.928 | 29.928 | 29.928 | 29.928 | 29.928 | 29.928 | 29.928 | 29.928 | 29.928 | 29.928 | 29.928 | 29.928 | 29.928 | 29.928 | 29.928 | 29.928 | 29.928 | 29.928 | 29.928 | 29.928 | 29.928 | 29.928 | 29.928 | 29.928 | 29.928 | 29.928 | 29.928 | 29.928 | 29.928 | 29.928 | 29.928 | 29.928 | 29.928 | 29.928 | 29.928 | 29.928 | 29.928 | 29.928 | 29.928 | 29.928 | 29.928 | 29.928 | 29.928 | 29.928 | 29.928 | 29.928
4745 | 29.9285 | 29.9285 | 29.9285 | 29.9285 | 29.9285 | 29.9285 | 29.9285 | 29.9285 | 29.9285 | 29.9285 | 29.9285 | 29.9285 | 29.9285 | 29.9285 | 29.9285 | 29.9285 | 29.9285 | 29.9285 | 29.9285 | 29.9285 | 29.9285 | 29.9285 | 29.9285 | 29.9285 | 29.9285 | 29.9285 | 29.9285 | 29.9285 | 29.9285 | 29.9285 | 29.9285 | 29.9285 | 29.9285 | 29.9285 | 29.9285 | 29.9285 | 29.9285 | 29.9285 | 29.9285 | 29.9285 | 29.9285 | 29.9285 | 29.9285 | 29.9285 | 29.9285 | 29.9285 | 29.9285 | 29.9285 | 29.9285 | 29.9285 | 29.9285 | 29.9285 | 29.9285 | 29.9285 | 29.9285 | 29.9285 | 29.9285 | 29.9285 | 29.9285 | 29.9285
4746 | 29.929 | 29.929 | 29.929 | 29.929 | 29.929 | 29.929 | 29.929 | 29.929 | 29.929 | 29.929 | 29.929 | 29.929 | 29.929 | 29.929 | 29.929 | 29.929 | 29.929 | 29.929 | 29.929 | 29.929 | 29.929 | 29.929 | 29.929 | 29.929 | 29.929 | 29.929 | 29.929 | 29.929 | 29.929 | 29.929 | 29.929 | 29.929 | 29.929 | 29.929 | 29.929 | 29.929 | 29.929 | 29.929 | 29.929 | 29.929 | 29.929 | 29.929 | 29.929 | 29.929 | 29.929 | 29.929 | 29.929 | 29.929 | 29.929 | 29.929 | 29.929 | 29.929 | 29.929 | 29.929 | 29.929 | 29.929 | 29.929 | 29.929 | 29.929 | 29.929
4747 | 29.9296 | 29.9296 | 29.9296 | 29.9296 | 29.9296 | 29.9296 | 29.9296 | 29.9296 | 29.9296 | 29.9296 | 29.9296 | 29.9296 | 29.9296 | 29.9296 | 29.9296 | 29.9296 | 29.9296 | 29.9296 | 29.9296 | 29.9296 | 29.9296 | 29.9296 | 29.9296 | 29.9296 | 29.9296 | 29.9296 | 29.9296 | 29.9296 | 29.9296 | 29.9296 | 29.9296 | 29.9296 | 29.9296 | 29.9296 | 29.9296 | 29.9296 | 29.9296 | 29.9296 | 29.9296 | 29.9296 | 29.9296 | 29.9296 | 29.9296 | 29.9296 | 29.9296 | 29.9296 | 29.9296 | 29.9296 | 29.9296 | 29.9296 | 29.9296 | 29.9296 | 29.9296 | 29.9296 | 29.9296 | 29.9296 | 29.9296 | 29.9296 | 29.9296 | 29.9296
4748 | 29.9301 | 29.9301 | 29.9301 | 29.9301 | 29.9301 | 29.9301 | 29.9301 | 29.9301 | 29.9301 | 29.9301 | 29.9301 | 29.9301 | 29.9301 | 29.9301 | 29.9301 | 29.9301 | 29.9301 | 29.9301 | 29.9301 | 29.9301 | 29.9301 | 29.9301 | 29.9301 | 29.9301 | 29.9301 | 29.9301 | 29.9301 | 29.9301 | 29.9301 | 29.9301 | 29.9301 | 29.9301 | 29.9301 | 29.9301 | 29.9301 | 29.9301 | 29.9301 | 29.9301 | 29.9301 | 29.9301 | 29.9301 | 29.9301 | 29.9301 | 29.9301 | 29.9301 | 29.9301 | 29.9301 | 29.9301 | 29.9301 | 29.9301 | 29.9301 | 29.9301 | 29.9301 | 29.9301 | 29.9301 | 29.9301 | 29.9301 | 29.9301 | 29.9301 | 29.9301
4749 | 29.9306 | 29.9306 | 29.9306 | 29.9306 | 29.9306 | 29.9306 | 29.9306 | 29.9306 | 29.9306 | 29.9306 | 29.9306 | 29.9306 | 29.9306 | 29.9306 | 29.9306 | 29.9306 | 29.9306 | 29.9306 | 29.9306 | 29.9306 | 29.9306 | 29.9306 | 29.9306 | 29.9306 | 29.9306 | 29.9306 | 29.9306 | 29.9306 | 29.9306 | 29.9306 | 29.9306 | 29.9306 | 29.9306 | 29.9306 | 29.9306 | 29.9306 | 29.9306 | 29.9306 | 29.9306 | 29.9306 | 29.9306 | 29.9306 | 29.9306 | 29.9306 | 29.9306 | 29.9306 | 29.9306 | 29.9306 | 29.9306 | 29.9306 | 29.9306 | 29.9306 | 29.9306 | 29.9306 | 29.9306 | 29.9306 | 29.9306 | 29.9306 | 29.9306 | 29.9306
4750 | 29.9311 | 29.9311 | 29.9311 | 29.9311 | 29.9311 | 29.9311 | 29.9311 | 29.9311 | 29.9311 | 29.9311 | 29.9311 | 29.9311 | 29.9311 | 29.9311 | 29.9311 | 29.9311 | 29.9311 | 29.9311 | 29.9311 | 29.9311 | 29.9311 | 29.9311 | 29.9311 | 29.9311 | 29.9311 | 29.9311 | 29.9311 | 29.9311 | 29.9311 | 29.9311 | 29.9311 | 29.9311 | 29.9311 | 29.9311 | 29.9311 | 29.9311 | 29.9311 | 29.9311 | 29.9311 | 29.9311 | 29.9311 | 29.9311 | 29.9311 | 29.9311 | 29.9311 | 29.9311 | 29.9311 | 29.9311 | 29.9311 | 29.9311 | 29.9311 | 29.9311 | 29.9311 | 29.9311 | 29.9311 | 29.9311 | 29.9311 | 29.9311 | 29.9311 | 29.9311
4751 | 29.9317 | 29.9317 | 29.9317 | 29.9317 | 29.9317 | 29.9317 | 29.9317 | 29.9317 | 29.9317 | 29.9317 | 29.9317 | 29.9317 | 29.9317 | 29.9317 | 29.9317 | 29.9317 | 29.9317 | 29.9317 | 29.9317 | 29.9317 | 29.9317 | 29.9317 | 29.9317 | 29.9317 | 29.9317 | 29.9317 | 29.9317 | 29.9317 | 29.9317 | 29.9317 | 29.9317 | 29.9317 | 29.9317 | 29.9317 | 29.9317 | 29.9317 | 29.9317 | 29.9317 | 29.9317 | 29.9317 | 29.9317 | 29.9317 | 29.9317 | 29.9317 | 29.9317 | 29.9317 | 29.9317 | 29.9317 | 29.9317 | 29.9317 | 29.9317 | 29.9317 | 29.9317 | 29.9317 | 29.9317 | 29.9317 | 29.9317 | 29.9317 | 29.9317 | 29.9317
4752 | 29.9322 | 29.9322 | 29.9322 | 29.9322 | 29.9322 | 29.9322 | 29.9322 | 29.9322 | 29.9322 | 29.9322 | 29.9322 | 29.9322 | 29.9322 | 29.9322 | 29.9322 | 29.9322 | 29.9322 | 29.9322 | 29.9322 | 29.9322 | 29.9322 | 29.9322 | 29.9322 | 29.9322 | 29.9322 | 29.9322 | 29.9322 | 29.9322 | 29.9322 | 29.9322 | 29.9322 | 29.9322 | 29.9322 | 29.9322 | 29.9322 | 29.9322 | 29.9322 | 29.9322 | 29.9322 | 29.9322 | 29.9322 | 29.9322 | 29.9322 | 29.9322 | 29.9322 | 29.9322 | 29.9322 | 29.9322 | 29.9322 | 29.9322 | 29.9322 | 29.9322 | 29.9322 | 29.9322 | 29.9322 | 29.9322 | 29.9322 | 29.9322 | 29.9322 | 29.9322
4753 | 29.9327 | 29.9327 | 29.9327 | 29.9327 | 29.9327 | 29.9327 | 29.9327 | 29.9327 | 29.9327 | 29.9327 | 29.9327 | 29.9327 | 29.9327 | 29.9327 | 29.9327 | 29.9327 | 29.9327 | 29.9327 | 29.9327 | 29.9327 | 29.9327 | 29.9327 | 29.9327 | 29.9327 | 29.9327 | 29.9327 | 29.9327 | 29.9327 | 29.9327 | 29.9327 | 29.9327 | 29.9327 | 29.9327 | 29.9327 | 29.9327 | 29.9327 | 29.9327 | 29.9327 | 29.9327 | 29.9327 | 29.9327 | 29.9327 | 29.9327 | 29.9327 | 29.9327 | 29.9327 | 29.9327 | 29.9327 | 29.9327 | 29.9327 | 29.9327 | 29.9327 | 29.9327 | 29.9327 | 29.9327 | 29.9327 | 29.9327 | 29.9327 | 29.9327 | 29.9327
4754 | 29.9332 | 29.9332 | 29.9332 | 29.9332 | 29.9332 | 29.9332 | 29.9332 | 29.9332 | 29.9332 | 29.9332 | 29.9332 | 29.9332 | 29.9332 | 29.9332 | 29.9332 | 29.9332 | 29.9332 | 29.9332 | 29.9332 | 29.9332 | 29.9332 | 29.9332 | 29.9332 | 29.9332 | 29.9332 | 29.9332 | 29.9332 | 29.9332 | 29.9332 | 29.9332 | 29.9332 | 29.9332 | 29.9332 | 29.9332 | 29.9332 | 29.9332 | 29.9332 | 29.9332 | 29.9332 | 29.9332 | 29.9332 | 29.9332 | 29.9332 | 29.9332 | 29.9332 | 29.9332 | 29.9332 | 29.9332 | 29.9332 | 29.9332 | 29.9332 | 29.9332 | 29.9332 | 29.9332 | 29.9332 | 29.9332 | 29.9332 | 29.9332 | 29.9332 | 29.9332
4755 | 29.9338 | 29.9338 | 29.9338 | 29.9338 | 29.9338 | 29.9338 | 29.9338 | 29.9338 | 29.9338 | 29.9338 | 29.9338 | 29.9338 | 29.9338 | 29.9338 | 29.9338 | 29.9338 | 29.9338 | 29.9338 | 29.9338 | 29.9338 | 29.9338 | 29.9338 | 29.9338 | 29.9338 | 29.9338 | 29.9338 | 29.9338 | 29.9338 | 29.9338 | 29.9338 | 29.9338 | 29.9338 | 29.9338 | 29.9338 | 29.9338 | 29.9338 | 29.9338 | 29.9338 | 29.9338 | 29.9338 | 29.9338 | 29.9338 | 29.9338 | 29.9338 | 29.9338 | 29.9338 | 29.9338 | 29.9338 | 29.9338 | 29.9338 | 29.9338 | 29.9338 | 29.9338 | 29.9338 | 29.9338 | 29.9338 | 29.9338 | 29.9338 | 29.9338 | 29.9338
4756 | 29.9343 | 29.9343 | 29.9343 | 29.9343 | 29.9343 | 29.9343 | 29.9343 | 29.9343 | 29.9343 | 29.9343 | 29.9343 | 29.9343 | 29.9343 | 29.9343 | 29.9343 | 29.9343 | 29.9343 | 29.9343 | 29.9343 | 29.9343 | 29.9343 | 29.9343 | 29.9343 | 29.9343 | 29.9343 | 29.9343 | 29.9343 | 29.9343 | 29.9343 | 29.9343 | 29.9343 | 29.9343 | 29.9343 | 29.9343 | 29.9343 | 29.9343 | 29.9343 | 29.9343 | 29.9343 | 29.9343 | 29.9343 | 29.9343 | 29.9343 | 29.9343 | 29.9343 | 29.9343 | 29.9343 | 29.9343 | 29.9343 | 29.9343 | 29.9343 | 29.9343 | 29.9343 | 29.9343 | 29.9343 | 29.9343 | 29.9343 | 29.9343 | 29.9343 | 29.9343
4757 | 29.9348 | 29.9348 | 29.9348 | 29.9348 | 29.9348 | 29.9348 | 29.9348 | 29.9348 | 29.9348 | 29.9348 | 29.9348 | 29.9348 | 29.9348 | 29.9348 | 29.9348 | 29.9348 | 29.9348 | 29.9348 | 29.9348 | 29.9348 | 29.9348 | 29.9348 | 29.9348 | 29.9348 | 29.9348 | 29.9348 | 29.9348 | 29.9348 | 29.9348 | 29.9348 | 29.9348 | 29.9348 | 29.9348 | 29.9348 | 29.9348 | 29.9348 | 29.9348 | 29.9348 | 29.9348 | 29.9348 | 29.9348 | 29.9348 | 29.9348 | 29.9348 | 29.9348 | 29.9348 | 29.9348 | 29.9348 | 29.9348 | 29.9348 | 29.9348 | 29.9348 | 29.9348 | 29.9348 | 29.9348 | 29.9348 | 29.9348 | 29.9348 | 29.9348 | 29.9348
4758 | 29.9354 | 29.9354 | 29.9354 | 29.9354 | 29.9354 | 29.9354 | 29.9354 | 29.9354 | 29.9354 | 29.9354 | 29.9354 | 29.9354 | 29.9354 | 29.9354 | 29.9354 | 29.9354 | 29.9354 | 29.9354 | 29.9354 | 29.9354 | 29.9354 | 29.9354 | 29.9354 | 29.9354 | 29.9354 | 29.9354 | 29.9354 | 29.9354 | 29.9354 | 29.9354 | 29.9354 | 29.9354 | 29.9354 | 29.9354 | 29.9354 | 29.9354 | 29.9354 | 29.9354 | 29.9354 | 29.9354 | 29.9354 | 29.9354 | 29.9354 | 29.9354 | 29.9354 | 29.9354 | 29.9354 | 29.9354 | 29.9354 | 29.9354 | 29.9354 | 29.9354 | 29.9354 | 29.9354 | 29.9354 | 29.9354 | 29.9354 | 29.9354 | 29.9354 | 29.9354
4759 | 29.9359 | 29.9359 | 29.9359 | 29.9359 | 29.9359 | 29.9359 | 29.9359 | 29.9359 | 29.9359 | 29.9359 | 29.9359 | 29.9359 | 29.9359 | 29.9359 | 29.9359 | 29.9359 | 29.9359 | 29.9359 | 29.9359 | 29.9359 | 29.9359 | 29.9359 | 29.9359 | 29.9359 | 29.9359 | 29.9359 | 29.9359 | 29.9359 | 29.9359 | 29.9359 | 29.9359 | 29.9359 | 29.9359 | 29.9359 | 29.9359 | 29.9359 | 29.9359 | 29.9359 | 29.9359 | 29.9359 | 29.9359 | 29.9359 | 29.9359 | 29.9359 | 29.9359 | 29.9359 | 29.9359 | 29.9359 | 29.9359 | 29.9359 | 29.9359 | 29.9359 | 29.9359 | 29.9359 | 29.9359 | 29.9359 | 29.9359 | 29.9359 | 29.9359 | 29.9359
4760 | 29.9364 | 29.9364 | 29.9364 | 29.9364 | 29.9364 | 29.9364 | 29.9364 | 29.9364 | 29.9364 | 29.9364 | 29.9364 | 29.9364 | 29.9364 | 29.9364 | 29.9364 | 29.9364 | 29.9364 | 29.9364 | 29.9364 | 29.9364 | 29.9364 | 29.9364 | 29.9364 | 29.9364 | 29.9364 | 29.9364 | 29.9364 | 29.9364 | 29.9364 | 29.9364 | 29.9364 | 29.9364 | 29.9364 | 29.9364 | 29.9364 | 29.9364 | 29.9364 | 29.9364 | 29.9364 | 29.9364 | 29.9364 | 29.9364 | 29.9364 | 29.9364 | 29.9364 | 29.9364 | 29.9364 | 29.9364 | 29.9364 | 29.9364 | 29.9364 | 29.9364 | 29.9364 | 29.9364 | 29.9364 | 29.9364 | 29.9364 | 29.9364 | 29.9364 | 29.9364
4761 | 29.9369 | 29.9369 | 29.9369 | 29.9369 | 29.9369 | 29.9369 | 29.9369 | 29.9369 | 29.9369 | 29.9369 | 29.9369 | 29.9369 | 29.9369 | 29.9369 | 29.9369 | 29.9369 | 29.9369 | 29.9369 | 29.9369 | 29.9369 | 29.9369 | 29.9369 | 29.9369 | 29.9369 | 29.9369 | 29.9369 | 29.9369 | 29.9369 | 29.9369 | 29.9369 | 29.9369 | 29.9369 | 29.9369 | 29.9369 | 29.9369 | 29.9369 | 29.9369 | 29.9369 | 29.9369 | 29.9369 | 29.9369 | 29.9369 | 29.9369 | 29.9369 | 29.9369 | 29.9369 | 29.9369 | 29.9369 | 29.9369 | 29.9369 | 29.9369 | 29.9369 | 29.9369 | 29.9369 | 29.9369 | 29.9369 | 29.9369 | 29.9369 | 29.9369 | 29.9369
4762 | 29.9375 | 29.9375 | 29.9375 | 29.9375 | 29.9375 | 29.9375 | 29.9375 | 29.9375 | 29.9375 | 29.9375 | 29.9375 | 29.9375 | 29.9375 | 29.9375 | 29.9375 | 29.9375 | 29.9375 | 29.9375 | 29.9375 | 29.9375 | 29.9375 | 29.9375 | 29.9375 | 29.9375 | 29.9375 | 29.9375 | 29.9375 | 29.9375 | 29.9375 | 29.9375 | 29.9375 | 29.9375 | 29.9375 | 29.9375 | 29.9375 | 29.9375 | 29.9375 | 29.9375 | 29.9375 | 29.9375 | 29.9375 | 29.9375 | 29.9375 | 29.9375 | 29.9375 | 29.9375 | 29.9375 | 29.9375 | 29.9375 | 29.9375 | 29.9375 | 29.9375 | 29.9375 | 29.9375 | 29.9375 | 29.9375 | 29.9375 | 29.9375 | 29.9375 | 29.9375
4763 | 29.938 | 29.938 | 29.938 | 29.938 | 29.938 | 29.938 | 29.938 | 29.938 | 29.938 | 29.938 | 29.938 | 29.938 | 29.938 | 29.938 | 29.938 | 29.938 | 29.938 | 29.938 | 29.938 | 29.938 | 29.938 | 29.938 | 29.938 | 29.938 | 29.938 | 29.938 | 29.938 | 29.938 | 29.938 | 29.938 | 29.938 | 29.938 | 29.938 | 29.938 | 29.938 | 29.938 | 29.938 | 29.938 | 29.938 | 29.938 | 29.938 | 29.938 | 29.938 | 29.938 | 29.938 | 29.938 | 29.938 | 29.938 | 29.938 | 29.938 | 29.938 | 29.938 | 29.938 | 29.938 | 29.938 | 29.938 | 29.938 | 29.938 | 29.938 | 29.938
4764 | 29.9385 | 29.9385 | 29.9385 | 29.9385 | 29.9385 | 29.9385 | 29.9385 | 29.9385 | 29.9385 | 29.9385 | 29.9385 | 29.9385 | 29.9385 | 29.9385 | 29.9385 | 29.9385 | 29.9385 | 29.9385 | 29.9385 | 29.9385 | 29.9385 | 29.9385 | 29.9385 | 29.9385 | 29.9385 | 29.9385 | 29.9385 | 29.9385 | 29.9385 | 29.9385 | 29.9385 | 29.9385 | 29.9385 | 29.9385 | 29.9385 | 29.9385 | 29.9385 | 29.9385 | 29.9385 | 29.9385 | 29.9385 | 29.9385 | 29.9385 | 29.9385 | 29.9385 | 29.9385 | 29.9385 | 29.9385 | 29.9385 | 29.9385 | 29.9385 | 29.9385 | 29.9385 | 29.9385 | 29.9385 | 29.9385 | 29.9385 | 29.9385 | 29.9385 | 29.9385
4765 | 29.939 | 29.939 | 29.939 | 29.939 | 29.939 | 29.939 | 29.939 | 29.939 | 29.939 | 29.939 | 29.939 | 29.939 | 29.939 | 29.939 | 29.939 | 29.939 | 29.939 | 29.939 | 29.939 | 29.939 | 29.939 | 29.939 | 29.939 | 29.939 | 29.939 | 29.939 | 29.939 | 29.939 | 29.939 | 29.939 | 29.939 | 29.939 | 29.939 | 29.939 | 29.939 | 29.939 | 29.939 | 29.939 | 29.939 | 29.939 | 29.939 | 29.939 | 29.939 | 29.939 | 29.939 | 29.939 | 29.939 | 29.939 | 29.939 | 29.939 | 29.939 | 29.939 | 29.939 | 29.939 | 29.939 | 29.939 | 29.939 | 29.939 | 29.939 | 29.939
4766 | 29.9396 | 29.9396 | 29.9396 | 29.9396 | 29.9396 | 29.9396 | 29.9396 | 29.9396 | 29.9396 | 29.9396 | 29.9396 | 29.9396 | 29.9396 | 29.9396 | 29.9396 | 29.9396 | 29.9396 | 29.9396 | 29.9396 | 29.9396 | 29.9396 | 29.9396 | 29.9396 | 29.9396 | 29.9396 | 29.9396 | 29.9396 | 29.9396 | 29.9396 | 29.9396 | 29.9396 | 29.9396 | 29.9396 | 29.9396 | 29.9396 | 29.9396 | 29.9396 | 29.9396 | 29.9396 | 29.9396 | 29.9396 | 29.9396 | 29.9396 | 29.9396 | 29.9396 | 29.9396 | 29.9396 | 29.9396 | 29.9396 | 29.9396 | 29.9396 | 29.9396 | 29.9396 | 29.9396 | 29.9396 | 29.9396 | 29.9396 | 29.9396 | 29.9396 | 29.9396
4767 | 29.9401 | 29.9401 | 29.9401 | 29.9401 | 29.9401 | 29.9401 | 29.9401 | 29.9401 | 29.9401 | 29.9401 | 29.9401 | 29.9401 | 29.9401 | 29.9401 | 29.9401 | 29.9401 | 29.9401 | 29.9401 | 29.9401 | 29.9401 | 29.9401 | 29.9401 | 29.9401 | 29.9401 | 29.9401 | 29.9401 | 29.9401 | 29.9401 | 29.9401 | 29.9401 | 29.9401 | 29.9401 | 29.9401 | 29.9401 | 29.9401 | 29.9401 | 29.9401 | 29.9401 | 29.9401 | 29.9401 | 29.9401 | 29.9401 | 29.9401 | 29.9401 | 29.9401 | 29.9401 | 29.9401 | 29.9401 | 29.9401 | 29.9401 | 29.9401 | 29.9401 | 29.9401 | 29.9401 | 29.9401 | 29.9401 | 29.9401 | 29.9401 | 29.9401 | 29.9401
4768 | 29.9406 | 29.9406 | 29.9406 | 29.9406 | 29.9406 | 29.9406 | 29.9406 | 29.9406 | 29.9406 | 29.9406 | 29.9406 | 29.9406 | 29.9406 | 29.9406 | 29.9406 | 29.9406 | 29.9406 | 29.9406 | 29.9406 | 29.9406 | 29.9406 | 29.9406 | 29.9406 | 29.9406 | 29.9406 | 29.9406 | 29.9406 | 29.9406 | 29.9406 | 29.9406 | 29.9406 | 29.9406 | 29.9406 | 29.9406 | 29.9406 | 29.9406 | 29.9406 | 29.9406 | 29.9406 | 29.9406 | 29.9406 | 29.9406 | 29.9406 | 29.9406 | 29.9406 | 29.9406 | 29.9406 | 29.9406 | 29.9406 | 29.9406 | 29.9406 | 29.9406 | 29.9406 | 29.9406 | 29.9406 | 29.9406 | 29.9406 | 29.9406 | 29.9406 | 29.9406
4769 | 29.9411 | 29.9411 | 29.9411 | 29.9411 | 29.9411 | 29.9411 | 29.9411 | 29.9411 | 29.9411 | 29.9411 | 29.9411 | 29.9411 | 29.9411 | 29.9411 | 29.9411 | 29.9411 | 29.9411 | 29.9411 | 29.9411 | 29.9411 | 29.9411 | 29.9411 | 29.9411 | 29.9411 | 29.9411 | 29.9411 | 29.9411 | 29.9411 | 29.9411 | 29.9411 | 29.9411 | 29.9411 | 29.9411 | 29.9411 | 29.9411 | 29.9411 | 29.9411 | 29.9411 | 29.9411 | 29.9411 | 29.9411 | 29.9411 | 29.9411 | 29.9411 | 29.9411 | 29.9411 | 29.9411 | 29.9411 | 29.9411 | 29.9411 | 29.9411 | 29.9411 | 29.9411 | 29.9411 | 29.9411 | 29.9411 | 29.9411 | 29.9411 | 29.9411 | 29.9411
4770 | 29.9416 | 29.9416 | 29.9416 | 29.9416 | 29.9416 | 29.9416 | 29.9416 | 29.9416 | 29.9416 | 29.9416 | 29.9416 | 29.9416 | 29.9416 | 29.9416 | 29.9416 | 29.9416 | 29.9416 | 29.9416 | 29.9416 | 29.9416 | 29.9416 | 29.9416 | 29.9416 | 29.9416 | 29.9416 | 29.9416 | 29.9416 | 29.9416 | 29.9416 | 29.9416 | 29.9416 | 29.9416 | 29.9416 | 29.9416 | 29.9416 | 29.9416 | 29.9416 | 29.9416 | 29.9416 | 29.9416 | 29.9416 | 29.9416 | 29.9416 | 29.9416 | 29.9416 | 29.9416 | 29.9416 | 29.9416 | 29.9416 | 29.9416 | 29.9416 | 29.9416 | 29.9416 | 29.9416 | 29.9416 | 29.9416 | 29.9416 | 29.9416 | 29.9416 | 29.9416
4771 | 29.9422 | 29.9422 | 29.9422 | 29.9422 | 29.9422 | 29.9422 | 29.9422 | 29.9422 | 29.9422 | 29.9422 | 29.9422 | 29.9422 | 29.9422 | 29.9422 | 29.9422 | 29.9422 | 29.9422 | 29.9422 | 29.9422 | 29.9422 | 29.9422 | 29.9422 | 29.9422 | 29.9422 | 29.9422 | 29.9422 | 29.9422 | 29.9422 | 29.9422 | 29.9422 | 29.9422 | 29.9422 | 29.9422 | 29.9422 | 29.9422 | 29.9422 | 29.9422 | 29.9422 | 29.9422 | 29.9422 | 29.9422 | 29.9422 | 29.9422 | 29.9422 | 29.9422 | 29.9422 | 29.9422 | 29.9422 | 29.9422 | 29.9422 | 29.9422 | 29.9422 | 29.9422 | 29.9422 | 29.9422 | 29.9422 | 29.9422 | 29.9422 | 29.9422 | 29.9422
4772 | 29.9427 | 29.9427 | 29.9427 | 29.9427 | 29.9427 | 29.9427 | 29.9427 | 29.9427 | 29.9427 | 29.9427 | 29.9427 | 29.9427 | 29.9427 | 29.9427 | 29.9427 | 29.9427 | 29.9427 | 29.9427 | 29.9427 | 29.9427 | 29.9427 | 29.9427 | 29.9427 | 29.9427 | 29.9427 | 29.9427 | 29.9427 | 29.9427 | 29.9427 | 29.9427 | 29.9427 | 29.9427 | 29.9427 | 29.9427 | 29.9427 | 29.9427 | 29.9427 | 29.9427 | 29.9427 | 29.9427 | 29.9427 | 29.9427 | 29.9427 | 29.9427 | 29.9427 | 29.9427 | 29.9427 | 29.9427 | 29.9427 | 29.9427 | 29.9427 | 29.9427 | 29.9427 | 29.9427 | 29.9427 | 29.9427 | 29.9427 | 29.9427 | 29.9427 | 29.9427
4773 | 29.9432 | 29.9432 | 29.9432 | 29.9432 | 29.9432 | 29.9432 | 29.9432 | 29.9432 | 29.9432 | 29.9432 | 29.9432 | 29.9432 | 29.9432 | 29.9432 | 29.9432 | 29.9432 | 29.9432 | 29.9432 | 29.9432 | 29.9432 | 29.9432 | 29.9432 | 29.9432 | 29.9432 | 29.9432 | 29.9432 | 29.9432 | 29.9432 | 29.9432 | 29.9432 | 29.9432 | 29.9432 | 29.9432 | 29.9432 | 29.9432 | 29.9432 | 29.9432 | 29.9432 | 29.9432 | 29.9432 | 29.9432 | 29.9432 | 29.9432 | 29.9432 | 29.9432 | 29.9432 | 29.9432 | 29.9432 | 29.9432 | 29.9432 | 29.9432 | 29.9432 | 29.9432 | 29.9432 | 29.9432 | 29.9432 | 29.9432 | 29.9432 | 29.9432 | 29.9432
4774 | 29.9437 | 29.9437 | 29.9437 | 29.9437 | 29.9437 | 29.9437 | 29.9437 | 29.9437 | 29.9437 | 29.9437 | 29.9437 | 29.9437 | 29.9437 | 29.9437 | 29.9437 | 29.9437 | 29.9437 | 29.9437 | 29.9437 | 29.9437 | 29.9437 | 29.9437 | 29.9437 | 29.9437 | 29.9437 | 29.9437 | 29.9437 | 29.9437 | 29.9437 | 29.9437 | 29.9437 | 29.9437 | 29.9437 | 29.9437 | 29.9437 | 29.9437 | 29.9437 | 29.9437 | 29.9437 | 29.9437 | 29.9437 | 29.9437 | 29.9437 | 29.9437 | 29.9437 | 29.9437 | 29.9437 | 29.9437 | 29.9437 | 29.9437 | 29.9437 | 29.9437 | 29.9437 | 29.9437 | 29.9437 | 29.9437 | 29.9437 | 29.9437 | 29.9437 | 29.9437
4775 | 29.9443 | 29.9443 | 29.9443 | 29.9443 | 29.9443 | 29.9443 | 29.9443 | 29.9443 | 29.9443 | 29.9443 | 29.9443 | 29.9443 | 29.9443 | 29.9443 | 29.9443 | 29.9443 | 29.9443 | 29.9443 | 29.9443 | 29.9443 | 29.9443 | 29.9443 | 29.9443 | 29.9443 | 29.9443 | 29.9443 | 29.9443 | 29.9443 | 29.9443 | 29.9443 | 29.9443 | 29.9443 | 29.9443 | 29.9443 | 29.9443 | 29.9443 | 29.9443 | 29.9443 | 29.9443 | 29.9443 | 29.9443 | 29.9443 | 29.9443 | 29.9443 | 29.9443 | 29.9443 | 29.9443 | 29.9443 | 29.9443 | 29.9443 | 29.9443 | 29.9443 | 29.9443 | 29.9443 | 29.9443 | 29.9443 | 29.9443 | 29.9443 | 29.9443 | 29.9443
4776 | 29.9448 | 29.9448 | 29.9448 | 29.9448 | 29.9448 | 29.9448 | 29.9448 | 29.9448 | 29.9448 | 29.9448 | 29.9448 | 29.9448 | 29.9448 | 29.9448 | 29.9448 | 29.9448 | 29.9448 | 29.9448 | 29.9448 | 29.9448 | 29.9448 | 29.9448 | 29.9448 | 29.9448 | 29.9448 | 29.9448 | 29.9448 | 29.9448 | 29.9448 | 29.9448 | 29.9448 | 29.9448 | 29.9448 | 29.9448 | 29.9448 | 29.9448 | 29.9448 | 29.9448 | 29.9448 | 29.9448 | 29.9448 | 29.9448 | 29.9448 | 29.9448 | 29.9448 | 29.9448 | 29.9448 | 29.9448 | 29.9448 | 29.9448 | 29.9448 | 29.9448 | 29.9448 | 29.9448 | 29.9448 | 29.9448 | 29.9448 | 29.9448 | 29.9448 | 29.9448
4777 | 29.9453 | 29.9453 | 29.9453 | 29.9453 | 29.9453 | 29.9453 | 29.9453 | 29.9453 | 29.9453 | 29.9453 | 29.9453 | 29.9453 | 29.9453 | 29.9453 | 29.9453 | 29.9453 | 29.9453 | 29.9453 | 29.9453 | 29.9453 | 29.9453 | 29.9453 | 29.9453 | 29.9453 | 29.9453 | 29.9453 | 29.9453 | 29.9453 | 29.9453 | 29.9453 | 29.9453 | 29.9453 | 29.9453 | 29.9453 | 29.9453 | 29.9453 | 29.9453 | 29.9453 | 29.9453 | 29.9453 | 29.9453 | 29.9453 | 29.9453 | 29.9453 | 29.9453 | 29.9453 | 29.9453 | 29.9453 | 29.9453 | 29.9453 | 29.9453 | 29.9453 | 29.9453 | 29.9453 | 29.9453 | 29.9453 | 29.9453 | 29.9453 | 29.9453 | 29.9453
4778 | 29.9458 | 29.9458 | 29.9458 | 29.9458 | 29.9458 | 29.9458 | 29.9458 | 29.9458 | 29.9458 | 29.9458 | 29.9458 | 29.9458 | 29.9458 | 29.9458 | 29.9458 | 29.9458 | 29.9458 | 29.9458 | 29.9458 | 29.9458 | 29.9458 | 29.9458 | 29.9458 | 29.9458 | 29.9458 | 29.9458 | 29.9458 | 29.9458 | 29.9458 | 29.9458 | 29.9458 | 29.9458 | 29.9458 | 29.9458 | 29.9458 | 29.9458 | 29.9458 | 29.9458 | 29.9458 | 29.9458 | 29.9458 | 29.9458 | 29.9458 | 29.9458 | 29.9458 | 29.9458 | 29.9458 | 29.9458 | 29.9458 | 29.9458 | 29.9458 | 29.9458 | 29.9458 | 29.9458 | 29.9458 | 29.9458 | 29.9458 | 29.9458 | 29.9458 | 29.9458
4779 | 29.9464 | 29.9464 | 29.9464 | 29.9464 | 29.9464 | 29.9464 | 29.9464 | 29.9464 | 29.9464 | 29.9464 | 29.9464 | 29.9464 | 29.9464 | 29.9464 | 29.9464 | 29.9464 | 29.9464 | 29.9464 | 29.9464 | 29.9464 | 29.9464 | 29.9464 | 29.9464 | 29.9464 | 29.9464 | 29.9464 | 29.9464 | 29.9464 | 29.9464 | 29.9464 | 29.9464 | 29.9464 | 29.9464 | 29.9464 | 29.9464 | 29.9464 | 29.9464 | 29.9464 | 29.9464 | 29.9464 | 29.9464 | 29.9464 | 29.9464 | 29.9464 | 29.9464 | 29.9464 | 29.9464 | 29.9464 | 29.9464 | 29.9464 | 29.9464 | 29.9464 | 29.9464 | 29.9464 | 29.9464 | 29.9464 | 29.9464 | 29.9464 | 29.9464 | 29.9464
4780 | 29.9469 | 29.9469 | 29.9469 | 29.9469 | 29.9469 | 29.9469 | 29.9469 | 29.9469 | 29.9469 | 29.9469 | 29.9469 | 29.9469 | 29.9469 | 29.9469 | 29.9469 | 29.9469 | 29.9469 | 29.9469 | 29.9469 | 29.9469 | 29.9469 | 29.9469 | 29.9469 | 29.9469 | 29.9469 | 29.9469 | 29.9469 | 29.9469 | 29.9469 | 29.9469 | 29.9469 | 29.9469 | 29.9469 | 29.9469 | 29.9469 | 29.9469 | 29.9469 | 29.9469 | 29.9469 | 29.9469 | 29.9469 | 29.9469 | 29.9469 | 29.9469 | 29.9469 | 29.9469 | 29.9469 | 29.9469 | 29.9469 | 29.9469 | 29.9469 | 29.9469 | 29.9469 | 29.9469 | 29.9469 | 29.9469 | 29.9469 | 29.9469 | 29.9469 | 29.9469
4781 | 29.9474 | 29.9474 | 29.9474 | 29.9474 | 29.9474 | 29.9474 | 29.9474 | 29.9474 | 29.9474 | 29.9474 | 29.9474 | 29.9474 | 29.9474 | 29.9474 | 29.9474 | 29.9474 | 29.9474 | 29.9474 | 29.9474 | 29.9474 | 29.9474 | 29.9474 | 29.9474 | 29.9474 | 29.9474 | 29.9474 | 29.9474 | 29.9474 | 29.9474 | 29.9474 | 29.9474 | 29.9474 | 29.9474 | 29.9474 | 29.9474 | 29.9474 | 29.9474 | 29.9474 | 29.9474 | 29.9474 | 29.9474 | 29.9474 | 29.9474 | 29.9474 | 29.9474 | 29.9474 | 29.9474 | 29.9474 | 29.9474 | 29.9474 | 29.9474 | 29.9474 | 29.9474 | 29.9474 | 29.9474 | 29.9474 | 29.9474 | 29.9474 | 29.9474 | 29.9474
4782 | 29.9479 | 29.9479 | 29.9479 | 29.9479 | 29.9479 | 29.9479 | 29.9479 | 29.9479 | 29.9479 | 29.9479 | 29.9479 | 29.9479 | 29.9479 | 29.9479 | 29.9479 | 29.9479 | 29.9479 | 29.9479 | 29.9479 | 29.9479 | 29.9479 | 29.9479 | 29.9479 | 29.9479 | 29.9479 | 29.9479 | 29.9479 | 29.9479 | 29.9479 | 29.9479 | 29.9479 | 29.9479 | 29.9479 | 29.9479 | 29.9479 | 29.9479 | 29.9479 | 29.9479 | 29.9479 | 29.9479 | 29.9479 | 29.9479 | 29.9479 | 29.9479 | 29.9479 | 29.9479 | 29.9479 | 29.9479 | 29.9479 | 29.9479 | 29.9479 | 29.9479 | 29.9479 | 29.9479 | 29.9479 | 29.9479 | 29.9479 | 29.9479 | 29.9479 | 29.9479
4783 | 29.9485 | 29.9485 | 29.9485 | 29.9485 | 29.9485 | 29.9485 | 29.9485 | 29.9485 | 29.9485 | 29.9485 | 29.9485 | 29.9485 | 29.9485 | 29.9485 | 29.9485 | 29.9485 | 29.9485 | 29.9485 | 29.9485 | 29.9485 | 29.9485 | 29.9485 | 29.9485 | 29.9485 | 29.9485 | 29.9485 | 29.9485 | 29.9485 | 29.9485 | 29.9485 | 29.9485 | 29.9485 | 29.9485 | 29.9485 | 29.9485 | 29.9485 | 29.9485 | 29.9485 | 29.9485 | 29.9485 | 29.9485 | 29.9485 | 29.9485 | 29.9485 | 29.9485 | 29.9485 | 29.9485 | 29.9485 | 29.9485 | 29.9485 | 29.9485 | 29.9485 | 29.9485 | 29.9485 | 29.9485 | 29.9485 | 29.9485 | 29.9485 | 29.9485 | 29.9485
4784 | 29.949 | 29.949 | 29.949 | 29.949 | 29.949 | 29.949 | 29.949 | 29.949 | 29.949 | 29.949 | 29.949 | 29.949 | 29.949 | 29.949 | 29.949 | 29.949 | 29.949 | 29.949 | 29.949 | 29.949 | 29.949 | 29.949 | 29.949 | 29.949 | 29.949 | 29.949 | 29.949 | 29.949 | 29.949 | 29.949 | 29.949 | 29.949 | 29.949 | 29.949 | 29.949 | 29.949 | 29.949 | 29.949 | 29.949 | 29.949 | 29.949 | 29.949 | 29.949 | 29.949 | 29.949 | 29.949 | 29.949 | 29.949 | 29.949 | 29.949 | 29.949 | 29.949 | 29.949 | 29.949 | 29.949 | 29.949 | 29.949 | 29.949 | 29.949 | 29.949
4785 | 29.9495 | 29.9495 | 29.9495 | 29.9495 | 29.9495 | 29.9495 | 29.9495 | 29.9495 | 29.9495 | 29.9495 | 29.9495 | 29.9495 | 29.9495 | 29.9495 | 29.9495 | 29.9495 | 29.9495 | 29.9495 | 29.9495 | 29.9495 | 29.9495 | 29.9495 | 29.9495 | 29.9495 | 29.9495 | 29.9495 | 29.9495 | 29.9495 | 29.9495 | 29.9495 | 29.9495 | 29.9495 | 29.9495 | 29.9495 | 29.9495 | 29.9495 | 29.9495 | 29.9495 | 29.9495 | 29.9495 | 29.9495 | 29.9495 | 29.9495 | 29.9495 | 29.9495 | 29.9495 | 29.9495 | 29.9495 | 29.9495 | 29.9495 | 29.9495 | 29.9495 | 29.9495 | 29.9495 | 29.9495 | 29.9495 | 29.9495 | 29.9495 | 29.9495 | 29.9495
4786 | 29.95 | 29.95 | 29.95 | 29.95 | 29.95 | 29.95 | 29.95 | 29.95 | 29.95 | 29.95 | 29.95 | 29.95 | 29.95 | 29.95 | 29.95 | 29.95 | 29.95 | 29.95 | 29.95 | 29.95 | 29.95 | 29.95 | 29.95 | 29.95 | 29.95 | 29.95 | 29.95 | 29.95 | 29.95 | 29.95 | 29.95 | 29.95 | 29.95 | 29.95 | 29.95 | 29.95 | 29.95 | 29.95 | 29.95 | 29.95 | 29.95 | 29.95 | 29.95 | 29.95 | 29.95 | 29.95 | 29.95 | 29.95 | 29.95 | 29.95 | 29.95 | 29.95 | 29.95 | 29.95 | 29.95 | 29.95 | 29.95 | 29.95 | 29.95 | 29.95
4787 | 29.9505 | 29.9505 | 29.9505 | 29.9505 | 29.9505 | 29.9505 | 29.9505 | 29.9505 | 29.9505 | 29.9505 | 29.9505 | 29.9505 | 29.9505 | 29.9505 | 29.9505 | 29.9505 | 29.9505 | 29.9505 | 29.9505 | 29.9505 | 29.9505 | 29.9505 | 29.9505 | 29.9505 | 29.9505 | 29.9505 | 29.9505 | 29.9505 | 29.9505 | 29.9505 | 29.9505 | 29.9505 | 29.9505 | 29.9505 | 29.9505 | 29.9505 | 29.9505 | 29.9505 | 29.9505 | 29.9505 | 29.9505 | 29.9505 | 29.9505 | 29.9505 | 29.9505 | 29.9505 | 29.9505 | 29.9505 | 29.9505 | 29.9505 | 29.9505 | 29.9505 | 29.9505 | 29.9505 | 29.9505 | 29.9505 | 29.9505 | 29.9505 | 29.9505 | 29.9505
4788 | 29.9511 | 29.9511 | 29.9511 | 29.9511 | 29.9511 | 29.9511 | 29.9511 | 29.9511 | 29.9511 | 29.9511 | 29.9511 | 29.9511 | 29.9511 | 29.9511 | 29.9511 | 29.9511 | 29.9511 | 29.9511 | 29.9511 | 29.9511 | 29.9511 | 29.9511 | 29.9511 | 29.9511 | 29.9511 | 29.9511 | 29.9511 | 29.9511 | 29.9511 | 29.9511 | 29.9511 | 29.9511 | 29.9511 | 29.9511 | 29.9511 | 29.9511 | 29.9511 | 29.9511 | 29.9511 | 29.9511 | 29.9511 | 29.9511 | 29.9511 | 29.9511 | 29.9511 | 29.9511 | 29.9511 | 29.9511 | 29.9511 | 29.9511 | 29.9511 | 29.9511 | 29.9511 | 29.9511 | 29.9511 | 29.9511 | 29.9511 | 29.9511 | 29.9511 | 29.9511
4789 | 29.9516 | 29.9516 | 29.9516 | 29.9516 | 29.9516 | 29.9516 | 29.9516 | 29.9516 | 29.9516 | 29.9516 | 29.9516 | 29.9516 | 29.9516 | 29.9516 | 29.9516 | 29.9516 | 29.9516 | 29.9516 | 29.9516 | 29.9516 | 29.9516 | 29.9516 | 29.9516 | 29.9516 | 29.9516 | 29.9516 | 29.9516 | 29.9516 | 29.9516 | 29.9516 | 29.9516 | 29.9516 | 29.9516 | 29.9516 | 29.9516 | 29.9516 | 29.9516 | 29.9516 | 29.9516 | 29.9516 | 29.9516 | 29.9516 | 29.9516 | 29.9516 | 29.9516 | 29.9516 | 29.9516 | 29.9516 | 29.9516 | 29.9516 | 29.9516 | 29.9516 | 29.9516 | 29.9516 | 29.9516 | 29.9516 | 29.9516 | 29.9516 | 29.9516 | 29.9516
4790 | 29.9521 | 29.9521 | 29.9521 | 29.9521 | 29.9521 | 29.9521 | 29.9521 | 29.9521 | 29.9521 | 29.9521 | 29.9521 | 29.9521 | 29.9521 | 29.9521 | 29.9521 | 29.9521 | 29.9521 | 29.9521 | 29.9521 | 29.9521 | 29.9521 | 29.9521 | 29.9521 | 29.9521 | 29.9521 | 29.9521 | 29.9521 | 29.9521 | 29.9521 | 29.9521 | 29.9521 | 29.9521 | 29.9521 | 29.9521 | 29.9521 | 29.9521 | 29.9521 | 29.9521 | 29.9521 | 29.9521 | 29.9521 | 29.9521 | 29.9521 | 29.9521 | 29.9521 | 29.9521 | 29.9521 | 29.9521 | 29.9521 | 29.9521 | 29.9521 | 29.9521 | 29.9521 | 29.9521 | 29.9521 | 29.9521 | 29.9521 | 29.9521 | 29.9521 | 29.9521
4791 | 29.9526 | 29.9526 | 29.9526 | 29.9526 | 29.9526 | 29.9526 | 29.9526 | 29.9526 | 29.9526 | 29.9526 | 29.9526 | 29.9526 | 29.9526 | 29.9526 | 29.9526 | 29.9526 | 29.9526 | 29.9526 | 29.9526 | 29.9526 | 29.9526 | 29.9526 | 29.9526 | 29.9526 | 29.9526 | 29.9526 | 29.9526 | 29.9526 | 29.9526 | 29.9526 | 29.9526 | 29.9526 | 29.9526 | 29.9526 | 29.9526 | 29.9526 | 29.9526 | 29.9526 | 29.9526 | 29.9526 | 29.9526 | 29.9526 | 29.9526 | 29.9526 | 29.9526 | 29.9526 | 29.9526 | 29.9526 | 29.9526 | 29.9526 | 29.9526 | 29.9526 | 29.9526 | 29.9526 | 29.9526 | 29.9526 | 29.9526 | 29.9526 | 29.9526 | 29.9526
4792 | 29.9532 | 29.9532 | 29.9532 | 29.9532 | 29.9532 | 29.9532 | 29.9532 | 29.9532 | 29.9532 | 29.9532 | 29.9532 | 29.9532 | 29.9532 | 29.9532 | 29.9532 | 29.9532 | 29.9532 | 29.9532 | 29.9532 | 29.9532 | 29.9532 | 29.9532 | 29.9532 | 29.9532 | 29.9532 | 29.9532 | 29.9532 | 29.9532 | 29.9532 | 29.9532 | 29.9532 | 29.9532 | 29.9532 | 29.9532 | 29.9532 | 29.9532 | 29.9532 | 29.9532 | 29.9532 | 29.9532 | 29.9532 | 29.9532 | 29.9532 | 29.9532 | 29.9532 | 29.9532 | 29.9532 | 29.9532 | 29.9532 | 29.9532 | 29.9532 | 29.9532 | 29.9532 | 29.9532 | 29.9532 | 29.9532 | 29.9532 | 29.9532 | 29.9532 | 29.9532
4793 | 29.9537 | 29.9537 | 29.9537 | 29.9537 | 29.9537 | 29.9537 | 29.9537 | 29.9537 | 29.9537 | 29.9537 | 29.9537 | 29.9537 | 29.9537 | 29.9537 | 29.9537 | 29.9537 | 29.9537 | 29.9537 | 29.9537 | 29.9537 | 29.9537 | 29.9537 | 29.9537 | 29.9537 | 29.9537 | 29.9537 | 29.9537 | 29.9537 | 29.9537 | 29.9537 | 29.9537 | 29.9537 | 29.9537 | 29.9537 | 29.9537 | 29.9537 | 29.9537 | 29.9537 | 29.9537 | 29.9537 | 29.9537 | 29.9537 | 29.9537 | 29.9537 | 29.9537 | 29.9537 | 29.9537 | 29.9537 | 29.9537 | 29.9537 | 29.9537 | 29.9537 | 29.9537 | 29.9537 | 29.9537 | 29.9537 | 29.9537 | 29.9537 | 29.9537 | 29.9537
4794 | 29.9542 | 29.9542 | 29.9542 | 29.9542 | 29.9542 | 29.9542 | 29.9542 | 29.9542 | 29.9542 | 29.9542 | 29.9542 | 29.9542 | 29.9542 | 29.9542 | 29.9542 | 29.9542 | 29.9542 | 29.9542 | 29.9542 | 29.9542 | 29.9542 | 29.9542 | 29.9542 | 29.9542 | 29.9542 | 29.9542 | 29.9542 | 29.9542 | 29.9542 | 29.9542 | 29.9542 | 29.9542 | 29.9542 | 29.9542 | 29.9542 | 29.9542 | 29.9542 | 29.9542 | 29.9542 | 29.9542 | 29.9542 | 29.9542 | 29.9542 | 29.9542 | 29.9542 | 29.9542 | 29.9542 | 29.9542 | 29.9542 | 29.9542 | 29.9542 | 29.9542 | 29.9542 | 29.9542 | 29.9542 | 29.9542 | 29.9542 | 29.9542 | 29.9542 | 29.9542
4795 | 29.9547 | 29.9547 | 29.9547 | 29.9547 | 29.9547 | 29.9547 | 29.9547 | 29.9547 | 29.9547 | 29.9547 | 29.9547 | 29.9547 | 29.9547 | 29.9547 | 29.9547 | 29.9547 | 29.9547 | 29.9547 | 29.9547 | 29.9547 | 29.9547 | 29.9547 | 29.9547 | 29.9547 | 29.9547 | 29.9547 | 29.9547 | 29.9547 | 29.9547 | 29.9547 | 29.9547 | 29.9547 | 29.9547 | 29.9547 | 29.9547 | 29.9547 | 29.9547 | 29.9547 | 29.9547 | 29.9547 | 29.9547 | 29.9547 | 29.9547 | 29.9547 | 29.9547 | 29.9547 | 29.9547 | 29.9547 | 29.9547 | 29.9547 | 29.9547 | 29.9547 | 29.9547 | 29.9547 | 29.9547 | 29.9547 | 29.9547 | 29.9547 | 29.9547 | 29.9547
4796 | 29.9552 | 29.9552 | 29.9552 | 29.9552 | 29.9552 | 29.9552 | 29.9552 | 29.9552 | 29.9552 | 29.9552 | 29.9552 | 29.9552 | 29.9552 | 29.9552 | 29.9552 | 29.9552 | 29.9552 | 29.9552 | 29.9552 | 29.9552 | 29.9552 | 29.9552 | 29.9552 | 29.9552 | 29.9552 | 29.9552 | 29.9552 | 29.9552 | 29.9552 | 29.9552 | 29.9552 | 29.9552 | 29.9552 | 29.9552 | 29.9552 | 29.9552 | 29.9552 | 29.9552 | 29.9552 | 29.9552 | 29.9552 | 29.9552 | 29.9552 | 29.9552 | 29.9552 | 29.9552 | 29.9552 | 29.9552 | 29.9552 | 29.9552 | 29.9552 | 29.9552 | 29.9552 | 29.9552 | 29.9552 | 29.9552 | 29.9552 | 29.9552 | 29.9552 | 29.9552
4797 | 29.9558 | 29.9558 | 29.9558 | 29.9558 | 29.9558 | 29.9558 | 29.9558 | 29.9558 | 29.9558 | 29.9558 | 29.9558 | 29.9558 | 29.9558 | 29.9558 | 29.9558 | 29.9558 | 29.9558 | 29.9558 | 29.9558 | 29.9558 | 29.9558 | 29.9558 | 29.9558 | 29.9558 | 29.9558 | 29.9558 | 29.9558 | 29.9558 | 29.9558 | 29.9558 | 29.9558 | 29.9558 | 29.9558 | 29.9558 | 29.9558 | 29.9558 | 29.9558 | 29.9558 | 29.9558 | 29.9558 | 29.9558 | 29.9558 | 29.9558 | 29.9558 | 29.9558 | 29.9558 | 29.9558 | 29.9558 | 29.9558 | 29.9558 | 29.9558 | 29.9558 | 29.9558 | 29.9558 | 29.9558 | 29.9558 | 29.9558 | 29.9558 | 29.9558 | 29.9558
4798 | 29.9563 | 29.9563 | 29.9563 | 29.9563 | 29.9563 | 29.9563 | 29.9563 | 29.9563 | 29.9563 | 29.9563 | 29.9563 | 29.9563 | 29.9563 | 29.9563 | 29.9563 | 29.9563 | 29.9563 | 29.9563 | 29.9563 | 29.9563 | 29.9563 | 29.9563 | 29.9563 | 29.9563 | 29.9563 | 29.9563 | 29.9563 | 29.9563 | 29.9563 | 29.9563 | 29.9563 | 29.9563 | 29.9563 | 29.9563 | 29.9563 | 29.9563 | 29.9563 | 29.9563 | 29.9563 | 29.9563 | 29.9563 | 29.9563 | 29.9563 | 29.9563 | 29.9563 | 29.9563 | 29.9563 | 29.9563 | 29.9563 | 29.9563 | 29.9563 | 29.9563 | 29.9563 | 29.9563 | 29.9563 | 29.9563 | 29.9563 | 29.9563 | 29.9563 | 29.9563
4799 | 29.9568 | 29.9568 | 29.9568 | 29.9568 | 29.9568 | 29.9568 | 29.9568 | 29.9568 | 29.9568 | 29.9568 | 29.9568 | 29.9568 | 29.9568 | 29.9568 | 29.9568 | 29.9568 | 29.9568 | 29.9568 | 29.9568 | 29.9568 | 29.9568 | 29.9568 | 29.9568 | 29.9568 | 29.9568 | 29.9568 | 29.9568 | 29.9568 | 29.9568 | 29.9568 | 29.9568 | 29.9568 | 29.9568 | 29.9568 | 29.9568 | 29.9568 | 29.9568 | 29.9568 | 29.9568 | 29.9568 | 29.9568 | 29.9568 | 29.9568 | 29.9568 | 29.9568 | 29.9568 | 29.9568 | 29.9568 | 29.9568 | 29.9568 | 29.9568 | 29.9568 | 29.9568 | 29.9568 | 29.9568 | 29.9568 | 29.9568 | 29.9568 | 29.9568 | 29.9568
4800 | 29.9573 | 29.9573 | 29.9573 | 29.9573 | 29.9573 | 29.9573 | 29.9573 | 29.9573 | 29.9573 | 29.9573 | 29.9573 | 29.9573 | 29.9573 | 29.9573 | 29.9573 | 29.9573 | 29.9573 | 29.9573 | 29.9573 | 29.9573 | 29.9573 | 29.9573 | 29.9573 | 29.9573 | 29.9573 | 29.9573 | 29.9573 | 29.9573 | 29.9573 | 29.9573 | 29.9573 | 29.9573 | 29.9573 | 29.9573 | 29.9573 | 29.9573 | 29.9573 | 29.9573 | 29.9573 | 29.9573 | 29.9573 | 29.9573 | 29.9573 | 29.9573 | 29.9573 | 29.9573 | 29.9573 | 29.9573 | 29.9573 | 29.9573 | 29.9573 | 29.9573 | 29.9573 | 29.9573 | 29.9573 | 29.9573 | 29.9573 | 29.9573 | 29.9573 | 29.9573
4801 | 29.9578 | 29.9578 | 29.9578 | 29.9578 | 29.9578 | 29.9578 | 29.9578 | 29.9578 | 29.9578 | 29.9578 | 29.9578 | 29.9578 | 29.9578 | 29.9578 | 29.9578 | 29.9578 | 29.9578 | 29.9578 | 29.9578 | 29.9578 | 29.9578 | 29.9578 | 29.9578 | 29.9578 | 29.9578 | 29.9578 | 29.9578 | 29.9578 | 29.9578 | 29.9578 | 29.9578 | 29.9578 | 29.9578 | 29.9578 | 29.9578 | 29.9578 | 29.9578 | 29.9578 | 29.9578 | 29.9578 | 29.9578 | 29.9578 | 29.9578 | 29.9578 | 29.9578 | 29.9578 | 29.9578 | 29.9578 | 29.9578 | 29.9578 | 29.9578 | 29.9578 | 29.9578 | 29.9578 | 29.9578 | 29.9578 | 29.9578 | 29.9578 | 29.9578 | 29.9578
4802 | 29.9584 | 29.9584 | 29.9584 | 29.9584 | 29.9584 | 29.9584 | 29.9584 | 29.9584 | 29.9584 | 29.9584 | 29.9584 | 29.9584 | 29.9584 | 29.9584 | 29.9584 | 29.9584 | 29.9584 | 29.9584 | 29.9584 | 29.9584 | 29.9584 | 29.9584 | 29.9584 | 29.9584 | 29.9584 | 29.9584 | 29.9584 | 29.9584 | 29.9584 | 29.9584 | 29.9584 | 29.9584 | 29.9584 | 29.9584 | 29.9584 | 29.9584 | 29.9584 | 29.9584 | 29.9584 | 29.9584 | 29.9584 | 29.9584 | 29.9584 | 29.9584 | 29.9584 | 29.9584 | 29.9584 | 29.9584 | 29.9584 | 29.9584 | 29.9584 | 29.9584 | 29.9584 | 29.9584 | 29.9584 | 29.9584 | 29.9584 | 29.9584 | 29.9584 | 29.9584
4803 | 29.9589 | 29.9589 | 29.9589 | 29.9589 | 29.9589 | 29.9589 | 29.9589 | 29.9589 | 29.9589 | 29.9589 | 29.9589 | 29.9589 | 29.9589 | 29.9589 | 29.9589 | 29.9589 | 29.9589 | 29.9589 | 29.9589 | 29.9589 | 29.9589 | 29.9589 | 29.9589 | 29.9589 | 29.9589 | 29.9589 | 29.9589 | 29.9589 | 29.9589 | 29.9589 | 29.9589 | 29.9589 | 29.9589 | 29.9589 | 29.9589 | 29.9589 | 29.9589 | 29.9589 | 29.9589 | 29.9589 | 29.9589 | 29.9589 | 29.9589 | 29.9589 | 29.9589 | 29.9589 | 29.9589 | 29.9589 | 29.9589 | 29.9589 | 29.9589 | 29.9589 | 29.9589 | 29.9589 | 29.9589 | 29.9589 | 29.9589 | 29.9589 | 29.9589 | 29.9589
4804 | 29.9594 | 29.9594 | 29.9594 | 29.9594 | 29.9594 | 29.9594 | 29.9594 | 29.9594 | 29.9594 | 29.9594 | 29.9594 | 29.9594 | 29.9594 | 29.9594 | 29.9594 | 29.9594 | 29.9594 | 29.9594 | 29.9594 | 29.9594 | 29.9594 | 29.9594 | 29.9594 | 29.9594 | 29.9594 | 29.9594 | 29.9594 | 29.9594 | 29.9594 | 29.9594 | 29.9594 | 29.9594 | 29.9594 | 29.9594 | 29.9594 | 29.9594 | 29.9594 | 29.9594 | 29.9594 | 29.9594 | 29.9594 | 29.9594 | 29.9594 | 29.9594 | 29.9594 | 29.9594 | 29.9594 | 29.9594 | 29.9594 | 29.9594 | 29.9594 | 29.9594 | 29.9594 | 29.9594 | 29.9594 | 29.9594 | 29.9594 | 29.9594 | 29.9594 | 29.9594
4805 | 29.9599 | 29.9599 | 29.9599 | 29.9599 | 29.9599 | 29.9599 | 29.9599 | 29.9599 | 29.9599 | 29.9599 | 29.9599 | 29.9599 | 29.9599 | 29.9599 | 29.9599 | 29.9599 | 29.9599 | 29.9599 | 29.9599 | 29.9599 | 29.9599 | 29.9599 | 29.9599 | 29.9599 | 29.9599 | 29.9599 | 29.9599 | 29.9599 | 29.9599 | 29.9599 | 29.9599 | 29.9599 | 29.9599 | 29.9599 | 29.9599 | 29.9599 | 29.9599 | 29.9599 | 29.9599 | 29.9599 | 29.9599 | 29.9599 | 29.9599 | 29.9599 | 29.9599 | 29.9599 | 29.9599 | 29.9599 | 29.9599 | 29.9599 | 29.9599 | 29.9599 | 29.9599 | 29.9599 | 29.9599 | 29.9599 | 29.9599 | 29.9599 | 29.9599 | 29.9599
4806 | 29.9604 | 29.9604 | 29.9604 | 29.9604 | 29.9604 | 29.9604 | 29.9604 | 29.9604 | 29.9604 | 29.9604 | 29.9604 | 29.9604 | 29.9604 | 29.9604 | 29.9604 | 29.9604 | 29.9604 | 29.9604 | 29.9604 | 29.9604 | 29.9604 | 29.9604 | 29.9604 | 29.9604 | 29.9604 | 29.9604 | 29.9604 | 29.9604 | 29.9604 | 29.9604 | 29.9604 | 29.9604 | 29.9604 | 29.9604 | 29.9604 | 29.9604 | 29.9604 | 29.9604 | 29.9604 | 29.9604 | 29.9604 | 29.9604 | 29.9604 | 29.9604 | 29.9604 | 29.9604 | 29.9604 | 29.9604 | 29.9604 | 29.9604 | 29.9604 | 29.9604 | 29.9604 | 29.9604 | 29.9604 | 29.9604 | 29.9604 | 29.9604 | 29.9604 | 29.9604
4807 | 29.961 | 29.961 | 29.961 | 29.961 | 29.961 | 29.961 | 29.961 | 29.961 | 29.961 | 29.961 | 29.961 | 29.961 | 29.961 | 29.961 | 29.961 | 29.961 | 29.961 | 29.961 | 29.961 | 29.961 | 29.961 | 29.961 | 29.961 | 29.961 | 29.961 | 29.961 | 29.961 | 29.961 | 29.961 | 29.961 | 29.961 | 29.961 | 29.961 | 29.961 | 29.961 | 29.961 | 29.961 | 29.961 | 29.961 | 29.961 | 29.961 | 29.961 | 29.961 | 29.961 | 29.961 | 29.961 | 29.961 | 29.961 | 29.961 | 29.961 | 29.961 | 29.961 | 29.961 | 29.961 | 29.961 | 29.961 | 29.961 | 29.961 | 29.961 | 29.961
4808 | 29.9615 | 29.9615 | 29.9615 | 29.9615 | 29.9615 | 29.9615 | 29.9615 | 29.9615 | 29.9615 | 29.9615 | 29.9615 | 29.9615 | 29.9615 | 29.9615 | 29.9615 | 29.9615 | 29.9615 | 29.9615 | 29.9615 | 29.9615 | 29.9615 | 29.9615 | 29.9615 | 29.9615 | 29.9615 | 29.9615 | 29.9615 | 29.9615 | 29.9615 | 29.9615 | 29.9615 | 29.9615 | 29.9615 | 29.9615 | 29.9615 | 29.9615 | 29.9615 | 29.9615 | 29.9615 | 29.9615 | 29.9615 | 29.9615 | 29.9615 | 29.9615 | 29.9615 | 29.9615 | 29.9615 | 29.9615 | 29.9615 | 29.9615 | 29.9615 | 29.9615 | 29.9615 | 29.9615 | 29.9615 | 29.9615 | 29.9615 | 29.9615 | 29.9615 | 29.9615
4809 | 29.962 | 29.962 | 29.962 | 29.962 | 29.962 | 29.962 | 29.962 | 29.962 | 29.962 | 29.962 | 29.962 | 29.962 | 29.962 | 29.962 | 29.962 | 29.962 | 29.962 | 29.962 | 29.962 | 29.962 | 29.962 | 29.962 | 29.962 | 29.962 | 29.962 | 29.962 | 29.962 | 29.962 | 29.962 | 29.962 | 29.962 | 29.962 | 29.962 | 29.962 | 29.962 | 29.962 | 29.962 | 29.962 | 29.962 | 29.962 | 29.962 | 29.962 | 29.962 | 29.962 | 29.962 | 29.962 | 29.962 | 29.962 | 29.962 | 29.962 | 29.962 | 29.962 | 29.962 | 29.962 | 29.962 | 29.962 | 29.962 | 29.962 | 29.962 | 29.962
4810 | 29.9625 | 29.9625 | 29.9625 | 29.9625 | 29.9625 | 29.9625 | 29.9625 | 29.9625 | 29.9625 | 29.9625 | 29.9625 | 29.9625 | 29.9625 | 29.9625 | 29.9625 | 29.9625 | 29.9625 | 29.9625 | 29.9625 | 29.9625 | 29.9625 | 29.9625 | 29.9625 | 29.9625 | 29.9625 | 29.9625 | 29.9625 | 29.9625 | 29.9625 | 29.9625 | 29.9625 | 29.9625 | 29.9625 | 29.9625 | 29.9625 | 29.9625 | 29.9625 | 29.9625 | 29.9625 | 29.9625 | 29.9625 | 29.9625 | 29.9625 | 29.9625 | 29.9625 | 29.9625 | 29.9625 | 29.9625 | 29.9625 | 29.9625 | 29.9625 | 29.9625 | 29.9625 | 29.9625 | 29.9625 | 29.9625 | 29.9625 | 29.9625 | 29.9625 | 29.9625
4811 | 29.963 | 29.963 | 29.963 | 29.963 | 29.963 | 29.963 | 29.963 | 29.963 | 29.963 | 29.963 | 29.963 | 29.963 | 29.963 | 29.963 | 29.963 | 29.963 | 29.963 | 29.963 | 29.963 | 29.963 | 29.963 | 29.963 | 29.963 | 29.963 | 29.963 | 29.963 | 29.963 | 29.963 | 29.963 | 29.963 | 29.963 | 29.963 | 29.963 | 29.963 | 29.963 | 29.963 | 29.963 | 29.963 | 29.963 | 29.963 | 29.963 | 29.963 | 29.963 | 29.963 | 29.963 | 29.963 | 29.963 | 29.963 | 29.963 | 29.963 | 29.963 | 29.963 | 29.963 | 29.963 | 29.963 | 29.963 | 29.963 | 29.963 | 29.963 | 29.963
4812 | 29.9636 | 29.9636 | 29.9636 | 29.9636 | 29.9636 | 29.9636 | 29.9636 | 29.9636 | 29.9636 | 29.9636 | 29.9636 | 29.9636 | 29.9636 | 29.9636 | 29.9636 | 29.9636 | 29.9636 | 29.9636 | 29.9636 | 29.9636 | 29.9636 | 29.9636 | 29.9636 | 29.9636 | 29.9636 | 29.9636 | 29.9636 | 29.9636 | 29.9636 | 29.9636 | 29.9636 | 29.9636 | 29.9636 | 29.9636 | 29.9636 | 29.9636 | 29.9636 | 29.9636 | 29.9636 | 29.9636 | 29.9636 | 29.9636 | 29.9636 | 29.9636 | 29.9636 | 29.9636 | 29.9636 | 29.9636 | 29.9636 | 29.9636 | 29.9636 | 29.9636 | 29.9636 | 29.9636 | 29.9636 | 29.9636 | 29.9636 | 29.9636 | 29.9636 | 29.9636
4813 | 29.9641 | 29.9641 | 29.9641 | 29.9641 | 29.9641 | 29.9641 | 29.9641 | 29.9641 | 29.9641 | 29.9641 | 29.9641 | 29.9641 | 29.9641 | 29.9641 | 29.9641 | 29.9641 | 29.9641 | 29.9641 | 29.9641 | 29.9641 | 29.9641 | 29.9641 | 29.9641 | 29.9641 | 29.9641 | 29.9641 | 29.9641 | 29.9641 | 29.9641 | 29.9641 | 29.9641 | 29.9641 | 29.9641 | 29.9641 | 29.9641 | 29.9641 | 29.9641 | 29.9641 | 29.9641 | 29.9641 | 29.9641 | 29.9641 | 29.9641 | 29.9641 | 29.9641 | 29.9641 | 29.9641 | 29.9641 | 29.9641 | 29.9641 | 29.9641 | 29.9641 | 29.9641 | 29.9641 | 29.9641 | 29.9641 | 29.9641 | 29.9641 | 29.9641 | 29.9641
4814 | 29.9646 | 29.9646 | 29.9646 | 29.9646 | 29.9646 | 29.9646 | 29.9646 | 29.9646 | 29.9646 | 29.9646 | 29.9646 | 29.9646 | 29.9646 | 29.9646 | 29.9646 | 29.9646 | 29.9646 | 29.9646 | 29.9646 | 29.9646 | 29.9646 | 29.9646 | 29.9646 | 29.9646 | 29.9646 | 29.9646 | 29.9646 | 29.9646 | 29.9646 | 29.9646 | 29.9646 | 29.9646 | 29.9646 | 29.9646 | 29.9646 | 29.9646 | 29.9646 | 29.9646 | 29.9646 | 29.9646 | 29.9646 | 29.9646 | 29.9646 | 29.9646 | 29.9646 | 29.9646 | 29.9646 | 29.9646 | 29.9646 | 29.9646 | 29.9646 | 29.9646 | 29.9646 | 29.9646 | 29.9646 | 29.9646 | 29.9646 | 29.9646 | 29.9646 | 29.9646
4815 | 29.9651 | 29.9651 | 29.9651 | 29.9651 | 29.9651 | 29.9651 | 29.9651 | 29.9651 | 29.9651 | 29.9651 | 29.9651 | 29.9651 | 29.9651 | 29.9651 | 29.9651 | 29.9651 | 29.9651 | 29.9651 | 29.9651 | 29.9651 | 29.9651 | 29.9651 | 29.9651 | 29.9651 | 29.9651 | 29.9651 | 29.9651 | 29.9651 | 29.9651 | 29.9651 | 29.9651 | 29.9651 | 29.9651 | 29.9651 | 29.9651 | 29.9651 | 29.9651 | 29.9651 | 29.9651 | 29.9651 | 29.9651 | 29.9651 | 29.9651 | 29.9651 | 29.9651 | 29.9651 | 29.9651 | 29.9651 | 29.9651 | 29.9651 | 29.9651 | 29.9651 | 29.9651 | 29.9651 | 29.9651 | 29.9651 | 29.9651 | 29.9651 | 29.9651 | 29.9651
4816 | 29.9656 | 29.9656 | 29.9656 | 29.9656 | 29.9656 | 29.9656 | 29.9656 | 29.9656 | 29.9656 | 29.9656 | 29.9656 | 29.9656 | 29.9656 | 29.9656 | 29.9656 | 29.9656 | 29.9656 | 29.9656 | 29.9656 | 29.9656 | 29.9656 | 29.9656 | 29.9656 | 29.9656 | 29.9656 | 29.9656 | 29.9656 | 29.9656 | 29.9656 | 29.9656 | 29.9656 | 29.9656 | 29.9656 | 29.9656 | 29.9656 | 29.9656 | 29.9656 | 29.9656 | 29.9656 | 29.9656 | 29.9656 | 29.9656 | 29.9656 | 29.9656 | 29.9656 | 29.9656 | 29.9656 | 29.9656 | 29.9656 | 29.9656 | 29.9656 | 29.9656 | 29.9656 | 29.9656 | 29.9656 | 29.9656 | 29.9656 | 29.9656 | 29.9656 | 29.9656
4817 | 29.9662 | 29.9662 | 29.9662 | 29.9662 | 29.9662 | 29.9662 | 29.9662 | 29.9662 | 29.9662 | 29.9662 | 29.9662 | 29.9662 | 29.9662 | 29.9662 | 29.9662 | 29.9662 | 29.9662 | 29.9662 | 29.9662 | 29.9662 | 29.9662 | 29.9662 | 29.9662 | 29.9662 | 29.9662 | 29.9662 | 29.9662 | 29.9662 | 29.9662 | 29.9662 | 29.9662 | 29.9662 | 29.9662 | 29.9662 | 29.9662 | 29.9662 | 29.9662 | 29.9662 | 29.9662 | 29.9662 | 29.9662 | 29.9662 | 29.9662 | 29.9662 | 29.9662 | 29.9662 | 29.9662 | 29.9662 | 29.9662 | 29.9662 | 29.9662 | 29.9662 | 29.9662 | 29.9662 | 29.9662 | 29.9662 | 29.9662 | 29.9662 | 29.9662 | 29.9662
4818 | 29.9667 | 29.9667 | 29.9667 | 29.9667 | 29.9667 | 29.9667 | 29.9667 | 29.9667 | 29.9667 | 29.9667 | 29.9667 | 29.9667 | 29.9667 | 29.9667 | 29.9667 | 29.9667 | 29.9667 | 29.9667 | 29.9667 | 29.9667 | 29.9667 | 29.9667 | 29.9667 | 29.9667 | 29.9667 | 29.9667 | 29.9667 | 29.9667 | 29.9667 | 29.9667 | 29.9667 | 29.9667 | 29.9667 | 29.9667 | 29.9667 | 29.9667 | 29.9667 | 29.9667 | 29.9667 | 29.9667 | 29.9667 | 29.9667 | 29.9667 | 29.9667 | 29.9667 | 29.9667 | 29.9667 | 29.9667 | 29.9667 | 29.9667 | 29.9667 | 29.9667 | 29.9667 | 29.9667 | 29.9667 | 29.9667 | 29.9667 | 29.9667 | 29.9667 | 29.9667
4819 | 29.9672 | 29.9672 | 29.9672 | 29.9672 | 29.9672 | 29.9672 | 29.9672 | 29.9672 | 29.9672 | 29.9672 | 29.9672 | 29.9672 | 29.9672 | 29.9672 | 29.9672 | 29.9672 | 29.9672 | 29.9672 | 29.9672 | 29.9672 | 29.9672 | 29.9672 | 29.9672 | 29.9672 | 29.9672 | 29.9672 | 29.9672 | 29.9672 | 29.9672 | 29.9672 | 29.9672 | 29.9672 | 29.9672 | 29.9672 | 29.9672 | 29.9672 | 29.9672 | 29.9672 | 29.9672 | 29.9672 | 29.9672 | 29.9672 | 29.9672 | 29.9672 | 29.9672 | 29.9672 | 29.9672 | 29.9672 | 29.9672 | 29.9672 | 29.9672 | 29.9672 | 29.9672 | 29.9672 | 29.9672 | 29.9672 | 29.9672 | 29.9672 | 29.9672 | 29.9672
4820 | 29.9677 | 29.9677 | 29.9677 | 29.9677 | 29.9677 | 29.9677 | 29.9677 | 29.9677 | 29.9677 | 29.9677 | 29.9677 | 29.9677 | 29.9677 | 29.9677 | 29.9677 | 29.9677 | 29.9677 | 29.9677 | 29.9677 | 29.9677 | 29.9677 | 29.9677 | 29.9677 | 29.9677 | 29.9677 | 29.9677 | 29.9677 | 29.9677 | 29.9677 | 29.9677 | 29.9677 | 29.9677 | 29.9677 | 29.9677 | 29.9677 | 29.9677 | 29.9677 | 29.9677 | 29.9677 | 29.9677 | 29.9677 | 29.9677 | 29.9677 | 29.9677 | 29.9677 | 29.9677 | 29.9677 | 29.9677 | 29.9677 | 29.9677 | 29.9677 | 29.9677 | 29.9677 | 29.9677 | 29.9677 | 29.9677 | 29.9677 | 29.9677 | 29.9677 | 29.9677
4821 | 29.9682 | 29.9682 | 29.9682 | 29.9682 | 29.9682 | 29.9682 | 29.9682 | 29.9682 | 29.9682 | 29.9682 | 29.9682 | 29.9682 | 29.9682 | 29.9682 | 29.9682 | 29.9682 | 29.9682 | 29.9682 | 29.9682 | 29.9682 | 29.9682 | 29.9682 | 29.9682 | 29.9682 | 29.9682 | 29.9682 | 29.9682 | 29.9682 | 29.9682 | 29.9682 | 29.9682 | 29.9682 | 29.9682 | 29.9682 | 29.9682 | 29.9682 | 29.9682 | 29.9682 | 29.9682 | 29.9682 | 29.9682 | 29.9682 | 29.9682 | 29.9682 | 29.9682 | 29.9682 | 29.9682 | 29.9682 | 29.9682 | 29.9682 | 29.9682 | 29.9682 | 29.9682 | 29.9682 | 29.9682 | 29.9682 | 29.9682 | 29.9682 | 29.9682 | 29.9682
4822 | 29.9688 | 29.9688 | 29.9688 | 29.9688 | 29.9688 | 29.9688 | 29.9688 | 29.9688 | 29.9688 | 29.9688 | 29.9688 | 29.9688 | 29.9688 | 29.9688 | 29.9688 | 29.9688 | 29.9688 | 29.9688 | 29.9688 | 29.9688 | 29.9688 | 29.9688 | 29.9688 | 29.9688 | 29.9688 | 29.9688 | 29.9688 | 29.9688 | 29.9688 | 29.9688 | 29.9688 | 29.9688 | 29.9688 | 29.9688 | 29.9688 | 29.9688 | 29.9688 | 29.9688 | 29.9688 | 29.9688 | 29.9688 | 29.9688 | 29.9688 | 29.9688 | 29.9688 | 29.9688 | 29.9688 | 29.9688 | 29.9688 | 29.9688 | 29.9688 | 29.9688 | 29.9688 | 29.9688 | 29.9688 | 29.9688 | 29.9688 | 29.9688 | 29.9688 | 29.9688
4823 | 29.9693 | 29.9693 | 29.9693 | 29.9693 | 29.9693 | 29.9693 | 29.9693 | 29.9693 | 29.9693 | 29.9693 | 29.9693 | 29.9693 | 29.9693 | 29.9693 | 29.9693 | 29.9693 | 29.9693 | 29.9693 | 29.9693 | 29.9693 | 29.9693 | 29.9693 | 29.9693 | 29.9693 | 29.9693 | 29.9693 | 29.9693 | 29.9693 | 29.9693 | 29.9693 | 29.9693 | 29.9693 | 29.9693 | 29.9693 | 29.9693 | 29.9693 | 29.9693 | 29.9693 | 29.9693 | 29.9693 | 29.9693 | 29.9693 | 29.9693 | 29.9693 | 29.9693 | 29.9693 | 29.9693 | 29.9693 | 29.9693 | 29.9693 | 29.9693 | 29.9693 | 29.9693 | 29.9693 | 29.9693 | 29.9693 | 29.9693 | 29.9693 | 29.9693 | 29.9693
4824 | 29.9698 | 29.9698 | 29.9698 | 29.9698 | 29.9698 | 29.9698 | 29.9698 | 29.9698 | 29.9698 | 29.9698 | 29.9698 | 29.9698 | 29.9698 | 29.9698 | 29.9698 | 29.9698 | 29.9698 | 29.9698 | 29.9698 | 29.9698 | 29.9698 | 29.9698 | 29.9698 | 29.9698 | 29.9698 | 29.9698 | 29.9698 | 29.9698 | 29.9698 | 29.9698 | 29.9698 | 29.9698 | 29.9698 | 29.9698 | 29.9698 | 29.9698 | 29.9698 | 29.9698 | 29.9698 | 29.9698 | 29.9698 | 29.9698 | 29.9698 | 29.9698 | 29.9698 | 29.9698 | 29.9698 | 29.9698 | 29.9698 | 29.9698 | 29.9698 | 29.9698 | 29.9698 | 29.9698 | 29.9698 | 29.9698 | 29.9698 | 29.9698 | 29.9698 | 29.9698
4825 | 29.9703 | 29.9703 | 29.9703 | 29.9703 | 29.9703 | 29.9703 | 29.9703 | 29.9703 | 29.9703 | 29.9703 | 29.9703 | 29.9703 | 29.9703 | 29.9703 | 29.9703 | 29.9703 | 29.9703 | 29.9703 | 29.9703 | 29.9703 | 29.9703 | 29.9703 | 29.9703 | 29.9703 | 29.9703 | 29.9703 | 29.9703 | 29.9703 | 29.9703 | 29.9703 | 29.9703 | 29.9703 | 29.9703 | 29.9703 | 29.9703 | 29.9703 | 29.9703 | 29.9703 | 29.9703 | 29.9703 | 29.9703 | 29.9703 | 29.9703 | 29.9703 | 29.9703 | 29.9703 | 29.9703 | 29.9703 | 29.9703 | 29.9703 | 29.9703 | 29.9703 | 29.9703 | 29.9703 | 29.9703 | 29.9703 | 29.9703 | 29.9703 | 29.9703 | 29.9703
4826 | 29.9708 | 29.9708 | 29.9708 | 29.9708 | 29.9708 | 29.9708 | 29.9708 | 29.9708 | 29.9708 | 29.9708 | 29.9708 | 29.9708 | 29.9708 | 29.9708 | 29.9708 | 29.9708 | 29.9708 | 29.9708 | 29.9708 | 29.9708 | 29.9708 | 29.9708 | 29.9708 | 29.9708 | 29.9708 | 29.9708 | 29.9708 | 29.9708 | 29.9708 | 29.9708 | 29.9708 | 29.9708 | 29.9708 | 29.9708 | 29.9708 | 29.9708 | 29.9708 | 29.9708 | 29.9708 | 29.9708 | 29.9708 | 29.9708 | 29.9708 | 29.9708 | 29.9708 | 29.9708 | 29.9708 | 29.9708 | 29.9708 | 29.9708 | 29.9708 | 29.9708 | 29.9708 | 29.9708 | 29.9708 | 29.9708 | 29.9708 | 29.9708 | 29.9708 | 29.9708
4827 | 29.9713 | 29.9713 | 29.9713 | 29.9713 | 29.9713 | 29.9713 | 29.9713 | 29.9713 | 29.9713 | 29.9713 | 29.9713 | 29.9713 | 29.9713 | 29.9713 | 29.9713 | 29.9713 | 29.9713 | 29.9713 | 29.9713 | 29.9713 | 29.9713 | 29.9713 | 29.9713 | 29.9713 | 29.9713 | 29.9713 | 29.9713 | 29.9713 | 29.9713 | 29.9713 | 29.9713 | 29.9713 | 29.9713 | 29.9713 | 29.9713 | 29.9713 | 29.9713 | 29.9713 | 29.9713 | 29.9713 | 29.9713 | 29.9713 | 29.9713 | 29.9713 | 29.9713 | 29.9713 | 29.9713 | 29.9713 | 29.9713 | 29.9713 | 29.9713 | 29.9713 | 29.9713 | 29.9713 | 29.9713 | 29.9713 | 29.9713 | 29.9713 | 29.9713 | 29.9713
4828 | 29.9719 | 29.9719 | 29.9719 | 29.9719 | 29.9719 | 29.9719 | 29.9719 | 29.9719 | 29.9719 | 29.9719 | 29.9719 | 29.9719 | 29.9719 | 29.9719 | 29.9719 | 29.9719 | 29.9719 | 29.9719 | 29.9719 | 29.9719 | 29.9719 | 29.9719 | 29.9719 | 29.9719 | 29.9719 | 29.9719 | 29.9719 | 29.9719 | 29.9719 | 29.9719 | 29.9719 | 29.9719 | 29.9719 | 29.9719 | 29.9719 | 29.9719 | 29.9719 | 29.9719 | 29.9719 | 29.9719 | 29.9719 | 29.9719 | 29.9719 | 29.9719 | 29.9719 | 29.9719 | 29.9719 | 29.9719 | 29.9719 | 29.9719 | 29.9719 | 29.9719 | 29.9719 | 29.9719 | 29.9719 | 29.9719 | 29.9719 | 29.9719 | 29.9719 | 29.9719
4829 | 29.9724 | 29.9724 | 29.9724 | 29.9724 | 29.9724 | 29.9724 | 29.9724 | 29.9724 | 29.9724 | 29.9724 | 29.9724 | 29.9724 | 29.9724 | 29.9724 | 29.9724 | 29.9724 | 29.9724 | 29.9724 | 29.9724 | 29.9724 | 29.9724 | 29.9724 | 29.9724 | 29.9724 | 29.9724 | 29.9724 | 29.9724 | 29.9724 | 29.9724 | 29.9724 | 29.9724 | 29.9724 | 29.9724 | 29.9724 | 29.9724 | 29.9724 | 29.9724 | 29.9724 | 29.9724 | 29.9724 | 29.9724 | 29.9724 | 29.9724 | 29.9724 | 29.9724 | 29.9724 | 29.9724 | 29.9724 | 29.9724 | 29.9724 | 29.9724 | 29.9724 | 29.9724 | 29.9724 | 29.9724 | 29.9724 | 29.9724 | 29.9724 | 29.9724 | 29.9724
4830 | 29.9729 | 29.9729 | 29.9729 | 29.9729 | 29.9729 | 29.9729 | 29.9729 | 29.9729 | 29.9729 | 29.9729 | 29.9729 | 29.9729 | 29.9729 | 29.9729 | 29.9729 | 29.9729 | 29.9729 | 29.9729 | 29.9729 | 29.9729 | 29.9729 | 29.9729 | 29.9729 | 29.9729 | 29.9729 | 29.9729 | 29.9729 | 29.9729 | 29.9729 | 29.9729 | 29.9729 | 29.9729 | 29.9729 | 29.9729 | 29.9729 | 29.9729 | 29.9729 | 29.9729 | 29.9729 | 29.9729 | 29.9729 | 29.9729 | 29.9729 | 29.9729 | 29.9729 | 29.9729 | 29.9729 | 29.9729 | 29.9729 | 29.9729 | 29.9729 | 29.9729 | 29.9729 | 29.9729 | 29.9729 | 29.9729 | 29.9729 | 29.9729 | 29.9729 | 29.9729
4831 | 29.9734 | 29.9734 | 29.9734 | 29.9734 | 29.9734 | 29.9734 | 29.9734 | 29.9734 | 29.9734 | 29.9734 | 29.9734 | 29.9734 | 29.9734 | 29.9734 | 29.9734 | 29.9734 | 29.9734 | 29.9734 | 29.9734 | 29.9734 | 29.9734 | 29.9734 | 29.9734 | 29.9734 | 29.9734 | 29.9734 | 29.9734 | 29.9734 | 29.9734 | 29.9734 | 29.9734 | 29.9734 | 29.9734 | 29.9734 | 29.9734 | 29.9734 | 29.9734 | 29.9734 | 29.9734 | 29.9734 | 29.9734 | 29.9734 | 29.9734 | 29.9734 | 29.9734 | 29.9734 | 29.9734 | 29.9734 | 29.9734 | 29.9734 | 29.9734 | 29.9734 | 29.9734 | 29.9734 | 29.9734 | 29.9734 | 29.9734 | 29.9734 | 29.9734 | 29.9734
4832 | 29.9739 | 29.9739 | 29.9739 | 29.9739 | 29.9739 | 29.9739 | 29.9739 | 29.9739 | 29.9739 | 29.9739 | 29.9739 | 29.9739 | 29.9739 | 29.9739 | 29.9739 | 29.9739 | 29.9739 | 29.9739 | 29.9739 | 29.9739 | 29.9739 | 29.9739 | 29.9739 | 29.9739 | 29.9739 | 29.9739 | 29.9739 | 29.9739 | 29.9739 | 29.9739 | 29.9739 | 29.9739 | 29.9739 | 29.9739 | 29.9739 | 29.9739 | 29.9739 | 29.9739 | 29.9739 | 29.9739 | 29.9739 | 29.9739 | 29.9739 | 29.9739 | 29.9739 | 29.9739 | 29.9739 | 29.9739 | 29.9739 | 29.9739 | 29.9739 | 29.9739 | 29.9739 | 29.9739 | 29.9739 | 29.9739 | 29.9739 | 29.9739 | 29.9739 | 29.9739
4833 | 29.9745 | 29.9745 | 29.9745 | 29.9745 | 29.9745 | 29.9745 | 29.9745 | 29.9745 | 29.9745 | 29.9745 | 29.9745 | 29.9745 | 29.9745 | 29.9745 | 29.9745 | 29.9745 | 29.9745 | 29.9745 | 29.9745 | 29.9745 | 29.9745 | 29.9745 | 29.9745 | 29.9745 | 29.9745 | 29.9745 | 29.9745 | 29.9745 | 29.9745 | 29.9745 | 29.9745 | 29.9745 | 29.9745 | 29.9745 | 29.9745 | 29.9745 | 29.9745 | 29.9745 | 29.9745 | 29.9745 | 29.9745 | 29.9745 | 29.9745 | 29.9745 | 29.9745 | 29.9745 | 29.9745 | 29.9745 | 29.9745 | 29.9745 | 29.9745 | 29.9745 | 29.9745 | 29.9745 | 29.9745 | 29.9745 | 29.9745 | 29.9745 | 29.9745 | 29.9745
4834 | 29.975 | 29.975 | 29.975 | 29.975 | 29.975 | 29.975 | 29.975 | 29.975 | 29.975 | 29.975 | 29.975 | 29.975 | 29.975 | 29.975 | 29.975 | 29.975 | 29.975 | 29.975 | 29.975 | 29.975 | 29.975 | 29.975 | 29.975 | 29.975 | 29.975 | 29.975 | 29.975 | 29.975 | 29.975 | 29.975 | 29.975 | 29.975 | 29.975 | 29.975 | 29.975 | 29.975 | 29.975 | 29.975 | 29.975 | 29.975 | 29.975 | 29.975 | 29.975 | 29.975 | 29.975 | 29.975 | 29.975 | 29.975 | 29.975 | 29.975 | 29.975 | 29.975 | 29.975 | 29.975 | 29.975 | 29.975 | 29.975 | 29.975 | 29.975 | 29.975
4835 | 29.9755 | 29.9755 | 29.9755 | 29.9755 | 29.9755 | 29.9755 | 29.9755 | 29.9755 | 29.9755 | 29.9755 | 29.9755 | 29.9755 | 29.9755 | 29.9755 | 29.9755 | 29.9755 | 29.9755 | 29.9755 | 29.9755 | 29.9755 | 29.9755 | 29.9755 | 29.9755 | 29.9755 | 29.9755 | 29.9755 | 29.9755 | 29.9755 | 29.9755 | 29.9755 | 29.9755 | 29.9755 | 29.9755 | 29.9755 | 29.9755 | 29.9755 | 29.9755 | 29.9755 | 29.9755 | 29.9755 | 29.9755 | 29.9755 | 29.9755 | 29.9755 | 29.9755 | 29.9755 | 29.9755 | 29.9755 | 29.9755 | 29.9755 | 29.9755 | 29.9755 | 29.9755 | 29.9755 | 29.9755 | 29.9755 | 29.9755 | 29.9755 | 29.9755 | 29.9755
4836 | 29.976 | 29.976 | 29.976 | 29.976 | 29.976 | 29.976 | 29.976 | 29.976 | 29.976 | 29.976 | 29.976 | 29.976 | 29.976 | 29.976 | 29.976 | 29.976 | 29.976 | 29.976 | 29.976 | 29.976 | 29.976 | 29.976 | 29.976 | 29.976 | 29.976 | 29.976 | 29.976 | 29.976 | 29.976 | 29.976 | 29.976 | 29.976 | 29.976 | 29.976 | 29.976 | 29.976 | 29.976 | 29.976 | 29.976 | 29.976 | 29.976 | 29.976 | 29.976 | 29.976 | 29.976 | 29.976 | 29.976 | 29.976 | 29.976 | 29.976 | 29.976 | 29.976 | 29.976 | 29.976 | 29.976 | 29.976 | 29.976 | 29.976 | 29.976 | 29.976
4837 | 29.9765 | 29.9765 | 29.9765 | 29.9765 | 29.9765 | 29.9765 | 29.9765 | 29.9765 | 29.9765 | 29.9765 | 29.9765 | 29.9765 | 29.9765 | 29.9765 | 29.9765 | 29.9765 | 29.9765 | 29.9765 | 29.9765 | 29.9765 | 29.9765 | 29.9765 | 29.9765 | 29.9765 | 29.9765 | 29.9765 | 29.9765 | 29.9765 | 29.9765 | 29.9765 | 29.9765 | 29.9765 | 29.9765 | 29.9765 | 29.9765 | 29.9765 | 29.9765 | 29.9765 | 29.9765 | 29.9765 | 29.9765 | 29.9765 | 29.9765 | 29.9765 | 29.9765 | 29.9765 | 29.9765 | 29.9765 | 29.9765 | 29.9765 | 29.9765 | 29.9765 | 29.9765 | 29.9765 | 29.9765 | 29.9765 | 29.9765 | 29.9765 | 29.9765 | 29.9765
4838 | 29.977 | 29.977 | 29.977 | 29.977 | 29.977 | 29.977 | 29.977 | 29.977 | 29.977 | 29.977 | 29.977 | 29.977 | 29.977 | 29.977 | 29.977 | 29.977 | 29.977 | 29.977 | 29.977 | 29.977 | 29.977 | 29.977 | 29.977 | 29.977 | 29.977 | 29.977 | 29.977 | 29.977 | 29.977 | 29.977 | 29.977 | 29.977 | 29.977 | 29.977 | 29.977 | 29.977 | 29.977 | 29.977 | 29.977 | 29.977 | 29.977 | 29.977 | 29.977 | 29.977 | 29.977 | 29.977 | 29.977 | 29.977 | 29.977 | 29.977 | 29.977 | 29.977 | 29.977 | 29.977 | 29.977 | 29.977 | 29.977 | 29.977 | 29.977 | 29.977
4839 | 29.9776 | 29.9776 | 29.9776 | 29.9776 | 29.9776 | 29.9776 | 29.9776 | 29.9776 | 29.9776 | 29.9776 | 29.9776 | 29.9776 | 29.9776 | 29.9776 | 29.9776 | 29.9776 | 29.9776 | 29.9776 | 29.9776 | 29.9776 | 29.9776 | 29.9776 | 29.9776 | 29.9776 | 29.9776 | 29.9776 | 29.9776 | 29.9776 | 29.9776 | 29.9776 | 29.9776 | 29.9776 | 29.9776 | 29.9776 | 29.9776 | 29.9776 | 29.9776 | 29.9776 | 29.9776 | 29.9776 | 29.9776 | 29.9776 | 29.9776 | 29.9776 | 29.9776 | 29.9776 | 29.9776 | 29.9776 | 29.9776 | 29.9776 | 29.9776 | 29.9776 | 29.9776 | 29.9776 | 29.9776 | 29.9776 | 29.9776 | 29.9776 | 29.9776 | 29.9776
4840 | 29.9781 | 29.9781 | 29.9781 | 29.9781 | 29.9781 | 29.9781 | 29.9781 | 29.9781 | 29.9781 | 29.9781 | 29.9781 | 29.9781 | 29.9781 | 29.9781 | 29.9781 | 29.9781 | 29.9781 | 29.9781 | 29.9781 | 29.9781 | 29.9781 | 29.9781 | 29.9781 | 29.9781 | 29.9781 | 29.9781 | 29.9781 | 29.9781 | 29.9781 | 29.9781 | 29.9781 | 29.9781 | 29.9781 | 29.9781 | 29.9781 | 29.9781 | 29.9781 | 29.9781 | 29.9781 | 29.9781 | 29.9781 | 29.9781 | 29.9781 | 29.9781 | 29.9781 | 29.9781 | 29.9781 | 29.9781 | 29.9781 | 29.9781 | 29.9781 | 29.9781 | 29.9781 | 29.9781 | 29.9781 | 29.9781 | 29.9781 | 29.9781 | 29.9781 | 29.9781
4841 | 29.9786 | 29.9786 | 29.9786 | 29.9786 | 29.9786 | 29.9786 | 29.9786 | 29.9786 | 29.9786 | 29.9786 | 29.9786 | 29.9786 | 29.9786 | 29.9786 | 29.9786 | 29.9786 | 29.9786 | 29.9786 | 29.9786 | 29.9786 | 29.9786 | 29.9786 | 29.9786 | 29.9786 | 29.9786 | 29.9786 | 29.9786 | 29.9786 | 29.9786 | 29.9786 | 29.9786 | 29.9786 | 29.9786 | 29.9786 | 29.9786 | 29.9786 | 29.9786 | 29.9786 | 29.9786 | 29.9786 | 29.9786 | 29.9786 | 29.9786 | 29.9786 | 29.9786 | 29.9786 | 29.9786 | 29.9786 | 29.9786 | 29.9786 | 29.9786 | 29.9786 | 29.9786 | 29.9786 | 29.9786 | 29.9786 | 29.9786 | 29.9786 | 29.9786 | 29.9786
4842 | 29.9791 | 29.9791 | 29.9791 | 29.9791 | 29.9791 | 29.9791 | 29.9791 | 29.9791 | 29.9791 | 29.9791 | 29.9791 | 29.9791 | 29.9791 | 29.9791 | 29.9791 | 29.9791 | 29.9791 | 29.9791 | 29.9791 | 29.9791 | 29.9791 | 29.9791 | 29.9791 | 29.9791 | 29.9791 | 29.9791 | 29.9791 | 29.9791 | 29.9791 | 29.9791 | 29.9791 | 29.9791 | 29.9791 | 29.9791 | 29.9791 | 29.9791 | 29.9791 | 29.9791 | 29.9791 | 29.9791 | 29.9791 | 29.9791 | 29.9791 | 29.9791 | 29.9791 | 29.9791 | 29.9791 | 29.9791 | 29.9791 | 29.9791 | 29.9791 | 29.9791 | 29.9791 | 29.9791 | 29.9791 | 29.9791 | 29.9791 | 29.9791 | 29.9791 | 29.9791
4843 | 29.9796 | 29.9796 | 29.9796 | 29.9796 | 29.9796 | 29.9796 | 29.9796 | 29.9796 | 29.9796 | 29.9796 | 29.9796 | 29.9796 | 29.9796 | 29.9796 | 29.9796 | 29.9796 | 29.9796 | 29.9796 | 29.9796 | 29.9796 | 29.9796 | 29.9796 | 29.9796 | 29.9796 | 29.9796 | 29.9796 | 29.9796 | 29.9796 | 29.9796 | 29.9796 | 29.9796 | 29.9796 | 29.9796 | 29.9796 | 29.9796 | 29.9796 | 29.9796 | 29.9796 | 29.9796 | 29.9796 | 29.9796 | 29.9796 | 29.9796 | 29.9796 | 29.9796 | 29.9796 | 29.9796 | 29.9796 | 29.9796 | 29.9796 | 29.9796 | 29.9796 | 29.9796 | 29.9796 | 29.9796 | 29.9796 | 29.9796 | 29.9796 | 29.9796 | 29.9796
4844 | 29.9801 | 29.9801 | 29.9801 | 29.9801 | 29.9801 | 29.9801 | 29.9801 | 29.9801 | 29.9801 | 29.9801 | 29.9801 | 29.9801 | 29.9801 | 29.9801 | 29.9801 | 29.9801 | 29.9801 | 29.9801 | 29.9801 | 29.9801 | 29.9801 | 29.9801 | 29.9801 | 29.9801 | 29.9801 | 29.9801 | 29.9801 | 29.9801 | 29.9801 | 29.9801 | 29.9801 | 29.9801 | 29.9801 | 29.9801 | 29.9801 | 29.9801 | 29.9801 | 29.9801 | 29.9801 | 29.9801 | 29.9801 | 29.9801 | 29.9801 | 29.9801 | 29.9801 | 29.9801 | 29.9801 | 29.9801 | 29.9801 | 29.9801 | 29.9801 | 29.9801 | 29.9801 | 29.9801 | 29.9801 | 29.9801 | 29.9801 | 29.9801 | 29.9801 | 29.9801
4845 | 29.9807 | 29.9807 | 29.9807 | 29.9807 | 29.9807 | 29.9807 | 29.9807 | 29.9807 | 29.9807 | 29.9807 | 29.9807 | 29.9807 | 29.9807 | 29.9807 | 29.9807 | 29.9807 | 29.9807 | 29.9807 | 29.9807 | 29.9807 | 29.9807 | 29.9807 | 29.9807 | 29.9807 | 29.9807 | 29.9807 | 29.9807 | 29.9807 | 29.9807 | 29.9807 | 29.9807 | 29.9807 | 29.9807 | 29.9807 | 29.9807 | 29.9807 | 29.9807 | 29.9807 | 29.9807 | 29.9807 | 29.9807 | 29.9807 | 29.9807 | 29.9807 | 29.9807 | 29.9807 | 29.9807 | 29.9807 | 29.9807 | 29.9807 | 29.9807 | 29.9807 | 29.9807 | 29.9807 | 29.9807 | 29.9807 | 29.9807 | 29.9807 | 29.9807 | 29.9807
4846 | 29.9812 | 29.9812 | 29.9812 | 29.9812 | 29.9812 | 29.9812 | 29.9812 | 29.9812 | 29.9812 | 29.9812 | 29.9812 | 29.9812 | 29.9812 | 29.9812 | 29.9812 | 29.9812 | 29.9812 | 29.9812 | 29.9812 | 29.9812 | 29.9812 | 29.9812 | 29.9812 | 29.9812 | 29.9812 | 29.9812 | 29.9812 | 29.9812 | 29.9812 | 29.9812 | 29.9812 | 29.9812 | 29.9812 | 29.9812 | 29.9812 | 29.9812 | 29.9812 | 29.9812 | 29.9812 | 29.9812 | 29.9812 | 29.9812 | 29.9812 | 29.9812 | 29.9812 | 29.9812 | 29.9812 | 29.9812 | 29.9812 | 29.9812 | 29.9812 | 29.9812 | 29.9812 | 29.9812 | 29.9812 | 29.9812 | 29.9812 | 29.9812 | 29.9812 | 29.9812
4847 | 29.9817 | 29.9817 | 29.9817 | 29.9817 | 29.9817 | 29.9817 | 29.9817 | 29.9817 | 29.9817 | 29.9817 | 29.9817 | 29.9817 | 29.9817 | 29.9817 | 29.9817 | 29.9817 | 29.9817 | 29.9817 | 29.9817 | 29.9817 | 29.9817 | 29.9817 | 29.9817 | 29.9817 | 29.9817 | 29.9817 | 29.9817 | 29.9817 | 29.9817 | 29.9817 | 29.9817 | 29.9817 | 29.9817 | 29.9817 | 29.9817 | 29.9817 | 29.9817 | 29.9817 | 29.9817 | 29.9817 | 29.9817 | 29.9817 | 29.9817 | 29.9817 | 29.9817 | 29.9817 | 29.9817 | 29.9817 | 29.9817 | 29.9817 | 29.9817 | 29.9817 | 29.9817 | 29.9817 | 29.9817 | 29.9817 | 29.9817 | 29.9817 | 29.9817 | 29.9817
4848 | 29.9822 | 29.9822 | 29.9822 | 29.9822 | 29.9822 | 29.9822 | 29.9822 | 29.9822 | 29.9822 | 29.9822 | 29.9822 | 29.9822 | 29.9822 | 29.9822 | 29.9822 | 29.9822 | 29.9822 | 29.9822 | 29.9822 | 29.9822 | 29.9822 | 29.9822 | 29.9822 | 29.9822 | 29.9822 | 29.9822 | 29.9822 | 29.9822 | 29.9822 | 29.9822 | 29.9822 | 29.9822 | 29.9822 | 29.9822 | 29.9822 | 29.9822 | 29.9822 | 29.9822 | 29.9822 | 29.9822 | 29.9822 | 29.9822 | 29.9822 | 29.9822 | 29.9822 | 29.9822 | 29.9822 | 29.9822 | 29.9822 | 29.9822 | 29.9822 | 29.9822 | 29.9822 | 29.9822 | 29.9822 | 29.9822 | 29.9822 | 29.9822 | 29.9822 | 29.9822
4849 | 29.9827 | 29.9827 | 29.9827 | 29.9827 | 29.9827 | 29.9827 | 29.9827 | 29.9827 | 29.9827 | 29.9827 | 29.9827 | 29.9827 | 29.9827 | 29.9827 | 29.9827 | 29.9827 | 29.9827 | 29.9827 | 29.9827 | 29.9827 | 29.9827 | 29.9827 | 29.9827 | 29.9827 | 29.9827 | 29.9827 | 29.9827 | 29.9827 | 29.9827 | 29.9827 | 29.9827 | 29.9827 | 29.9827 | 29.9827 | 29.9827 | 29.9827 | 29.9827 | 29.9827 | 29.9827 | 29.9827 | 29.9827 | 29.9827 | 29.9827 | 29.9827 | 29.9827 | 29.9827 | 29.9827 | 29.9827 | 29.9827 | 29.9827 | 29.9827 | 29.9827 | 29.9827 | 29.9827 | 29.9827 | 29.9827 | 29.9827 | 29.9827 | 29.9827 | 29.9827
4850 | 29.9832 | 29.9832 | 29.9832 | 29.9832 | 29.9832 | 29.9832 | 29.9832 | 29.9832 | 29.9832 | 29.9832 | 29.9832 | 29.9832 | 29.9832 | 29.9832 | 29.9832 | 29.9832 | 29.9832 | 29.9832 | 29.9832 | 29.9832 | 29.9832 | 29.9832 | 29.9832 | 29.9832 | 29.9832 | 29.9832 | 29.9832 | 29.9832 | 29.9832 | 29.9832 | 29.9832 | 29.9832 | 29.9832 | 29.9832 | 29.9832 | 29.9832 | 29.9832 | 29.9832 | 29.9832 | 29.9832 | 29.9832 | 29.9832 | 29.9832 | 29.9832 | 29.9832 | 29.9832 | 29.9832 | 29.9832 | 29.9832 | 29.9832 | 29.9832 | 29.9832 | 29.9832 | 29.9832 | 29.9832 | 29.9832 | 29.9832 | 29.9832 | 29.9832 | 29.9832
4851 | 29.9837 | 29.9837 | 29.9837 | 29.9837 | 29.9837 | 29.9837 | 29.9837 | 29.9837 | 29.9837 | 29.9837 | 29.9837 | 29.9837 | 29.9837 | 29.9837 | 29.9837 | 29.9837 | 29.9837 | 29.9837 | 29.9837 | 29.9837 | 29.9837 | 29.9837 | 29.9837 | 29.9837 | 29.9837 | 29.9837 | 29.9837 | 29.9837 | 29.9837 | 29.9837 | 29.9837 | 29.9837 | 29.9837 | 29.9837 | 29.9837 | 29.9837 | 29.9837 | 29.9837 | 29.9837 | 29.9837 | 29.9837 | 29.9837 | 29.9837 | 29.9837 | 29.9837 | 29.9837 | 29.9837 | 29.9837 | 29.9837 | 29.9837 | 29.9837 | 29.9837 | 29.9837 | 29.9837 | 29.9837 | 29.9837 | 29.9837 | 29.9837 | 29.9837 | 29.9837
4852 | 29.9843 | 29.9843 | 29.9843 | 29.9843 | 29.9843 | 29.9843 | 29.9843 | 29.9843 | 29.9843 | 29.9843 | 29.9843 | 29.9843 | 29.9843 | 29.9843 | 29.9843 | 29.9843 | 29.9843 | 29.9843 | 29.9843 | 29.9843 | 29.9843 | 29.9843 | 29.9843 | 29.9843 | 29.9843 | 29.9843 | 29.9843 | 29.9843 | 29.9843 | 29.9843 | 29.9843 | 29.9843 | 29.9843 | 29.9843 | 29.9843 | 29.9843 | 29.9843 | 29.9843 | 29.9843 | 29.9843 | 29.9843 | 29.9843 | 29.9843 | 29.9843 | 29.9843 | 29.9843 | 29.9843 | 29.9843 | 29.9843 | 29.9843 | 29.9843 | 29.9843 | 29.9843 | 29.9843 | 29.9843 | 29.9843 | 29.9843 | 29.9843 | 29.9843 | 29.9843
4853 | 29.9848 | 29.9848 | 29.9848 | 29.9848 | 29.9848 | 29.9848 | 29.9848 | 29.9848 | 29.9848 | 29.9848 | 29.9848 | 29.9848 | 29.9848 | 29.9848 | 29.9848 | 29.9848 | 29.9848 | 29.9848 | 29.9848 | 29.9848 | 29.9848 | 29.9848 | 29.9848 | 29.9848 | 29.9848 | 29.9848 | 29.9848 | 29.9848 | 29.9848 | 29.9848 | 29.9848 | 29.9848 | 29.9848 | 29.9848 | 29.9848 | 29.9848 | 29.9848 | 29.9848 | 29.9848 | 29.9848 | 29.9848 | 29.9848 | 29.9848 | 29.9848 | 29.9848 | 29.9848 | 29.9848 | 29.9848 | 29.9848 | 29.9848 | 29.9848 | 29.9848 | 29.9848 | 29.9848 | 29.9848 | 29.9848 | 29.9848 | 29.9848 | 29.9848 | 29.9848
4854 | 29.9853 | 29.9853 | 29.9853 | 29.9853 | 29.9853 | 29.9853 | 29.9853 | 29.9853 | 29.9853 | 29.9853 | 29.9853 | 29.9853 | 29.9853 | 29.9853 | 29.9853 | 29.9853 | 29.9853 | 29.9853 | 29.9853 | 29.9853 | 29.9853 | 29.9853 | 29.9853 | 29.9853 | 29.9853 | 29.9853 | 29.9853 | 29.9853 | 29.9853 | 29.9853 | 29.9853 | 29.9853 | 29.9853 | 29.9853 | 29.9853 | 29.9853 | 29.9853 | 29.9853 | 29.9853 | 29.9853 | 29.9853 | 29.9853 | 29.9853 | 29.9853 | 29.9853 | 29.9853 | 29.9853 | 29.9853 | 29.9853 | 29.9853 | 29.9853 | 29.9853 | 29.9853 | 29.9853 | 29.9853 | 29.9853 | 29.9853 | 29.9853 | 29.9853 | 29.9853
4855 | 29.9858 | 29.9858 | 29.9858 | 29.9858 | 29.9858 | 29.9858 | 29.9858 | 29.9858 | 29.9858 | 29.9858 | 29.9858 | 29.9858 | 29.9858 | 29.9858 | 29.9858 | 29.9858 | 29.9858 | 29.9858 | 29.9858 | 29.9858 | 29.9858 | 29.9858 | 29.9858 | 29.9858 | 29.9858 | 29.9858 | 29.9858 | 29.9858 | 29.9858 | 29.9858 | 29.9858 | 29.9858 | 29.9858 | 29.9858 | 29.9858 | 29.9858 | 29.9858 | 29.9858 | 29.9858 | 29.9858 | 29.9858 | 29.9858 | 29.9858 | 29.9858 | 29.9858 | 29.9858 | 29.9858 | 29.9858 | 29.9858 | 29.9858 | 29.9858 | 29.9858 | 29.9858 | 29.9858 | 29.9858 | 29.9858 | 29.9858 | 29.9858 | 29.9858 | 29.9858
4856 | 29.9863 | 29.9863 | 29.9863 | 29.9863 | 29.9863 | 29.9863 | 29.9863 | 29.9863 | 29.9863 | 29.9863 | 29.9863 | 29.9863 | 29.9863 | 29.9863 | 29.9863 | 29.9863 | 29.9863 | 29.9863 | 29.9863 | 29.9863 | 29.9863 | 29.9863 | 29.9863 | 29.9863 | 29.9863 | 29.9863 | 29.9863 | 29.9863 | 29.9863 | 29.9863 | 29.9863 | 29.9863 | 29.9863 | 29.9863 | 29.9863 | 29.9863 | 29.9863 | 29.9863 | 29.9863 | 29.9863 | 29.9863 | 29.9863 | 29.9863 | 29.9863 | 29.9863 | 29.9863 | 29.9863 | 29.9863 | 29.9863 | 29.9863 | 29.9863 | 29.9863 | 29.9863 | 29.9863 | 29.9863 | 29.9863 | 29.9863 | 29.9863 | 29.9863 | 29.9863
4857 | 29.9868 | 29.9868 | 29.9868 | 29.9868 | 29.9868 | 29.9868 | 29.9868 | 29.9868 | 29.9868 | 29.9868 | 29.9868 | 29.9868 | 29.9868 | 29.9868 | 29.9868 | 29.9868 | 29.9868 | 29.9868 | 29.9868 | 29.9868 | 29.9868 | 29.9868 | 29.9868 | 29.9868 | 29.9868 | 29.9868 | 29.9868 | 29.9868 | 29.9868 | 29.9868 | 29.9868 | 29.9868 | 29.9868 | 29.9868 | 29.9868 | 29.9868 | 29.9868 | 29.9868 | 29.9868 | 29.9868 | 29.9868 | 29.9868 | 29.9868 | 29.9868 | 29.9868 | 29.9868 | 29.9868 | 29.9868 | 29.9868 | 29.9868 | 29.9868 | 29.9868 | 29.9868 | 29.9868 | 29.9868 | 29.9868 | 29.9868 | 29.9868 | 29.9868 | 29.9868
4858 | 29.9874 | 29.9874 | 29.9874 | 29.9874 | 29.9874 | 29.9874 | 29.9874 | 29.9874 | 29.9874 | 29.9874 | 29.9874 | 29.9874 | 29.9874 | 29.9874 | 29.9874 | 29.9874 | 29.9874 | 29.9874 | 29.9874 | 29.9874 | 29.9874 | 29.9874 | 29.9874 | 29.9874 | 29.9874 | 29.9874 | 29.9874 | 29.9874 | 29.9874 | 29.9874 | 29.9874 | 29.9874 | 29.9874 | 29.9874 | 29.9874 | 29.9874 | 29.9874 | 29.9874 | 29.9874 | 29.9874 | 29.9874 | 29.9874 | 29.9874 | 29.9874 | 29.9874 | 29.9874 | 29.9874 | 29.9874 | 29.9874 | 29.9874 | 29.9874 | 29.9874 | 29.9874 | 29.9874 | 29.9874 | 29.9874 | 29.9874 | 29.9874 | 29.9874 | 29.9874
4859 | 29.9879 | 29.9879 | 29.9879 | 29.9879 | 29.9879 | 29.9879 | 29.9879 | 29.9879 | 29.9879 | 29.9879 | 29.9879 | 29.9879 | 29.9879 | 29.9879 | 29.9879 | 29.9879 | 29.9879 | 29.9879 | 29.9879 | 29.9879 | 29.9879 | 29.9879 | 29.9879 | 29.9879 | 29.9879 | 29.9879 | 29.9879 | 29.9879 | 29.9879 | 29.9879 | 29.9879 | 29.9879 | 29.9879 | 29.9879 | 29.9879 | 29.9879 | 29.9879 | 29.9879 | 29.9879 | 29.9879 | 29.9879 | 29.9879 | 29.9879 | 29.9879 | 29.9879 | 29.9879 | 29.9879 | 29.9879 | 29.9879 | 29.9879 | 29.9879 | 29.9879 | 29.9879 | 29.9879 | 29.9879 | 29.9879 | 29.9879 | 29.9879 | 29.9879 | 29.9879
4860 | 29.9884 | 29.9884 | 29.9884 | 29.9884 | 29.9884 | 29.9884 | 29.9884 | 29.9884 | 29.9884 | 29.9884 | 29.9884 | 29.9884 | 29.9884 | 29.9884 | 29.9884 | 29.9884 | 29.9884 | 29.9884 | 29.9884 | 29.9884 | 29.9884 | 29.9884 | 29.9884 | 29.9884 | 29.9884 | 29.9884 | 29.9884 | 29.9884 | 29.9884 | 29.9884 | 29.9884 | 29.9884 | 29.9884 | 29.9884 | 29.9884 | 29.9884 | 29.9884 | 29.9884 | 29.9884 | 29.9884 | 29.9884 | 29.9884 | 29.9884 | 29.9884 | 29.9884 | 29.9884 | 29.9884 | 29.9884 | 29.9884 | 29.9884 | 29.9884 | 29.9884 | 29.9884 | 29.9884 | 29.9884 | 29.9884 | 29.9884 | 29.9884 | 29.9884 | 29.9884
4861 | 29.9889 | 29.9889 | 29.9889 | 29.9889 | 29.9889 | 29.9889 | 29.9889 | 29.9889 | 29.9889 | 29.9889 | 29.9889 | 29.9889 | 29.9889 | 29.9889 | 29.9889 | 29.9889 | 29.9889 | 29.9889 | 29.9889 | 29.9889 | 29.9889 | 29.9889 | 29.9889 | 29.9889 | 29.9889 | 29.9889 | 29.9889 | 29.9889 | 29.9889 | 29.9889 | 29.9889 | 29.9889 | 29.9889 | 29.9889 | 29.9889 | 29.9889 | 29.9889 | 29.9889 | 29.9889 | 29.9889 | 29.9889 | 29.9889 | 29.9889 | 29.9889 | 29.9889 | 29.9889 | 29.9889 | 29.9889 | 29.9889 | 29.9889 | 29.9889 | 29.9889 | 29.9889 | 29.9889 | 29.9889 | 29.9889 | 29.9889 | 29.9889 | 29.9889 | 29.9889
4862 | 29.9894 | 29.9894 | 29.9894 | 29.9894 | 29.9894 | 29.9894 | 29.9894 | 29.9894 | 29.9894 | 29.9894 | 29.9894 | 29.9894 | 29.9894 | 29.9894 | 29.9894 | 29.9894 | 29.9894 | 29.9894 | 29.9894 | 29.9894 | 29.9894 | 29.9894 | 29.9894 | 29.9894 | 29.9894 | 29.9894 | 29.9894 | 29.9894 | 29.9894 | 29.9894 | 29.9894 | 29.9894 | 29.9894 | 29.9894 | 29.9894 | 29.9894 | 29.9894 | 29.9894 | 29.9894 | 29.9894 | 29.9894 | 29.9894 | 29.9894 | 29.9894 | 29.9894 | 29.9894 | 29.9894 | 29.9894 | 29.9894 | 29.9894 | 29.9894 | 29.9894 | 29.9894 | 29.9894 | 29.9894 | 29.9894 | 29.9894 | 29.9894 | 29.9894 | 29.9894
4863 | 29.9899 | 29.9899 | 29.9899 | 29.9899 | 29.9899 | 29.9899 | 29.9899 | 29.9899 | 29.9899 | 29.9899 | 29.9899 | 29.9899 | 29.9899 | 29.9899 | 29.9899 | 29.9899 | 29.9899 | 29.9899 | 29.9899 | 29.9899 | 29.9899 | 29.9899 | 29.9899 | 29.9899 | 29.9899 | 29.9899 | 29.9899 | 29.9899 | 29.9899 | 29.9899 | 29.9899 | 29.9899 | 29.9899 | 29.9899 | 29.9899 | 29.9899 | 29.9899 | 29.9899 | 29.9899 | 29.9899 | 29.9899 | 29.9899 | 29.9899 | 29.9899 | 29.9899 | 29.9899 | 29.9899 | 29.9899 | 29.9899 | 29.9899 | 29.9899 | 29.9899 | 29.9899 | 29.9899 | 29.9899 | 29.9899 | 29.9899 | 29.9899 | 29.9899 | 29.9899
4864 | 29.9904 | 29.9904 | 29.9904 | 29.9904 | 29.9904 | 29.9904 | 29.9904 | 29.9904 | 29.9904 | 29.9904 | 29.9904 | 29.9904 | 29.9904 | 29.9904 | 29.9904 | 29.9904 | 29.9904 | 29.9904 | 29.9904 | 29.9904 | 29.9904 | 29.9904 | 29.9904 | 29.9904 | 29.9904 | 29.9904 | 29.9904 | 29.9904 | 29.9904 | 29.9904 | 29.9904 | 29.9904 | 29.9904 | 29.9904 | 29.9904 | 29.9904 | 29.9904 | 29.9904 | 29.9904 | 29.9904 | 29.9904 | 29.9904 | 29.9904 | 29.9904 | 29.9904 | 29.9904 | 29.9904 | 29.9904 | 29.9904 | 29.9904 | 29.9904 | 29.9904 | 29.9904 | 29.9904 | 29.9904 | 29.9904 | 29.9904 | 29.9904 | 29.9904 | 29.9904
4865 | 29.9909 | 29.9909 | 29.9909 | 29.9909 | 29.9909 | 29.9909 | 29.9909 | 29.9909 | 29.9909 | 29.9909 | 29.9909 | 29.9909 | 29.9909 | 29.9909 | 29.9909 | 29.9909 | 29.9909 | 29.9909 | 29.9909 | 29.9909 | 29.9909 | 29.9909 | 29.9909 | 29.9909 | 29.9909 | 29.9909 | 29.9909 | 29.9909 | 29.9909 | 29.9909 | 29.9909 | 29.9909 | 29.9909 | 29.9909 | 29.9909 | 29.9909 | 29.9909 | 29.9909 | 29.9909 | 29.9909 | 29.9909 | 29.9909 | 29.9909 | 29.9909 | 29.9909 | 29.9909 | 29.9909 | 29.9909 | 29.9909 | 29.9909 | 29.9909 | 29.9909 | 29.9909 | 29.9909 | 29.9909 | 29.9909 | 29.9909 | 29.9909 | 29.9909 | 29.9909
4866 | 29.9915 | 29.9915 | 29.9915 | 29.9915 | 29.9915 | 29.9915 | 29.9915 | 29.9915 | 29.9915 | 29.9915 | 29.9915 | 29.9915 | 29.9915 | 29.9915 | 29.9915 | 29.9915 | 29.9915 | 29.9915 | 29.9915 | 29.9915 | 29.9915 | 29.9915 | 29.9915 | 29.9915 | 29.9915 | 29.9915 | 29.9915 | 29.9915 | 29.9915 | 29.9915 | 29.9915 | 29.9915 | 29.9915 | 29.9915 | 29.9915 | 29.9915 | 29.9915 | 29.9915 | 29.9915 | 29.9915 | 29.9915 | 29.9915 | 29.9915 | 29.9915 | 29.9915 | 29.9915 | 29.9915 | 29.9915 | 29.9915 | 29.9915 | 29.9915 | 29.9915 | 29.9915 | 29.9915 | 29.9915 | 29.9915 | 29.9915 | 29.9915 | 29.9915 | 29.9915
4867 | 29.992 | 29.992 | 29.992 | 29.992 | 29.992 | 29.992 | 29.992 | 29.992 | 29.992 | 29.992 | 29.992 | 29.992 | 29.992 | 29.992 | 29.992 | 29.992 | 29.992 | 29.992 | 29.992 | 29.992 | 29.992 | 29.992 | 29.992 | 29.992 | 29.992 | 29.992 | 29.992 | 29.992 | 29.992 | 29.992 | 29.992 | 29.992 | 29.992 | 29.992 | 29.992 | 29.992 | 29.992 | 29.992 | 29.992 | 29.992 | 29.992 | 29.992 | 29.992 | 29.992 | 29.992 | 29.992 | 29.992 | 29.992 | 29.992 | 29.992 | 29.992 | 29.992 | 29.992 | 29.992 | 29.992 | 29.992 | 29.992 | 29.992 | 29.992 | 29.992
4868 | 29.9925 | 29.9925 | 29.9925 | 29.9925 | 29.9925 | 29.9925 | 29.9925 | 29.9925 | 29.9925 | 29.9925 | 29.9925 | 29.9925 | 29.9925 | 29.9925 | 29.9925 | 29.9925 | 29.9925 | 29.9925 | 29.9925 | 29.9925 | 29.9925 | 29.9925 | 29.9925 | 29.9925 | 29.9925 | 29.9925 | 29.9925 | 29.9925 | 29.9925 | 29.9925 | 29.9925 | 29.9925 | 29.9925 | 29.9925 | 29.9925 | 29.9925 | 29.9925 | 29.9925 | 29.9925 | 29.9925 | 29.9925 | 29.9925 | 29.9925 | 29.9925 | 29.9925 | 29.9925 | 29.9925 | 29.9925 | 29.9925 | 29.9925 | 29.9925 | 29.9925 | 29.9925 | 29.9925 | 29.9925 | 29.9925 | 29.9925 | 29.9925 | 29.9925 | 29.9925
4869 | 29.993 | 29.993 | 29.993 | 29.993 | 29.993 | 29.993 | 29.993 | 29.993 | 29.993 | 29.993 | 29.993 | 29.993 | 29.993 | 29.993 | 29.993 | 29.993 | 29.993 | 29.993 | 29.993 | 29.993 | 29.993 | 29.993 | 29.993 | 29.993 | 29.993 | 29.993 | 29.993 | 29.993 | 29.993 | 29.993 | 29.993 | 29.993 | 29.993 | 29.993 | 29.993 | 29.993 | 29.993 | 29.993 | 29.993 | 29.993 | 29.993 | 29.993 | 29.993 | 29.993 | 29.993 | 29.993 | 29.993 | 29.993 | 29.993 | 29.993 | 29.993 | 29.993 | 29.993 | 29.993 | 29.993 | 29.993 | 29.993 | 29.993 | 29.993 | 29.993
4870 | 29.9935 | 29.9935 | 29.9935 | 29.9935 | 29.9935 | 29.9935 | 29.9935 | 29.9935 | 29.9935 | 29.9935 | 29.9935 | 29.9935 | 29.9935 | 29.9935 | 29.9935 | 29.9935 | 29.9935 | 29.9935 | 29.9935 | 29.9935 | 29.9935 | 29.9935 | 29.9935 | 29.9935 | 29.9935 | 29.9935 | 29.9935 | 29.9935 | 29.9935 | 29.9935 | 29.9935 | 29.9935 | 29.9935 | 29.9935 | 29.9935 | 29.9935 | 29.9935 | 29.9935 | 29.9935 | 29.9935 | 29.9935 | 29.9935 | 29.9935 | 29.9935 | 29.9935 | 29.9935 | 29.9935 | 29.9935 | 29.9935 | 29.9935 | 29.9935 | 29.9935 | 29.9935 | 29.9935 | 29.9935 | 29.9935 | 29.9935 | 29.9935 | 29.9935 | 29.9935
4871 | 29.994 | 29.994 | 29.994 | 29.994 | 29.994 | 29.994 | 29.994 | 29.994 | 29.994 | 29.994 | 29.994 | 29.994 | 29.994 | 29.994 | 29.994 | 29.994 | 29.994 | 29.994 | 29.994 | 29.994 | 29.994 | 29.994 | 29.994 | 29.994 | 29.994 | 29.994 | 29.994 | 29.994 | 29.994 | 29.994 | 29.994 | 29.994 | 29.994 | 29.994 | 29.994 | 29.994 | 29.994 | 29.994 | 29.994 | 29.994 | 29.994 | 29.994 | 29.994 | 29.994 | 29.994 | 29.994 | 29.994 | 29.994 | 29.994 | 29.994 | 29.994 | 29.994 | 29.994 | 29.994 | 29.994 | 29.994 | 29.994 | 29.994 | 29.994 | 29.994
4872 | 29.9945 | 29.9945 | 29.9945 | 29.9945 | 29.9945 | 29.9945 | 29.9945 | 29.9945 | 29.9945 | 29.9945 | 29.9945 | 29.9945 | 29.9945 | 29.9945 | 29.9945 | 29.9945 | 29.9945 | 29.9945 | 29.9945 | 29.9945 | 29.9945 | 29.9945 | 29.9945 | 29.9945 | 29.9945 | 29.9945 | 29.9945 | 29.9945 | 29.9945 | 29.9945 | 29.9945 | 29.9945 | 29.9945 | 29.9945 | 29.9945 | 29.9945 | 29.9945 | 29.9945 | 29.9945 | 29.9945 | 29.9945 | 29.9945 | 29.9945 | 29.9945 | 29.9945 | 29.9945 | 29.9945 | 29.9945 | 29.9945 | 29.9945 | 29.9945 | 29.9945 | 29.9945 | 29.9945 | 29.9945 | 29.9945 | 29.9945 | 29.9945 | 29.9945 | 29.9945
4873 | 29.9951 | 29.9951 | 29.9951 | 29.9951 | 29.9951 | 29.9951 | 29.9951 | 29.9951 | 29.9951 | 29.9951 | 29.9951 | 29.9951 | 29.9951 | 29.9951 | 29.9951 | 29.9951 | 29.9951 | 29.9951 | 29.9951 | 29.9951 | 29.9951 | 29.9951 | 29.9951 | 29.9951 | 29.9951 | 29.9951 | 29.9951 | 29.9951 | 29.9951 | 29.9951 | 29.9951 | 29.9951 | 29.9951 | 29.9951 | 29.9951 | 29.9951 | 29.9951 | 29.9951 | 29.9951 | 29.9951 | 29.9951 | 29.9951 | 29.9951 | 29.9951 | 29.9951 | 29.9951 | 29.9951 | 29.9951 | 29.9951 | 29.9951 | 29.9951 | 29.9951 | 29.9951 | 29.9951 | 29.9951 | 29.9951 | 29.9951 | 29.9951 | 29.9951 | 29.9951
4874 | 29.9956 | 29.9956 | 29.9956 | 29.9956 | 29.9956 | 29.9956 | 29.9956 | 29.9956 | 29.9956 | 29.9956 | 29.9956 | 29.9956 | 29.9956 | 29.9956 | 29.9956 | 29.9956 | 29.9956 | 29.9956 | 29.9956 | 29.9956 | 29.9956 | 29.9956 | 29.9956 | 29.9956 | 29.9956 | 29.9956 | 29.9956 | 29.9956 | 29.9956 | 29.9956 | 29.9956 | 29.9956 | 29.9956 | 29.9956 | 29.9956 | 29.9956 | 29.9956 | 29.9956 | 29.9956 | 29.9956 | 29.9956 | 29.9956 | 29.9956 | 29.9956 | 29.9956 | 29.9956 | 29.9956 | 29.9956 | 29.9956 | 29.9956 | 29.9956 | 29.9956 | 29.9956 | 29.9956 | 29.9956 | 29.9956 | 29.9956 | 29.9956 | 29.9956 | 29.9956
4875 | 29.9961 | 29.9961 | 29.9961 | 29.9961 | 29.9961 | 29.9961 | 29.9961 | 29.9961 | 29.9961 | 29.9961 | 29.9961 | 29.9961 | 29.9961 | 29.9961 | 29.9961 | 29.9961 | 29.9961 | 29.9961 | 29.9961 | 29.9961 | 29.9961 | 29.9961 | 29.9961 | 29.9961 | 29.9961 | 29.9961 | 29.9961 | 29.9961 | 29.9961 | 29.9961 | 29.9961 | 29.9961 | 29.9961 | 29.9961 | 29.9961 | 29.9961 | 29.9961 | 29.9961 | 29.9961 | 29.9961 | 29.9961 | 29.9961 | 29.9961 | 29.9961 | 29.9961 | 29.9961 | 29.9961 | 29.9961 | 29.9961 | 29.9961 | 29.9961 | 29.9961 | 29.9961 | 29.9961 | 29.9961 | 29.9961 | 29.9961 | 29.9961 | 29.9961 | 29.9961
4876 | 29.9966 | 29.9966 | 29.9966 | 29.9966 | 29.9966 | 29.9966 | 29.9966 | 29.9966 | 29.9966 | 29.9966 | 29.9966 | 29.9966 | 29.9966 | 29.9966 | 29.9966 | 29.9966 | 29.9966 | 29.9966 | 29.9966 | 29.9966 | 29.9966 | 29.9966 | 29.9966 | 29.9966 | 29.9966 | 29.9966 | 29.9966 | 29.9966 | 29.9966 | 29.9966 | 29.9966 | 29.9966 | 29.9966 | 29.9966 | 29.9966 | 29.9966 | 29.9966 | 29.9966 | 29.9966 | 29.9966 | 29.9966 | 29.9966 | 29.9966 | 29.9966 | 29.9966 | 29.9966 | 29.9966 | 29.9966 | 29.9966 | 29.9966 | 29.9966 | 29.9966 | 29.9966 | 29.9966 | 29.9966 | 29.9966 | 29.9966 | 29.9966 | 29.9966 | 29.9966
4877 | 29.9971 | 29.9971 | 29.9971 | 29.9971 | 29.9971 | 29.9971 | 29.9971 | 29.9971 | 29.9971 | 29.9971 | 29.9971 | 29.9971 | 29.9971 | 29.9971 | 29.9971 | 29.9971 | 29.9971 | 29.9971 | 29.9971 | 29.9971 | 29.9971 | 29.9971 | 29.9971 | 29.9971 | 29.9971 | 29.9971 | 29.9971 | 29.9971 | 29.9971 | 29.9971 | 29.9971 | 29.9971 | 29.9971 | 29.9971 | 29.9971 | 29.9971 | 29.9971 | 29.9971 | 29.9971 | 29.9971 | 29.9971 | 29.9971 | 29.9971 | 29.9971 | 29.9971 | 29.9971 | 29.9971 | 29.9971 | 29.9971 | 29.9971 | 29.9971 | 29.9971 | 29.9971 | 29.9971 | 29.9971 | 29.9971 | 29.9971 | 29.9971 | 29.9971 | 29.9971
4878 | 29.9976 | 29.9976 | 29.9976 | 29.9976 | 29.9976 | 29.9976 | 29.9976 | 29.9976 | 29.9976 | 29.9976 | 29.9976 | 29.9976 | 29.9976 | 29.9976 | 29.9976 | 29.9976 | 29.9976 | 29.9976 | 29.9976 | 29.9976 | 29.9976 | 29.9976 | 29.9976 | 29.9976 | 29.9976 | 29.9976 | 29.9976 | 29.9976 | 29.9976 | 29.9976 | 29.9976 | 29.9976 | 29.9976 | 29.9976 | 29.9976 | 29.9976 | 29.9976 | 29.9976 | 29.9976 | 29.9976 | 29.9976 | 29.9976 | 29.9976 | 29.9976 | 29.9976 | 29.9976 | 29.9976 | 29.9976 | 29.9976 | 29.9976 | 29.9976 | 29.9976 | 29.9976 | 29.9976 | 29.9976 | 29.9976 | 29.9976 | 29.9976 | 29.9976 | 29.9976
4879 | 29.9981 | 29.9981 | 29.9981 | 29.9981 | 29.9981 | 29.9981 | 29.9981 | 29.9981 | 29.9981 | 29.9981 | 29.9981 | 29.9981 | 29.9981 | 29.9981 | 29.9981 | 29.9981 | 29.9981 | 29.9981 | 29.9981 | 29.9981 | 29.9981 | 29.9981 | 29.9981 | 29.9981 | 29.9981 | 29.9981 | 29.9981 | 29.9981 | 29.9981 | 29.9981 | 29.9981 | 29.9981 | 29.9981 | 29.9981 | 29.9981 | 29.9981 | 29.9981 | 29.9981 | 29.9981 | 29.9981 | 29.9981 | 29.9981 | 29.9981 | 29.9981 | 29.9981 | 29.9981 | 29.9981 | 29.9981 | 29.9981 | 29.9981 | 29.9981 | 29.9981 | 29.9981 | 29.9981 | 29.9981 | 29.9981 | 29.9981 | 29.9981 | 29.9981 | 29.9981
4880 | 29.9986 | 29.9986 | 29.9986 | 29.9986 | 29.9986 | 29.9986 | 29.9986 | 29.9986 | 29.9986 | 29.9986 | 29.9986 | 29.9986 | 29.9986 | 29.9986 | 29.9986 | 29.9986 | 29.9986 | 29.9986 | 29.9986 | 29.9986 | 29.9986 | 29.9986 | 29.9986 | 29.9986 | 29.9986 | 29.9986 | 29.9986 | 29.9986 | 29.9986 | 29.9986 | 29.9986 | 29.9986 | 29.9986 | 29.9986 | 29.9986 | 29.9986 | 29.9986 | 29.9986 | 29.9986 | 29.9986 | 29.9986 | 29.9986 | 29.9986 | 29.9986 | 29.9986 | 29.9986 | 29.9986 | 29.9986 | 29.9986 | 29.9986 | 29.9986 | 29.9986 | 29.9986 | 29.9986 | 29.9986 | 29.9986 | 29.9986 | 29.9986 | 29.9986 | 29.9986
4881 | 29.9992 | 29.9992 | 29.9992 | 29.9992 | 29.9992 | 29.9992 | 29.9992 | 29.9992 | 29.9992 | 29.9992 | 29.9992 | 29.9992 | 29.9992 | 29.9992 | 29.9992 | 29.9992 | 29.9992 | 29.9992 | 29.9992 | 29.9992 | 29.9992 | 29.9992 | 29.9992 | 29.9992 | 29.9992 | 29.9992 | 29.9992 | 29.9992 | 29.9992 | 29.9992 | 29.9992 | 29.9992 | 29.9992 | 29.9992 | 29.9992 | 29.9992 | 29.9992 | 29.9992 | 29.9992 | 29.9992 | 29.9992 | 29.9992 | 29.9992 | 29.9992 | 29.9992 | 29.9992 | 29.9992 | 29.9992 | 29.9992 | 29.9992 | 29.9992 | 29.9992 | 29.9992 | 29.9992 | 29.9992 | 29.9992 | 29.9992 | 29.9992 | 29.9992 | 29.9992
4882 | 29.9997 | 29.9997 | 29.9997 | 29.9997 | 29.9997 | 29.9997 | 29.9997 | 29.9997 | 29.9997 | 29.9997 | 29.9997 | 29.9997 | 29.9997 | 29.9997 | 29.9997 | 29.9997 | 29.9997 | 29.9997 | 29.9997 | 29.9997 | 29.9997 | 29.9997 | 29.9997 | 29.9997 | 29.9997 | 29.9997 | 29.9997 | 29.9997 | 29.9997 | 29.9997 | 29.9997 | 29.9997 | 29.9997 | 29.9997 | 29.9997 | 29.9997 | 29.9997 | 29.9997 | 29.9997 | 29.9997 | 29.9997 | 29.9997 | 29.9997 | 29.9997 | 29.9997 | 29.9997 | 29.9997 | 29.9997 | 29.9997 | 29.9997 | 29.9997 | 29.9997 | 29.9997 | 29.9997 | 29.9997 | 29.9997 | 29.9997 | 29.9997 | 29.9997 | 29.9997
4883 | 30.0002 | 30.0002 | 30.0002 | 30.0002 | 30.0002 | 30.0002 | 30.0002 | 30.0002 | 30.0002 | 30.0002 | 30.0002 | 30.0002 | 30.0002 | 30.0002 | 30.0002 | 30.0002 | 30.0002 | 30.0002 | 30.0002 | 30.0002 | 30.0002 | 30.0002 | 30.0002 | 30.0002 | 30.0002 | 30.0002 | 30.0002 | 30.0002 | 30.0002 | 30.0002 | 30.0002 | 30.0002 | 30.0002 | 30.0002 | 30.0002 | 30.0002 | 30.0002 | 30.0002 | 30.0002 | 30.0002 | 30.0002 | 30.0002 | 30.0002 | 30.0002 | 30.0002 | 30.0002 | 30.0002 | 30.0002 | 30.0002 | 30.0002 | 30.0002 | 30.0002 | 30.0002 | 30.0002 | 30.0002 | 30.0002 | 30.0002 | 30.0002 | 30.0002 | 30.0002
4884 | 30.0007 | 30.0007 | 30.0007 | 30.0007 | 30.0007 | 30.0007 | 30.0007 | 30.0007 | 30.0007 | 30.0007 | 30.0007 | 30.0007 | 30.0007 | 30.0007 | 30.0007 | 30.0007 | 30.0007 | 30.0007 | 30.0007 | 30.0007 | 30.0007 | 30.0007 | 30.0007 | 30.0007 | 30.0007 | 30.0007 | 30.0007 | 30.0007 | 30.0007 | 30.0007 | 30.0007 | 30.0007 | 30.0007 | 30.0007 | 30.0007 | 30.0007 | 30.0007 | 30.0007 | 30.0007 | 30.0007 | 30.0007 | 30.0007 | 30.0007 | 30.0007 | 30.0007 | 30.0007 | 30.0007 | 30.0007 | 30.0007 | 30.0007 | 30.0007 | 30.0007 | 30.0007 | 30.0007 | 30.0007 | 30.0007 | 30.0007 | 30.0007 | 30.0007 | 30.0007
4885 | 30.0012 | 30.0012 | 30.0012 | 30.0012 | 30.0012 | 30.0012 | 30.0012 | 30.0012 | 30.0012 | 30.0012 | 30.0012 | 30.0012 | 30.0012 | 30.0012 | 30.0012 | 30.0012 | 30.0012 | 30.0012 | 30.0012 | 30.0012 | 30.0012 | 30.0012 | 30.0012 | 30.0012 | 30.0012 | 30.0012 | 30.0012 | 30.0012 | 30.0012 | 30.0012 | 30.0012 | 30.0012 | 30.0012 | 30.0012 | 30.0012 | 30.0012 | 30.0012 | 30.0012 | 30.0012 | 30.0012 | 30.0012 | 30.0012 | 30.0012 | 30.0012 | 30.0012 | 30.0012 | 30.0012 | 30.0012 | 30.0012 | 30.0012 | 30.0012 | 30.0012 | 30.0012 | 30.0012 | 30.0012 | 30.0012 | 30.0012 | 30.0012 | 30.0012 | 30.0012
4886 | 30.0017 | 30.0017 | 30.0017 | 30.0017 | 30.0017 | 30.0017 | 30.0017 | 30.0017 | 30.0017 | 30.0017 | 30.0017 | 30.0017 | 30.0017 | 30.0017 | 30.0017 | 30.0017 | 30.0017 | 30.0017 | 30.0017 | 30.0017 | 30.0017 | 30.0017 | 30.0017 | 30.0017 | 30.0017 | 30.0017 | 30.0017 | 30.0017 | 30.0017 | 30.0017 | 30.0017 | 30.0017 | 30.0017 | 30.0017 | 30.0017 | 30.0017 | 30.0017 | 30.0017 | 30.0017 | 30.0017 | 30.0017 | 30.0017 | 30.0017 | 30.0017 | 30.0017 | 30.0017 | 30.0017 | 30.0017 | 30.0017 | 30.0017 | 30.0017 | 30.0017 | 30.0017 | 30.0017 | 30.0017 | 30.0017 | 30.0017 | 30.0017 | 30.0017 | 30.0017
4887 | 30.0022 | 30.0022 | 30.0022 | 30.0022 | 30.0022 | 30.0022 | 30.0022 | 30.0022 | 30.0022 | 30.0022 | 30.0022 | 30.0022 | 30.0022 | 30.0022 | 30.0022 | 30.0022 | 30.0022 | 30.0022 | 30.0022 | 30.0022 | 30.0022 | 30.0022 | 30.0022 | 30.0022 | 30.0022 | 30.0022 | 30.0022 | 30.0022 | 30.0022 | 30.0022 | 30.0022 | 30.0022 | 30.0022 | 30.0022 | 30.0022 | 30.0022 | 30.0022 | 30.0022 | 30.0022 | 30.0022 | 30.0022 | 30.0022 | 30.0022 | 30.0022 | 30.0022 | 30.0022 | 30.0022 | 30.0022 | 30.0022 | 30.0022 | 30.0022 | 30.0022 | 30.0022 | 30.0022 | 30.0022 | 30.0022 | 30.0022 | 30.0022 | 30.0022 | 30.0022
4888 | 30.0027 | 30.0027 | 30.0027 | 30.0027 | 30.0027 | 30.0027 | 30.0027 | 30.0027 | 30.0027 | 30.0027 | 30.0027 | 30.0027 | 30.0027 | 30.0027 | 30.0027 | 30.0027 | 30.0027 | 30.0027 | 30.0027 | 30.0027 | 30.0027 | 30.0027 | 30.0027 | 30.0027 | 30.0027 | 30.0027 | 30.0027 | 30.0027 | 30.0027 | 30.0027 | 30.0027 | 30.0027 | 30.0027 | 30.0027 | 30.0027 | 30.0027 | 30.0027 | 30.0027 | 30.0027 | 30.0027 | 30.0027 | 30.0027 | 30.0027 | 30.0027 | 30.0027 | 30.0027 | 30.0027 | 30.0027 | 30.0027 | 30.0027 | 30.0027 | 30.0027 | 30.0027 | 30.0027 | 30.0027 | 30.0027 | 30.0027 | 30.0027 | 30.0027 | 30.0027
4889 | 30.0033 | 30.0033 | 30.0033 | 30.0033 | 30.0033 | 30.0033 | 30.0033 | 30.0033 | 30.0033 | 30.0033 | 30.0033 | 30.0033 | 30.0033 | 30.0033 | 30.0033 | 30.0033 | 30.0033 | 30.0033 | 30.0033 | 30.0033 | 30.0033 | 30.0033 | 30.0033 | 30.0033 | 30.0033 | 30.0033 | 30.0033 | 30.0033 | 30.0033 | 30.0033 | 30.0033 | 30.0033 | 30.0033 | 30.0033 | 30.0033 | 30.0033 | 30.0033 | 30.0033 | 30.0033 | 30.0033 | 30.0033 | 30.0033 | 30.0033 | 30.0033 | 30.0033 | 30.0033 | 30.0033 | 30.0033 | 30.0033 | 30.0033 | 30.0033 | 30.0033 | 30.0033 | 30.0033 | 30.0033 | 30.0033 | 30.0033 | 30.0033 | 30.0033 | 30.0033
4890 | 30.0038 | 30.0038 | 30.0038 | 30.0038 | 30.0038 | 30.0038 | 30.0038 | 30.0038 | 30.0038 | 30.0038 | 30.0038 | 30.0038 | 30.0038 | 30.0038 | 30.0038 | 30.0038 | 30.0038 | 30.0038 | 30.0038 | 30.0038 | 30.0038 | 30.0038 | 30.0038 | 30.0038 | 30.0038 | 30.0038 | 30.0038 | 30.0038 | 30.0038 | 30.0038 | 30.0038 | 30.0038 | 30.0038 | 30.0038 | 30.0038 | 30.0038 | 30.0038 | 30.0038 | 30.0038 | 30.0038 | 30.0038 | 30.0038 | 30.0038 | 30.0038 | 30.0038 | 30.0038 | 30.0038 | 30.0038 | 30.0038 | 30.0038 | 30.0038 | 30.0038 | 30.0038 | 30.0038 | 30.0038 | 30.0038 | 30.0038 | 30.0038 | 30.0038 | 30.0038
4891 | 30.0043 | 30.0043 | 30.0043 | 30.0043 | 30.0043 | 30.0043 | 30.0043 | 30.0043 | 30.0043 | 30.0043 | 30.0043 | 30.0043 | 30.0043 | 30.0043 | 30.0043 | 30.0043 | 30.0043 | 30.0043 | 30.0043 | 30.0043 | 30.0043 | 30.0043 | 30.0043 | 30.0043 | 30.0043 | 30.0043 | 30.0043 | 30.0043 | 30.0043 | 30.0043 | 30.0043 | 30.0043 | 30.0043 | 30.0043 | 30.0043 | 30.0043 | 30.0043 | 30.0043 | 30.0043 | 30.0043 | 30.0043 | 30.0043 | 30.0043 | 30.0043 | 30.0043 | 30.0043 | 30.0043 | 30.0043 | 30.0043 | 30.0043 | 30.0043 | 30.0043 | 30.0043 | 30.0043 | 30.0043 | 30.0043 | 30.0043 | 30.0043 | 30.0043 | 30.0043
4892 | 30.0048 | 30.0048 | 30.0048 | 30.0048 | 30.0048 | 30.0048 | 30.0048 | 30.0048 | 30.0048 | 30.0048 | 30.0048 | 30.0048 | 30.0048 | 30.0048 | 30.0048 | 30.0048 | 30.0048 | 30.0048 | 30.0048 | 30.0048 | 30.0048 | 30.0048 | 30.0048 | 30.0048 | 30.0048 | 30.0048 | 30.0048 | 30.0048 | 30.0048 | 30.0048 | 30.0048 | 30.0048 | 30.0048 | 30.0048 | 30.0048 | 30.0048 | 30.0048 | 30.0048 | 30.0048 | 30.0048 | 30.0048 | 30.0048 | 30.0048 | 30.0048 | 30.0048 | 30.0048 | 30.0048 | 30.0048 | 30.0048 | 30.0048 | 30.0048 | 30.0048 | 30.0048 | 30.0048 | 30.0048 | 30.0048 | 30.0048 | 30.0048 | 30.0048 | 30.0048
4893 | 30.0053 | 30.0053 | 30.0053 | 30.0053 | 30.0053 | 30.0053 | 30.0053 | 30.0053 | 30.0053 | 30.0053 | 30.0053 | 30.0053 | 30.0053 | 30.0053 | 30.0053 | 30.0053 | 30.0053 | 30.0053 | 30.0053 | 30.0053 | 30.0053 | 30.0053 | 30.0053 | 30.0053 | 30.0053 | 30.0053 | 30.0053 | 30.0053 | 30.0053 | 30.0053 | 30.0053 | 30.0053 | 30.0053 | 30.0053 | 30.0053 | 30.0053 | 30.0053 | 30.0053 | 30.0053 | 30.0053 | 30.0053 | 30.0053 | 30.0053 | 30.0053 | 30.0053 | 30.0053 | 30.0053 | 30.0053 | 30.0053 | 30.0053 | 30.0053 | 30.0053 | 30.0053 | 30.0053 | 30.0053 | 30.0053 | 30.0053 | 30.0053 | 30.0053 | 30.0053
4894 | 30.0058 | 30.0058 | 30.0058 | 30.0058 | 30.0058 | 30.0058 | 30.0058 | 30.0058 | 30.0058 | 30.0058 | 30.0058 | 30.0058 | 30.0058 | 30.0058 | 30.0058 | 30.0058 | 30.0058 | 30.0058 | 30.0058 | 30.0058 | 30.0058 | 30.0058 | 30.0058 | 30.0058 | 30.0058 | 30.0058 | 30.0058 | 30.0058 | 30.0058 | 30.0058 | 30.0058 | 30.0058 | 30.0058 | 30.0058 | 30.0058 | 30.0058 | 30.0058 | 30.0058 | 30.0058 | 30.0058 | 30.0058 | 30.0058 | 30.0058 | 30.0058 | 30.0058 | 30.0058 | 30.0058 | 30.0058 | 30.0058 | 30.0058 | 30.0058 | 30.0058 | 30.0058 | 30.0058 | 30.0058 | 30.0058 | 30.0058 | 30.0058 | 30.0058 | 30.0058
4895 | 30.0063 | 30.0063 | 30.0063 | 30.0063 | 30.0063 | 30.0063 | 30.0063 | 30.0063 | 30.0063 | 30.0063 | 30.0063 | 30.0063 | 30.0063 | 30.0063 | 30.0063 | 30.0063 | 30.0063 | 30.0063 | 30.0063 | 30.0063 | 30.0063 | 30.0063 | 30.0063 | 30.0063 | 30.0063 | 30.0063 | 30.0063 | 30.0063 | 30.0063 | 30.0063 | 30.0063 | 30.0063 | 30.0063 | 30.0063 | 30.0063 | 30.0063 | 30.0063 | 30.0063 | 30.0063 | 30.0063 | 30.0063 | 30.0063 | 30.0063 | 30.0063 | 30.0063 | 30.0063 | 30.0063 | 30.0063 | 30.0063 | 30.0063 | 30.0063 | 30.0063 | 30.0063 | 30.0063 | 30.0063 | 30.0063 | 30.0063 | 30.0063 | 30.0063 | 30.0063
4896 | 30.0068 | 30.0068 | 30.0068 | 30.0068 | 30.0068 | 30.0068 | 30.0068 | 30.0068 | 30.0068 | 30.0068 | 30.0068 | 30.0068 | 30.0068 | 30.0068 | 30.0068 | 30.0068 | 30.0068 | 30.0068 | 30.0068 | 30.0068 | 30.0068 | 30.0068 | 30.0068 | 30.0068 | 30.0068 | 30.0068 | 30.0068 | 30.0068 | 30.0068 | 30.0068 | 30.0068 | 30.0068 | 30.0068 | 30.0068 | 30.0068 | 30.0068 | 30.0068 | 30.0068 | 30.0068 | 30.0068 | 30.0068 | 30.0068 | 30.0068 | 30.0068 | 30.0068 | 30.0068 | 30.0068 | 30.0068 | 30.0068 | 30.0068 | 30.0068 | 30.0068 | 30.0068 | 30.0068 | 30.0068 | 30.0068 | 30.0068 | 30.0068 | 30.0068 | 30.0068
4897 | 30.0073 | 30.0073 | 30.0073 | 30.0073 | 30.0073 | 30.0073 | 30.0073 | 30.0073 | 30.0073 | 30.0073 | 30.0073 | 30.0073 | 30.0073 | 30.0073 | 30.0073 | 30.0073 | 30.0073 | 30.0073 | 30.0073 | 30.0073 | 30.0073 | 30.0073 | 30.0073 | 30.0073 | 30.0073 | 30.0073 | 30.0073 | 30.0073 | 30.0073 | 30.0073 | 30.0073 | 30.0073 | 30.0073 | 30.0073 | 30.0073 | 30.0073 | 30.0073 | 30.0073 | 30.0073 | 30.0073 | 30.0073 | 30.0073 | 30.0073 | 30.0073 | 30.0073 | 30.0073 | 30.0073 | 30.0073 | 30.0073 | 30.0073 | 30.0073 | 30.0073 | 30.0073 | 30.0073 | 30.0073 | 30.0073 | 30.0073 | 30.0073 | 30.0073 | 30.0073
4898 | 30.0079 | 30.0079 | 30.0079 | 30.0079 | 30.0079 | 30.0079 | 30.0079 | 30.0079 | 30.0079 | 30.0079 | 30.0079 | 30.0079 | 30.0079 | 30.0079 | 30.0079 | 30.0079 | 30.0079 | 30.0079 | 30.0079 | 30.0079 | 30.0079 | 30.0079 | 30.0079 | 30.0079 | 30.0079 | 30.0079 | 30.0079 | 30.0079 | 30.0079 | 30.0079 | 30.0079 | 30.0079 | 30.0079 | 30.0079 | 30.0079 | 30.0079 | 30.0079 | 30.0079 | 30.0079 | 30.0079 | 30.0079 | 30.0079 | 30.0079 | 30.0079 | 30.0079 | 30.0079 | 30.0079 | 30.0079 | 30.0079 | 30.0079 | 30.0079 | 30.0079 | 30.0079 | 30.0079 | 30.0079 | 30.0079 | 30.0079 | 30.0079 | 30.0079 | 30.0079
4899 | 30.0084 | 30.0084 | 30.0084 | 30.0084 | 30.0084 | 30.0084 | 30.0084 | 30.0084 | 30.0084 | 30.0084 | 30.0084 | 30.0084 | 30.0084 | 30.0084 | 30.0084 | 30.0084 | 30.0084 | 30.0084 | 30.0084 | 30.0084 | 30.0084 | 30.0084 | 30.0084 | 30.0084 | 30.0084 | 30.0084 | 30.0084 | 30.0084 | 30.0084 | 30.0084 | 30.0084 | 30.0084 | 30.0084 | 30.0084 | 30.0084 | 30.0084 | 30.0084 | 30.0084 | 30.0084 | 30.0084 | 30.0084 | 30.0084 | 30.0084 | 30.0084 | 30.0084 | 30.0084 | 30.0084 | 30.0084 | 30.0084 | 30.0084 | 30.0084 | 30.0084 | 30.0084 | 30.0084 | 30.0084 | 30.0084 | 30.0084 | 30.0084 | 30.0084 | 30.0084
4900 | 30.0089 | 30.0089 | 30.0089 | 30.0089 | 30.0089 | 30.0089 | 30.0089 | 30.0089 | 30.0089 | 30.0089 | 30.0089 | 30.0089 | 30.0089 | 30.0089 | 30.0089 | 30.0089 | 30.0089 | 30.0089 | 30.0089 | 30.0089 | 30.0089 | 30.0089 | 30.0089 | 30.0089 | 30.0089 | 30.0089 | 30.0089 | 30.0089 | 30.0089 | 30.0089 | 30.0089 | 30.0089 | 30.0089 | 30.0089 | 30.0089 | 30.0089 | 30.0089 | 30.0089 | 30.0089 | 30.0089 | 30.0089 | 30.0089 | 30.0089 | 30.0089 | 30.0089 | 30.0089 | 30.0089 | 30.0089 | 30.0089 | 30.0089 | 30.0089 | 30.0089 | 30.0089 | 30.0089 | 30.0089 | 30.0089 | 30.0089 | 30.0089 | 30.0089 | 30.0089
4901 | 30.0094 | 30.0094 | 30.0094 | 30.0094 | 30.0094 | 30.0094 | 30.0094 | 30.0094 | 30.0094 | 30.0094 | 30.0094 | 30.0094 | 30.0094 | 30.0094 | 30.0094 | 30.0094 | 30.0094 | 30.0094 | 30.0094 | 30.0094 | 30.0094 | 30.0094 | 30.0094 | 30.0094 | 30.0094 | 30.0094 | 30.0094 | 30.0094 | 30.0094 | 30.0094 | 30.0094 | 30.0094 | 30.0094 | 30.0094 | 30.0094 | 30.0094 | 30.0094 | 30.0094 | 30.0094 | 30.0094 | 30.0094 | 30.0094 | 30.0094 | 30.0094 | 30.0094 | 30.0094 | 30.0094 | 30.0094 | 30.0094 | 30.0094 | 30.0094 | 30.0094 | 30.0094 | 30.0094 | 30.0094 | 30.0094 | 30.0094 | 30.0094 | 30.0094 | 30.0094
4902 | 30.0099 | 30.0099 | 30.0099 | 30.0099 | 30.0099 | 30.0099 | 30.0099 | 30.0099 | 30.0099 | 30.0099 | 30.0099 | 30.0099 | 30.0099 | 30.0099 | 30.0099 | 30.0099 | 30.0099 | 30.0099 | 30.0099 | 30.0099 | 30.0099 | 30.0099 | 30.0099 | 30.0099 | 30.0099 | 30.0099 | 30.0099 | 30.0099 | 30.0099 | 30.0099 | 30.0099 | 30.0099 | 30.0099 | 30.0099 | 30.0099 | 30.0099 | 30.0099 | 30.0099 | 30.0099 | 30.0099 | 30.0099 | 30.0099 | 30.0099 | 30.0099 | 30.0099 | 30.0099 | 30.0099 | 30.0099 | 30.0099 | 30.0099 | 30.0099 | 30.0099 | 30.0099 | 30.0099 | 30.0099 | 30.0099 | 30.0099 | 30.0099 | 30.0099 | 30.0099
4903 | 30.0104 | 30.0104 | 30.0104 | 30.0104 | 30.0104 | 30.0104 | 30.0104 | 30.0104 | 30.0104 | 30.0104 | 30.0104 | 30.0104 | 30.0104 | 30.0104 | 30.0104 | 30.0104 | 30.0104 | 30.0104 | 30.0104 | 30.0104 | 30.0104 | 30.0104 | 30.0104 | 30.0104 | 30.0104 | 30.0104 | 30.0104 | 30.0104 | 30.0104 | 30.0104 | 30.0104 | 30.0104 | 30.0104 | 30.0104 | 30.0104 | 30.0104 | 30.0104 | 30.0104 | 30.0104 | 30.0104 | 30.0104 | 30.0104 | 30.0104 | 30.0104 | 30.0104 | 30.0104 | 30.0104 | 30.0104 | 30.0104 | 30.0104 | 30.0104 | 30.0104 | 30.0104 | 30.0104 | 30.0104 | 30.0104 | 30.0104 | 30.0104 | 30.0104 | 30.0104
4904 | 30.0109 | 30.0109 | 30.0109 | 30.0109 | 30.0109 | 30.0109 | 30.0109 | 30.0109 | 30.0109 | 30.0109 | 30.0109 | 30.0109 | 30.0109 | 30.0109 | 30.0109 | 30.0109 | 30.0109 | 30.0109 | 30.0109 | 30.0109 | 30.0109 | 30.0109 | 30.0109 | 30.0109 | 30.0109 | 30.0109 | 30.0109 | 30.0109 | 30.0109 | 30.0109 | 30.0109 | 30.0109 | 30.0109 | 30.0109 | 30.0109 | 30.0109 | 30.0109 | 30.0109 | 30.0109 | 30.0109 | 30.0109 | 30.0109 | 30.0109 | 30.0109 | 30.0109 | 30.0109 | 30.0109 | 30.0109 | 30.0109 | 30.0109 | 30.0109 | 30.0109 | 30.0109 | 30.0109 | 30.0109 | 30.0109 | 30.0109 | 30.0109 | 30.0109 | 30.0109
4905 | 30.0114 | 30.0114 | 30.0114 | 30.0114 | 30.0114 | 30.0114 | 30.0114 | 30.0114 | 30.0114 | 30.0114 | 30.0114 | 30.0114 | 30.0114 | 30.0114 | 30.0114 | 30.0114 | 30.0114 | 30.0114 | 30.0114 | 30.0114 | 30.0114 | 30.0114 | 30.0114 | 30.0114 | 30.0114 | 30.0114 | 30.0114 | 30.0114 | 30.0114 | 30.0114 | 30.0114 | 30.0114 | 30.0114 | 30.0114 | 30.0114 | 30.0114 | 30.0114 | 30.0114 | 30.0114 | 30.0114 | 30.0114 | 30.0114 | 30.0114 | 30.0114 | 30.0114 | 30.0114 | 30.0114 | 30.0114 | 30.0114 | 30.0114 | 30.0114 | 30.0114 | 30.0114 | 30.0114 | 30.0114 | 30.0114 | 30.0114 | 30.0114 | 30.0114 | 30.0114
4906 | 30.0119 | 30.0119 | 30.0119 | 30.0119 | 30.0119 | 30.0119 | 30.0119 | 30.0119 | 30.0119 | 30.0119 | 30.0119 | 30.0119 | 30.0119 | 30.0119 | 30.0119 | 30.0119 | 30.0119 | 30.0119 | 30.0119 | 30.0119 | 30.0119 | 30.0119 | 30.0119 | 30.0119 | 30.0119 | 30.0119 | 30.0119 | 30.0119 | 30.0119 | 30.0119 | 30.0119 | 30.0119 | 30.0119 | 30.0119 | 30.0119 | 30.0119 | 30.0119 | 30.0119 | 30.0119 | 30.0119 | 30.0119 | 30.0119 | 30.0119 | 30.0119 | 30.0119 | 30.0119 | 30.0119 | 30.0119 | 30.0119 | 30.0119 | 30.0119 | 30.0119 | 30.0119 | 30.0119 | 30.0119 | 30.0119 | 30.0119 | 30.0119 | 30.0119 | 30.0119
4907 | 30.0124 | 30.0124 | 30.0124 | 30.0124 | 30.0124 | 30.0124 | 30.0124 | 30.0124 | 30.0124 | 30.0124 | 30.0124 | 30.0124 | 30.0124 | 30.0124 | 30.0124 | 30.0124 | 30.0124 | 30.0124 | 30.0124 | 30.0124 | 30.0124 | 30.0124 | 30.0124 | 30.0124 | 30.0124 | 30.0124 | 30.0124 | 30.0124 | 30.0124 | 30.0124 | 30.0124 | 30.0124 | 30.0124 | 30.0124 | 30.0124 | 30.0124 | 30.0124 | 30.0124 | 30.0124 | 30.0124 | 30.0124 | 30.0124 | 30.0124 | 30.0124 | 30.0124 | 30.0124 | 30.0124 | 30.0124 | 30.0124 | 30.0124 | 30.0124 | 30.0124 | 30.0124 | 30.0124 | 30.0124 | 30.0124 | 30.0124 | 30.0124 | 30.0124 | 30.0124
4908 | 30.0129 | 30.0129 | 30.0129 | 30.0129 | 30.0129 | 30.0129 | 30.0129 | 30.0129 | 30.0129 | 30.0129 | 30.0129 | 30.0129 | 30.0129 | 30.0129 | 30.0129 | 30.0129 | 30.0129 | 30.0129 | 30.0129 | 30.0129 | 30.0129 | 30.0129 | 30.0129 | 30.0129 | 30.0129 | 30.0129 | 30.0129 | 30.0129 | 30.0129 | 30.0129 | 30.0129 | 30.0129 | 30.0129 | 30.0129 | 30.0129 | 30.0129 | 30.0129 | 30.0129 | 30.0129 | 30.0129 | 30.0129 | 30.0129 | 30.0129 | 30.0129 | 30.0129 | 30.0129 | 30.0129 | 30.0129 | 30.0129 | 30.0129 | 30.0129 | 30.0129 | 30.0129 | 30.0129 | 30.0129 | 30.0129 | 30.0129 | 30.0129 | 30.0129 | 30.0129
4909 | 30.0135 | 30.0135 | 30.0135 | 30.0135 | 30.0135 | 30.0135 | 30.0135 | 30.0135 | 30.0135 | 30.0135 | 30.0135 | 30.0135 | 30.0135 | 30.0135 | 30.0135 | 30.0135 | 30.0135 | 30.0135 | 30.0135 | 30.0135 | 30.0135 | 30.0135 | 30.0135 | 30.0135 | 30.0135 | 30.0135 | 30.0135 | 30.0135 | 30.0135 | 30.0135 | 30.0135 | 30.0135 | 30.0135 | 30.0135 | 30.0135 | 30.0135 | 30.0135 | 30.0135 | 30.0135 | 30.0135 | 30.0135 | 30.0135 | 30.0135 | 30.0135 | 30.0135 | 30.0135 | 30.0135 | 30.0135 | 30.0135 | 30.0135 | 30.0135 | 30.0135 | 30.0135 | 30.0135 | 30.0135 | 30.0135 | 30.0135 | 30.0135 | 30.0135 | 30.0135
4910 | 30.014 | 30.014 | 30.014 | 30.014 | 30.014 | 30.014 | 30.014 | 30.014 | 30.014 | 30.014 | 30.014 | 30.014 | 30.014 | 30.014 | 30.014 | 30.014 | 30.014 | 30.014 | 30.014 | 30.014 | 30.014 | 30.014 | 30.014 | 30.014 | 30.014 | 30.014 | 30.014 | 30.014 | 30.014 | 30.014 | 30.014 | 30.014 | 30.014 | 30.014 | 30.014 | 30.014 | 30.014 | 30.014 | 30.014 | 30.014 | 30.014 | 30.014 | 30.014 | 30.014 | 30.014 | 30.014 | 30.014 | 30.014 | 30.014 | 30.014 | 30.014 | 30.014 | 30.014 | 30.014 | 30.014 | 30.014 | 30.014 | 30.014 | 30.014 | 30.014
4911 | 30.0145 | 30.0145 | 30.0145 | 30.0145 | 30.0145 | 30.0145 | 30.0145 | 30.0145 | 30.0145 | 30.0145 | 30.0145 | 30.0145 | 30.0145 | 30.0145 | 30.0145 | 30.0145 | 30.0145 | 30.0145 | 30.0145 | 30.0145 | 30.0145 | 30.0145 | 30.0145 | 30.0145 | 30.0145 | 30.0145 | 30.0145 | 30.0145 | 30.0145 | 30.0145 | 30.0145 | 30.0145 | 30.0145 | 30.0145 | 30.0145 | 30.0145 | 30.0145 | 30.0145 | 30.0145 | 30.0145 | 30.0145 | 30.0145 | 30.0145 | 30.0145 | 30.0145 | 30.0145 | 30.0145 | 30.0145 | 30.0145 | 30.0145 | 30.0145 | 30.0145 | 30.0145 | 30.0145 | 30.0145 | 30.0145 | 30.0145 | 30.0145 | 30.0145 | 30.0145
4912 | 30.015 | 30.015 | 30.015 | 30.015 | 30.015 | 30.015 | 30.015 | 30.015 | 30.015 | 30.015 | 30.015 | 30.015 | 30.015 | 30.015 | 30.015 | 30.015 | 30.015 | 30.015 | 30.015 | 30.015 | 30.015 | 30.015 | 30.015 | 30.015 | 30.015 | 30.015 | 30.015 | 30.015 | 30.015 | 30.015 | 30.015 | 30.015 | 30.015 | 30.015 | 30.015 | 30.015 | 30.015 | 30.015 | 30.015 | 30.015 | 30.015 | 30.015 | 30.015 | 30.015 | 30.015 | 30.015 | 30.015 | 30.015 | 30.015 | 30.015 | 30.015 | 30.015 | 30.015 | 30.015 | 30.015 | 30.015 | 30.015 | 30.015 | 30.015 | 30.015
4913 | 30.0155 | 30.0155 | 30.0155 | 30.0155 | 30.0155 | 30.0155 | 30.0155 | 30.0155 | 30.0155 | 30.0155 | 30.0155 | 30.0155 | 30.0155 | 30.0155 | 30.0155 | 30.0155 | 30.0155 | 30.0155 | 30.0155 | 30.0155 | 30.0155 | 30.0155 | 30.0155 | 30.0155 | 30.0155 | 30.0155 | 30.0155 | 30.0155 | 30.0155 | 30.0155 | 30.0155 | 30.0155 | 30.0155 | 30.0155 | 30.0155 | 30.0155 | 30.0155 | 30.0155 | 30.0155 | 30.0155 | 30.0155 | 30.0155 | 30.0155 | 30.0155 | 30.0155 | 30.0155 | 30.0155 | 30.0155 | 30.0155 | 30.0155 | 30.0155 | 30.0155 | 30.0155 | 30.0155 | 30.0155 | 30.0155 | 30.0155 | 30.0155 | 30.0155 | 30.0155
4914 | 30.016 | 30.016 | 30.016 | 30.016 | 30.016 | 30.016 | 30.016 | 30.016 | 30.016 | 30.016 | 30.016 | 30.016 | 30.016 | 30.016 | 30.016 | 30.016 | 30.016 | 30.016 | 30.016 | 30.016 | 30.016 | 30.016 | 30.016 | 30.016 | 30.016 | 30.016 | 30.016 | 30.016 | 30.016 | 30.016 | 30.016 | 30.016 | 30.016 | 30.016 | 30.016 | 30.016 | 30.016 | 30.016 | 30.016 | 30.016 | 30.016 | 30.016 | 30.016 | 30.016 | 30.016 | 30.016 | 30.016 | 30.016 | 30.016 | 30.016 | 30.016 | 30.016 | 30.016 | 30.016 | 30.016 | 30.016 | 30.016 | 30.016 | 30.016 | 30.016
4915 | 30.0165 | 30.0165 | 30.0165 | 30.0165 | 30.0165 | 30.0165 | 30.0165 | 30.0165 | 30.0165 | 30.0165 | 30.0165 | 30.0165 | 30.0165 | 30.0165 | 30.0165 | 30.0165 | 30.0165 | 30.0165 | 30.0165 | 30.0165 | 30.0165 | 30.0165 | 30.0165 | 30.0165 | 30.0165 | 30.0165 | 30.0165 | 30.0165 | 30.0165 | 30.0165 | 30.0165 | 30.0165 | 30.0165 | 30.0165 | 30.0165 | 30.0165 | 30.0165 | 30.0165 | 30.0165 | 30.0165 | 30.0165 | 30.0165 | 30.0165 | 30.0165 | 30.0165 | 30.0165 | 30.0165 | 30.0165 | 30.0165 | 30.0165 | 30.0165 | 30.0165 | 30.0165 | 30.0165 | 30.0165 | 30.0165 | 30.0165 | 30.0165 | 30.0165 | 30.0165
4916 | 30.017 | 30.017 | 30.017 | 30.017 | 30.017 | 30.017 | 30.017 | 30.017 | 30.017 | 30.017 | 30.017 | 30.017 | 30.017 | 30.017 | 30.017 | 30.017 | 30.017 | 30.017 | 30.017 | 30.017 | 30.017 | 30.017 | 30.017 | 30.017 | 30.017 | 30.017 | 30.017 | 30.017 | 30.017 | 30.017 | 30.017 | 30.017 | 30.017 | 30.017 | 30.017 | 30.017 | 30.017 | 30.017 | 30.017 | 30.017 | 30.017 | 30.017 | 30.017 | 30.017 | 30.017 | 30.017 | 30.017 | 30.017 | 30.017 | 30.017 | 30.017 | 30.017 | 30.017 | 30.017 | 30.017 | 30.017 | 30.017 | 30.017 | 30.017 | 30.017
4917 | 30.0175 | 30.0175 | 30.0175 | 30.0175 | 30.0175 | 30.0175 | 30.0175 | 30.0175 | 30.0175 | 30.0175 | 30.0175 | 30.0175 | 30.0175 | 30.0175 | 30.0175 | 30.0175 | 30.0175 | 30.0175 | 30.0175 | 30.0175 | 30.0175 | 30.0175 | 30.0175 | 30.0175 | 30.0175 | 30.0175 | 30.0175 | 30.0175 | 30.0175 | 30.0175 | 30.0175 | 30.0175 | 30.0175 | 30.0175 | 30.0175 | 30.0175 | 30.0175 | 30.0175 | 30.0175 | 30.0175 | 30.0175 | 30.0175 | 30.0175 | 30.0175 | 30.0175 | 30.0175 | 30.0175 | 30.0175 | 30.0175 | 30.0175 | 30.0175 | 30.0175 | 30.0175 | 30.0175 | 30.0175 | 30.0175 | 30.0175 | 30.0175 | 30.0175 | 30.0175
4918 | 30.018 | 30.018 | 30.018 | 30.018 | 30.018 | 30.018 | 30.018 | 30.018 | 30.018 | 30.018 | 30.018 | 30.018 | 30.018 | 30.018 | 30.018 | 30.018 | 30.018 | 30.018 | 30.018 | 30.018 | 30.018 | 30.018 | 30.018 | 30.018 | 30.018 | 30.018 | 30.018 | 30.018 | 30.018 | 30.018 | 30.018 | 30.018 | 30.018 | 30.018 | 30.018 | 30.018 | 30.018 | 30.018 | 30.018 | 30.018 | 30.018 | 30.018 | 30.018 | 30.018 | 30.018 | 30.018 | 30.018 | 30.018 | 30.018 | 30.018 | 30.018 | 30.018 | 30.018 | 30.018 | 30.018 | 30.018 | 30.018 | 30.018 | 30.018 | 30.018
4919 | 30.0185 | 30.0185 | 30.0185 | 30.0185 | 30.0185 | 30.0185 | 30.0185 | 30.0185 | 30.0185 | 30.0185 | 30.0185 | 30.0185 | 30.0185 | 30.0185 | 30.0185 | 30.0185 | 30.0185 | 30.0185 | 30.0185 | 30.0185 | 30.0185 | 30.0185 | 30.0185 | 30.0185 | 30.0185 | 30.0185 | 30.0185 | 30.0185 | 30.0185 | 30.0185 | 30.0185 | 30.0185 | 30.0185 | 30.0185 | 30.0185 | 30.0185 | 30.0185 | 30.0185 | 30.0185 | 30.0185 | 30.0185 | 30.0185 | 30.0185 | 30.0185 | 30.0185 | 30.0185 | 30.0185 | 30.0185 | 30.0185 | 30.0185 | 30.0185 | 30.0185 | 30.0185 | 30.0185 | 30.0185 | 30.0185 | 30.0185 | 30.0185 | 30.0185 | 30.0185
4920 | 30.0191 | 30.0191 | 30.0191 | 30.0191 | 30.0191 | 30.0191 | 30.0191 | 30.0191 | 30.0191 | 30.0191 | 30.0191 | 30.0191 | 30.0191 | 30.0191 | 30.0191 | 30.0191 | 30.0191 | 30.0191 | 30.0191 | 30.0191 | 30.0191 | 30.0191 | 30.0191 | 30.0191 | 30.0191 | 30.0191 | 30.0191 | 30.0191 | 30.0191 | 30.0191 | 30.0191 | 30.0191 | 30.0191 | 30.0191 | 30.0191 | 30.0191 | 30.0191 | 30.0191 | 30.0191 | 30.0191 | 30.0191 | 30.0191 | 30.0191 | 30.0191 | 30.0191 | 30.0191 | 30.0191 | 30.0191 | 30.0191 | 30.0191 | 30.0191 | 30.0191 | 30.0191 | 30.0191 | 30.0191 | 30.0191 | 30.0191 | 30.0191 | 30.0191 | 30.0191
4921 | 30.0196 | 30.0196 | 30.0196 | 30.0196 | 30.0196 | 30.0196 | 30.0196 | 30.0196 | 30.0196 | 30.0196 | 30.0196 | 30.0196 | 30.0196 | 30.0196 | 30.0196 | 30.0196 | 30.0196 | 30.0196 | 30.0196 | 30.0196 | 30.0196 | 30.0196 | 30.0196 | 30.0196 | 30.0196 | 30.0196 | 30.0196 | 30.0196 | 30.0196 | 30.0196 | 30.0196 | 30.0196 | 30.0196 | 30.0196 | 30.0196 | 30.0196 | 30.0196 | 30.0196 | 30.0196 | 30.0196 | 30.0196 | 30.0196 | 30.0196 | 30.0196 | 30.0196 | 30.0196 | 30.0196 | 30.0196 | 30.0196 | 30.0196 | 30.0196 | 30.0196 | 30.0196 | 30.0196 | 30.0196 | 30.0196 | 30.0196 | 30.0196 | 30.0196 | 30.0196
4922 | 30.0201 | 30.0201 | 30.0201 | 30.0201 | 30.0201 | 30.0201 | 30.0201 | 30.0201 | 30.0201 | 30.0201 | 30.0201 | 30.0201 | 30.0201 | 30.0201 | 30.0201 | 30.0201 | 30.0201 | 30.0201 | 30.0201 | 30.0201 | 30.0201 | 30.0201 | 30.0201 | 30.0201 | 30.0201 | 30.0201 | 30.0201 | 30.0201 | 30.0201 | 30.0201 | 30.0201 | 30.0201 | 30.0201 | 30.0201 | 30.0201 | 30.0201 | 30.0201 | 30.0201 | 30.0201 | 30.0201 | 30.0201 | 30.0201 | 30.0201 | 30.0201 | 30.0201 | 30.0201 | 30.0201 | 30.0201 | 30.0201 | 30.0201 | 30.0201 | 30.0201 | 30.0201 | 30.0201 | 30.0201 | 30.0201 | 30.0201 | 30.0201 | 30.0201 | 30.0201
4923 | 30.0206 | 30.0206 | 30.0206 | 30.0206 | 30.0206 | 30.0206 | 30.0206 | 30.0206 | 30.0206 | 30.0206 | 30.0206 | 30.0206 | 30.0206 | 30.0206 | 30.0206 | 30.0206 | 30.0206 | 30.0206 | 30.0206 | 30.0206 | 30.0206 | 30.0206 | 30.0206 | 30.0206 | 30.0206 | 30.0206 | 30.0206 | 30.0206 | 30.0206 | 30.0206 | 30.0206 | 30.0206 | 30.0206 | 30.0206 | 30.0206 | 30.0206 | 30.0206 | 30.0206 | 30.0206 | 30.0206 | 30.0206 | 30.0206 | 30.0206 | 30.0206 | 30.0206 | 30.0206 | 30.0206 | 30.0206 | 30.0206 | 30.0206 | 30.0206 | 30.0206 | 30.0206 | 30.0206 | 30.0206 | 30.0206 | 30.0206 | 30.0206 | 30.0206 | 30.0206
4924 | 30.0211 | 30.0211 | 30.0211 | 30.0211 | 30.0211 | 30.0211 | 30.0211 | 30.0211 | 30.0211 | 30.0211 | 30.0211 | 30.0211 | 30.0211 | 30.0211 | 30.0211 | 30.0211 | 30.0211 | 30.0211 | 30.0211 | 30.0211 | 30.0211 | 30.0211 | 30.0211 | 30.0211 | 30.0211 | 30.0211 | 30.0211 | 30.0211 | 30.0211 | 30.0211 | 30.0211 | 30.0211 | 30.0211 | 30.0211 | 30.0211 | 30.0211 | 30.0211 | 30.0211 | 30.0211 | 30.0211 | 30.0211 | 30.0211 | 30.0211 | 30.0211 | 30.0211 | 30.0211 | 30.0211 | 30.0211 | 30.0211 | 30.0211 | 30.0211 | 30.0211 | 30.0211 | 30.0211 | 30.0211 | 30.0211 | 30.0211 | 30.0211 | 30.0211 | 30.0211
4925 | 30.0216 | 30.0216 | 30.0216 | 30.0216 | 30.0216 | 30.0216 | 30.0216 | 30.0216 | 30.0216 | 30.0216 | 30.0216 | 30.0216 | 30.0216 | 30.0216 | 30.0216 | 30.0216 | 30.0216 | 30.0216 | 30.0216 | 30.0216 | 30.0216 | 30.0216 | 30.0216 | 30.0216 | 30.0216 | 30.0216 | 30.0216 | 30.0216 | 30.0216 | 30.0216 | 30.0216 | 30.0216 | 30.0216 | 30.0216 | 30.0216 | 30.0216 | 30.0216 | 30.0216 | 30.0216 | 30.0216 | 30.0216 | 30.0216 | 30.0216 | 30.0216 | 30.0216 | 30.0216 | 30.0216 | 30.0216 | 30.0216 | 30.0216 | 30.0216 | 30.0216 | 30.0216 | 30.0216 | 30.0216 | 30.0216 | 30.0216 | 30.0216 | 30.0216 | 30.0216
4926 | 30.0221 | 30.0221 | 30.0221 | 30.0221 | 30.0221 | 30.0221 | 30.0221 | 30.0221 | 30.0221 | 30.0221 | 30.0221 | 30.0221 | 30.0221 | 30.0221 | 30.0221 | 30.0221 | 30.0221 | 30.0221 | 30.0221 | 30.0221 | 30.0221 | 30.0221 | 30.0221 | 30.0221 | 30.0221 | 30.0221 | 30.0221 | 30.0221 | 30.0221 | 30.0221 | 30.0221 | 30.0221 | 30.0221 | 30.0221 | 30.0221 | 30.0221 | 30.0221 | 30.0221 | 30.0221 | 30.0221 | 30.0221 | 30.0221 | 30.0221 | 30.0221 | 30.0221 | 30.0221 | 30.0221 | 30.0221 | 30.0221 | 30.0221 | 30.0221 | 30.0221 | 30.0221 | 30.0221 | 30.0221 | 30.0221 | 30.0221 | 30.0221 | 30.0221 | 30.0221
4927 | 30.0226 | 30.0226 | 30.0226 | 30.0226 | 30.0226 | 30.0226 | 30.0226 | 30.0226 | 30.0226 | 30.0226 | 30.0226 | 30.0226 | 30.0226 | 30.0226 | 30.0226 | 30.0226 | 30.0226 | 30.0226 | 30.0226 | 30.0226 | 30.0226 | 30.0226 | 30.0226 | 30.0226 | 30.0226 | 30.0226 | 30.0226 | 30.0226 | 30.0226 | 30.0226 | 30.0226 | 30.0226 | 30.0226 | 30.0226 | 30.0226 | 30.0226 | 30.0226 | 30.0226 | 30.0226 | 30.0226 | 30.0226 | 30.0226 | 30.0226 | 30.0226 | 30.0226 | 30.0226 | 30.0226 | 30.0226 | 30.0226 | 30.0226 | 30.0226 | 30.0226 | 30.0226 | 30.0226 | 30.0226 | 30.0226 | 30.0226 | 30.0226 | 30.0226 | 30.0226
4928 | 30.0231 | 30.0231 | 30.0231 | 30.0231 | 30.0231 | 30.0231 | 30.0231 | 30.0231 | 30.0231 | 30.0231 | 30.0231 | 30.0231 | 30.0231 | 30.0231 | 30.0231 | 30.0231 | 30.0231 | 30.0231 | 30.0231 | 30.0231 | 30.0231 | 30.0231 | 30.0231 | 30.0231 | 30.0231 | 30.0231 | 30.0231 | 30.0231 | 30.0231 | 30.0231 | 30.0231 | 30.0231 | 30.0231 | 30.0231 | 30.0231 | 30.0231 | 30.0231 | 30.0231 | 30.0231 | 30.0231 | 30.0231 | 30.0231 | 30.0231 | 30.0231 | 30.0231 | 30.0231 | 30.0231 | 30.0231 | 30.0231 | 30.0231 | 30.0231 | 30.0231 | 30.0231 | 30.0231 | 30.0231 | 30.0231 | 30.0231 | 30.0231 | 30.0231 | 30.0231
4929 | 30.0236 | 30.0236 | 30.0236 | 30.0236 | 30.0236 | 30.0236 | 30.0236 | 30.0236 | 30.0236 | 30.0236 | 30.0236 | 30.0236 | 30.0236 | 30.0236 | 30.0236 | 30.0236 | 30.0236 | 30.0236 | 30.0236 | 30.0236 | 30.0236 | 30.0236 | 30.0236 | 30.0236 | 30.0236 | 30.0236 | 30.0236 | 30.0236 | 30.0236 | 30.0236 | 30.0236 | 30.0236 | 30.0236 | 30.0236 | 30.0236 | 30.0236 | 30.0236 | 30.0236 | 30.0236 | 30.0236 | 30.0236 | 30.0236 | 30.0236 | 30.0236 | 30.0236 | 30.0236 | 30.0236 | 30.0236 | 30.0236 | 30.0236 | 30.0236 | 30.0236 | 30.0236 | 30.0236 | 30.0236 | 30.0236 | 30.0236 | 30.0236 | 30.0236 | 30.0236
4930 | 30.0241 | 30.0241 | 30.0241 | 30.0241 | 30.0241 | 30.0241 | 30.0241 | 30.0241 | 30.0241 | 30.0241 | 30.0241 | 30.0241 | 30.0241 | 30.0241 | 30.0241 | 30.0241 | 30.0241 | 30.0241 | 30.0241 | 30.0241 | 30.0241 | 30.0241 | 30.0241 | 30.0241 | 30.0241 | 30.0241 | 30.0241 | 30.0241 | 30.0241 | 30.0241 | 30.0241 | 30.0241 | 30.0241 | 30.0241 | 30.0241 | 30.0241 | 30.0241 | 30.0241 | 30.0241 | 30.0241 | 30.0241 | 30.0241 | 30.0241 | 30.0241 | 30.0241 | 30.0241 | 30.0241 | 30.0241 | 30.0241 | 30.0241 | 30.0241 | 30.0241 | 30.0241 | 30.0241 | 30.0241 | 30.0241 | 30.0241 | 30.0241 | 30.0241 | 30.0241
4931 | 30.0246 | 30.0246 | 30.0246 | 30.0246 | 30.0246 | 30.0246 | 30.0246 | 30.0246 | 30.0246 | 30.0246 | 30.0246 | 30.0246 | 30.0246 | 30.0246 | 30.0246 | 30.0246 | 30.0246 | 30.0246 | 30.0246 | 30.0246 | 30.0246 | 30.0246 | 30.0246 | 30.0246 | 30.0246 | 30.0246 | 30.0246 | 30.0246 | 30.0246 | 30.0246 | 30.0246 | 30.0246 | 30.0246 | 30.0246 | 30.0246 | 30.0246 | 30.0246 | 30.0246 | 30.0246 | 30.0246 | 30.0246 | 30.0246 | 30.0246 | 30.0246 | 30.0246 | 30.0246 | 30.0246 | 30.0246 | 30.0246 | 30.0246 | 30.0246 | 30.0246 | 30.0246 | 30.0246 | 30.0246 | 30.0246 | 30.0246 | 30.0246 | 30.0246 | 30.0246
4932 | 30.0251 | 30.0251 | 30.0251 | 30.0251 | 30.0251 | 30.0251 | 30.0251 | 30.0251 | 30.0251 | 30.0251 | 30.0251 | 30.0251 | 30.0251 | 30.0251 | 30.0251 | 30.0251 | 30.0251 | 30.0251 | 30.0251 | 30.0251 | 30.0251 | 30.0251 | 30.0251 | 30.0251 | 30.0251 | 30.0251 | 30.0251 | 30.0251 | 30.0251 | 30.0251 | 30.0251 | 30.0251 | 30.0251 | 30.0251 | 30.0251 | 30.0251 | 30.0251 | 30.0251 | 30.0251 | 30.0251 | 30.0251 | 30.0251 | 30.0251 | 30.0251 | 30.0251 | 30.0251 | 30.0251 | 30.0251 | 30.0251 | 30.0251 | 30.0251 | 30.0251 | 30.0251 | 30.0251 | 30.0251 | 30.0251 | 30.0251 | 30.0251 | 30.0251 | 30.0251
4933 | 30.0257 | 30.0257 | 30.0257 | 30.0257 | 30.0257 | 30.0257 | 30.0257 | 30.0257 | 30.0257 | 30.0257 | 30.0257 | 30.0257 | 30.0257 | 30.0257 | 30.0257 | 30.0257 | 30.0257 | 30.0257 | 30.0257 | 30.0257 | 30.0257 | 30.0257 | 30.0257 | 30.0257 | 30.0257 | 30.0257 | 30.0257 | 30.0257 | 30.0257 | 30.0257 | 30.0257 | 30.0257 | 30.0257 | 30.0257 | 30.0257 | 30.0257 | 30.0257 | 30.0257 | 30.0257 | 30.0257 | 30.0257 | 30.0257 | 30.0257 | 30.0257 | 30.0257 | 30.0257 | 30.0257 | 30.0257 | 30.0257 | 30.0257 | 30.0257 | 30.0257 | 30.0257 | 30.0257 | 30.0257 | 30.0257 | 30.0257 | 30.0257 | 30.0257 | 30.0257
4934 | 30.0262 | 30.0262 | 30.0262 | 30.0262 | 30.0262 | 30.0262 | 30.0262 | 30.0262 | 30.0262 | 30.0262 | 30.0262 | 30.0262 | 30.0262 | 30.0262 | 30.0262 | 30.0262 | 30.0262 | 30.0262 | 30.0262 | 30.0262 | 30.0262 | 30.0262 | 30.0262 | 30.0262 | 30.0262 | 30.0262 | 30.0262 | 30.0262 | 30.0262 | 30.0262 | 30.0262 | 30.0262 | 30.0262 | 30.0262 | 30.0262 | 30.0262 | 30.0262 | 30.0262 | 30.0262 | 30.0262 | 30.0262 | 30.0262 | 30.0262 | 30.0262 | 30.0262 | 30.0262 | 30.0262 | 30.0262 | 30.0262 | 30.0262 | 30.0262 | 30.0262 | 30.0262 | 30.0262 | 30.0262 | 30.0262 | 30.0262 | 30.0262 | 30.0262 | 30.0262
4935 | 30.0267 | 30.0267 | 30.0267 | 30.0267 | 30.0267 | 30.0267 | 30.0267 | 30.0267 | 30.0267 | 30.0267 | 30.0267 | 30.0267 | 30.0267 | 30.0267 | 30.0267 | 30.0267 | 30.0267 | 30.0267 | 30.0267 | 30.0267 | 30.0267 | 30.0267 | 30.0267 | 30.0267 | 30.0267 | 30.0267 | 30.0267 | 30.0267 | 30.0267 | 30.0267 | 30.0267 | 30.0267 | 30.0267 | 30.0267 | 30.0267 | 30.0267 | 30.0267 | 30.0267 | 30.0267 | 30.0267 | 30.0267 | 30.0267 | 30.0267 | 30.0267 | 30.0267 | 30.0267 | 30.0267 | 30.0267 | 30.0267 | 30.0267 | 30.0267 | 30.0267 | 30.0267 | 30.0267 | 30.0267 | 30.0267 | 30.0267 | 30.0267 | 30.0267 | 30.0267
4936 | 30.0272 | 30.0272 | 30.0272 | 30.0272 | 30.0272 | 30.0272 | 30.0272 | 30.0272 | 30.0272 | 30.0272 | 30.0272 | 30.0272 | 30.0272 | 30.0272 | 30.0272 | 30.0272 | 30.0272 | 30.0272 | 30.0272 | 30.0272 | 30.0272 | 30.0272 | 30.0272 | 30.0272 | 30.0272 | 30.0272 | 30.0272 | 30.0272 | 30.0272 | 30.0272 | 30.0272 | 30.0272 | 30.0272 | 30.0272 | 30.0272 | 30.0272 | 30.0272 | 30.0272 | 30.0272 | 30.0272 | 30.0272 | 30.0272 | 30.0272 | 30.0272 | 30.0272 | 30.0272 | 30.0272 | 30.0272 | 30.0272 | 30.0272 | 30.0272 | 30.0272 | 30.0272 | 30.0272 | 30.0272 | 30.0272 | 30.0272 | 30.0272 | 30.0272 | 30.0272
4937 | 30.0277 | 30.0277 | 30.0277 | 30.0277 | 30.0277 | 30.0277 | 30.0277 | 30.0277 | 30.0277 | 30.0277 | 30.0277 | 30.0277 | 30.0277 | 30.0277 | 30.0277 | 30.0277 | 30.0277 | 30.0277 | 30.0277 | 30.0277 | 30.0277 | 30.0277 | 30.0277 | 30.0277 | 30.0277 | 30.0277 | 30.0277 | 30.0277 | 30.0277 | 30.0277 | 30.0277 | 30.0277 | 30.0277 | 30.0277 | 30.0277 | 30.0277 | 30.0277 | 30.0277 | 30.0277 | 30.0277 | 30.0277 | 30.0277 | 30.0277 | 30.0277 | 30.0277 | 30.0277 | 30.0277 | 30.0277 | 30.0277 | 30.0277 | 30.0277 | 30.0277 | 30.0277 | 30.0277 | 30.0277 | 30.0277 | 30.0277 | 30.0277 | 30.0277 | 30.0277
4938 | 30.0282 | 30.0282 | 30.0282 | 30.0282 | 30.0282 | 30.0282 | 30.0282 | 30.0282 | 30.0282 | 30.0282 | 30.0282 | 30.0282 | 30.0282 | 30.0282 | 30.0282 | 30.0282 | 30.0282 | 30.0282 | 30.0282 | 30.0282 | 30.0282 | 30.0282 | 30.0282 | 30.0282 | 30.0282 | 30.0282 | 30.0282 | 30.0282 | 30.0282 | 30.0282 | 30.0282 | 30.0282 | 30.0282 | 30.0282 | 30.0282 | 30.0282 | 30.0282 | 30.0282 | 30.0282 | 30.0282 | 30.0282 | 30.0282 | 30.0282 | 30.0282 | 30.0282 | 30.0282 | 30.0282 | 30.0282 | 30.0282 | 30.0282 | 30.0282 | 30.0282 | 30.0282 | 30.0282 | 30.0282 | 30.0282 | 30.0282 | 30.0282 | 30.0282 | 30.0282
4939 | 30.0287 | 30.0287 | 30.0287 | 30.0287 | 30.0287 | 30.0287 | 30.0287 | 30.0287 | 30.0287 | 30.0287 | 30.0287 | 30.0287 | 30.0287 | 30.0287 | 30.0287 | 30.0287 | 30.0287 | 30.0287 | 30.0287 | 30.0287 | 30.0287 | 30.0287 | 30.0287 | 30.0287 | 30.0287 | 30.0287 | 30.0287 | 30.0287 | 30.0287 | 30.0287 | 30.0287 | 30.0287 | 30.0287 | 30.0287 | 30.0287 | 30.0287 | 30.0287 | 30.0287 | 30.0287 | 30.0287 | 30.0287 | 30.0287 | 30.0287 | 30.0287 | 30.0287 | 30.0287 | 30.0287 | 30.0287 | 30.0287 | 30.0287 | 30.0287 | 30.0287 | 30.0287 | 30.0287 | 30.0287 | 30.0287 | 30.0287 | 30.0287 | 30.0287 | 30.0287
4940 | 30.0292 | 30.0292 | 30.0292 | 30.0292 | 30.0292 | 30.0292 | 30.0292 | 30.0292 | 30.0292 | 30.0292 | 30.0292 | 30.0292 | 30.0292 | 30.0292 | 30.0292 | 30.0292 | 30.0292 | 30.0292 | 30.0292 | 30.0292 | 30.0292 | 30.0292 | 30.0292 | 30.0292 | 30.0292 | 30.0292 | 30.0292 | 30.0292 | 30.0292 | 30.0292 | 30.0292 | 30.0292 | 30.0292 | 30.0292 | 30.0292 | 30.0292 | 30.0292 | 30.0292 | 30.0292 | 30.0292 | 30.0292 | 30.0292 | 30.0292 | 30.0292 | 30.0292 | 30.0292 | 30.0292 | 30.0292 | 30.0292 | 30.0292 | 30.0292 | 30.0292 | 30.0292 | 30.0292 | 30.0292 | 30.0292 | 30.0292 | 30.0292 | 30.0292 | 30.0292
4941 | 30.0297 | 30.0297 | 30.0297 | 30.0297 | 30.0297 | 30.0297 | 30.0297 | 30.0297 | 30.0297 | 30.0297 | 30.0297 | 30.0297 | 30.0297 | 30.0297 | 30.0297 | 30.0297 | 30.0297 | 30.0297 | 30.0297 | 30.0297 | 30.0297 | 30.0297 | 30.0297 | 30.0297 | 30.0297 | 30.0297 | 30.0297 | 30.0297 | 30.0297 | 30.0297 | 30.0297 | 30.0297 | 30.0297 | 30.0297 | 30.0297 | 30.0297 | 30.0297 | 30.0297 | 30.0297 | 30.0297 | 30.0297 | 30.0297 | 30.0297 | 30.0297 | 30.0297 | 30.0297 | 30.0297 | 30.0297 | 30.0297 | 30.0297 | 30.0297 | 30.0297 | 30.0297 | 30.0297 | 30.0297 | 30.0297 | 30.0297 | 30.0297 | 30.0297 | 30.0297
4942 | 30.0302 | 30.0302 | 30.0302 | 30.0302 | 30.0302 | 30.0302 | 30.0302 | 30.0302 | 30.0302 | 30.0302 | 30.0302 | 30.0302 | 30.0302 | 30.0302 | 30.0302 | 30.0302 | 30.0302 | 30.0302 | 30.0302 | 30.0302 | 30.0302 | 30.0302 | 30.0302 | 30.0302 | 30.0302 | 30.0302 | 30.0302 | 30.0302 | 30.0302 | 30.0302 | 30.0302 | 30.0302 | 30.0302 | 30.0302 | 30.0302 | 30.0302 | 30.0302 | 30.0302 | 30.0302 | 30.0302 | 30.0302 | 30.0302 | 30.0302 | 30.0302 | 30.0302 | 30.0302 | 30.0302 | 30.0302 | 30.0302 | 30.0302 | 30.0302 | 30.0302 | 30.0302 | 30.0302 | 30.0302 | 30.0302 | 30.0302 | 30.0302 | 30.0302 | 30.0302
4943 | 30.0307 | 30.0307 | 30.0307 | 30.0307 | 30.0307 | 30.0307 | 30.0307 | 30.0307 | 30.0307 | 30.0307 | 30.0307 | 30.0307 | 30.0307 | 30.0307 | 30.0307 | 30.0307 | 30.0307 | 30.0307 | 30.0307 | 30.0307 | 30.0307 | 30.0307 | 30.0307 | 30.0307 | 30.0307 | 30.0307 | 30.0307 | 30.0307 | 30.0307 | 30.0307 | 30.0307 | 30.0307 | 30.0307 | 30.0307 | 30.0307 | 30.0307 | 30.0307 | 30.0307 | 30.0307 | 30.0307 | 30.0307 | 30.0307 | 30.0307 | 30.0307 | 30.0307 | 30.0307 | 30.0307 | 30.0307 | 30.0307 | 30.0307 | 30.0307 | 30.0307 | 30.0307 | 30.0307 | 30.0307 | 30.0307 | 30.0307 | 30.0307 | 30.0307 | 30.0307
4944 | 30.0312 | 30.0312 | 30.0312 | 30.0312 | 30.0312 | 30.0312 | 30.0312 | 30.0312 | 30.0312 | 30.0312 | 30.0312 | 30.0312 | 30.0312 | 30.0312 | 30.0312 | 30.0312 | 30.0312 | 30.0312 | 30.0312 | 30.0312 | 30.0312 | 30.0312 | 30.0312 | 30.0312 | 30.0312 | 30.0312 | 30.0312 | 30.0312 | 30.0312 | 30.0312 | 30.0312 | 30.0312 | 30.0312 | 30.0312 | 30.0312 | 30.0312 | 30.0312 | 30.0312 | 30.0312 | 30.0312 | 30.0312 | 30.0312 | 30.0312 | 30.0312 | 30.0312 | 30.0312 | 30.0312 | 30.0312 | 30.0312 | 30.0312 | 30.0312 | 30.0312 | 30.0312 | 30.0312 | 30.0312 | 30.0312 | 30.0312 | 30.0312 | 30.0312 | 30.0312
4945 | 30.0317 | 30.0317 | 30.0317 | 30.0317 | 30.0317 | 30.0317 | 30.0317 | 30.0317 | 30.0317 | 30.0317 | 30.0317 | 30.0317 | 30.0317 | 30.0317 | 30.0317 | 30.0317 | 30.0317 | 30.0317 | 30.0317 | 30.0317 | 30.0317 | 30.0317 | 30.0317 | 30.0317 | 30.0317 | 30.0317 | 30.0317 | 30.0317 | 30.0317 | 30.0317 | 30.0317 | 30.0317 | 30.0317 | 30.0317 | 30.0317 | 30.0317 | 30.0317 | 30.0317 | 30.0317 | 30.0317 | 30.0317 | 30.0317 | 30.0317 | 30.0317 | 30.0317 | 30.0317 | 30.0317 | 30.0317 | 30.0317 | 30.0317 | 30.0317 | 30.0317 | 30.0317 | 30.0317 | 30.0317 | 30.0317 | 30.0317 | 30.0317 | 30.0317 | 30.0317
4946 | 30.0322 | 30.0322 | 30.0322 | 30.0322 | 30.0322 | 30.0322 | 30.0322 | 30.0322 | 30.0322 | 30.0322 | 30.0322 | 30.0322 | 30.0322 | 30.0322 | 30.0322 | 30.0322 | 30.0322 | 30.0322 | 30.0322 | 30.0322 | 30.0322 | 30.0322 | 30.0322 | 30.0322 | 30.0322 | 30.0322 | 30.0322 | 30.0322 | 30.0322 | 30.0322 | 30.0322 | 30.0322 | 30.0322 | 30.0322 | 30.0322 | 30.0322 | 30.0322 | 30.0322 | 30.0322 | 30.0322 | 30.0322 | 30.0322 | 30.0322 | 30.0322 | 30.0322 | 30.0322 | 30.0322 | 30.0322 | 30.0322 | 30.0322 | 30.0322 | 30.0322 | 30.0322 | 30.0322 | 30.0322 | 30.0322 | 30.0322 | 30.0322 | 30.0322 | 30.0322
4947 | 30.0327 | 30.0327 | 30.0327 | 30.0327 | 30.0327 | 30.0327 | 30.0327 | 30.0327 | 30.0327 | 30.0327 | 30.0327 | 30.0327 | 30.0327 | 30.0327 | 30.0327 | 30.0327 | 30.0327 | 30.0327 | 30.0327 | 30.0327 | 30.0327 | 30.0327 | 30.0327 | 30.0327 | 30.0327 | 30.0327 | 30.0327 | 30.0327 | 30.0327 | 30.0327 | 30.0327 | 30.0327 | 30.0327 | 30.0327 | 30.0327 | 30.0327 | 30.0327 | 30.0327 | 30.0327 | 30.0327 | 30.0327 | 30.0327 | 30.0327 | 30.0327 | 30.0327 | 30.0327 | 30.0327 | 30.0327 | 30.0327 | 30.0327 | 30.0327 | 30.0327 | 30.0327 | 30.0327 | 30.0327 | 30.0327 | 30.0327 | 30.0327 | 30.0327 | 30.0327
4948 | 30.0332 | 30.0332 | 30.0332 | 30.0332 | 30.0332 | 30.0332 | 30.0332 | 30.0332 | 30.0332 | 30.0332 | 30.0332 | 30.0332 | 30.0332 | 30.0332 | 30.0332 | 30.0332 | 30.0332 | 30.0332 | 30.0332 | 30.0332 | 30.0332 | 30.0332 | 30.0332 | 30.0332 | 30.0332 | 30.0332 | 30.0332 | 30.0332 | 30.0332 | 30.0332 | 30.0332 | 30.0332 | 30.0332 | 30.0332 | 30.0332 | 30.0332 | 30.0332 | 30.0332 | 30.0332 | 30.0332 | 30.0332 | 30.0332 | 30.0332 | 30.0332 | 30.0332 | 30.0332 | 30.0332 | 30.0332 | 30.0332 | 30.0332 | 30.0332 | 30.0332 | 30.0332 | 30.0332 | 30.0332 | 30.0332 | 30.0332 | 30.0332 | 30.0332 | 30.0332
4949 | 30.0337 | 30.0337 | 30.0337 | 30.0337 | 30.0337 | 30.0337 | 30.0337 | 30.0337 | 30.0337 | 30.0337 | 30.0337 | 30.0337 | 30.0337 | 30.0337 | 30.0337 | 30.0337 | 30.0337 | 30.0337 | 30.0337 | 30.0337 | 30.0337 | 30.0337 | 30.0337 | 30.0337 | 30.0337 | 30.0337 | 30.0337 | 30.0337 | 30.0337 | 30.0337 | 30.0337 | 30.0337 | 30.0337 | 30.0337 | 30.0337 | 30.0337 | 30.0337 | 30.0337 | 30.0337 | 30.0337 | 30.0337 | 30.0337 | 30.0337 | 30.0337 | 30.0337 | 30.0337 | 30.0337 | 30.0337 | 30.0337 | 30.0337 | 30.0337 | 30.0337 | 30.0337 | 30.0337 | 30.0337 | 30.0337 | 30.0337 | 30.0337 | 30.0337 | 30.0337
4950 | 30.0343 | 30.0343 | 30.0343 | 30.0343 | 30.0343 | 30.0343 | 30.0343 | 30.0343 | 30.0343 | 30.0343 | 30.0343 | 30.0343 | 30.0343 | 30.0343 | 30.0343 | 30.0343 | 30.0343 | 30.0343 | 30.0343 | 30.0343 | 30.0343 | 30.0343 | 30.0343 | 30.0343 | 30.0343 | 30.0343 | 30.0343 | 30.0343 | 30.0343 | 30.0343 | 30.0343 | 30.0343 | 30.0343 | 30.0343 | 30.0343 | 30.0343 | 30.0343 | 30.0343 | 30.0343 | 30.0343 | 30.0343 | 30.0343 | 30.0343 | 30.0343 | 30.0343 | 30.0343 | 30.0343 | 30.0343 | 30.0343 | 30.0343 | 30.0343 | 30.0343 | 30.0343 | 30.0343 | 30.0343 | 30.0343 | 30.0343 | 30.0343 | 30.0343 | 30.0343
4951 | 30.0348 | 30.0348 | 30.0348 | 30.0348 | 30.0348 | 30.0348 | 30.0348 | 30.0348 | 30.0348 | 30.0348 | 30.0348 | 30.0348 | 30.0348 | 30.0348 | 30.0348 | 30.0348 | 30.0348 | 30.0348 | 30.0348 | 30.0348 | 30.0348 | 30.0348 | 30.0348 | 30.0348 | 30.0348 | 30.0348 | 30.0348 | 30.0348 | 30.0348 | 30.0348 | 30.0348 | 30.0348 | 30.0348 | 30.0348 | 30.0348 | 30.0348 | 30.0348 | 30.0348 | 30.0348 | 30.0348 | 30.0348 | 30.0348 | 30.0348 | 30.0348 | 30.0348 | 30.0348 | 30.0348 | 30.0348 | 30.0348 | 30.0348 | 30.0348 | 30.0348 | 30.0348 | 30.0348 | 30.0348 | 30.0348 | 30.0348 | 30.0348 | 30.0348 | 30.0348
4952 | 30.0353 | 30.0353 | 30.0353 | 30.0353 | 30.0353 | 30.0353 | 30.0353 | 30.0353 | 30.0353 | 30.0353 | 30.0353 | 30.0353 | 30.0353 | 30.0353 | 30.0353 | 30.0353 | 30.0353 | 30.0353 | 30.0353 | 30.0353 | 30.0353 | 30.0353 | 30.0353 | 30.0353 | 30.0353 | 30.0353 | 30.0353 | 30.0353 | 30.0353 | 30.0353 | 30.0353 | 30.0353 | 30.0353 | 30.0353 | 30.0353 | 30.0353 | 30.0353 | 30.0353 | 30.0353 | 30.0353 | 30.0353 | 30.0353 | 30.0353 | 30.0353 | 30.0353 | 30.0353 | 30.0353 | 30.0353 | 30.0353 | 30.0353 | 30.0353 | 30.0353 | 30.0353 | 30.0353 | 30.0353 | 30.0353 | 30.0353 | 30.0353 | 30.0353 | 30.0353
4953 | 30.0358 | 30.0358 | 30.0358 | 30.0358 | 30.0358 | 30.0358 | 30.0358 | 30.0358 | 30.0358 | 30.0358 | 30.0358 | 30.0358 | 30.0358 | 30.0358 | 30.0358 | 30.0358 | 30.0358 | 30.0358 | 30.0358 | 30.0358 | 30.0358 | 30.0358 | 30.0358 | 30.0358 | 30.0358 | 30.0358 | 30.0358 | 30.0358 | 30.0358 | 30.0358 | 30.0358 | 30.0358 | 30.0358 | 30.0358 | 30.0358 | 30.0358 | 30.0358 | 30.0358 | 30.0358 | 30.0358 | 30.0358 | 30.0358 | 30.0358 | 30.0358 | 30.0358 | 30.0358 | 30.0358 | 30.0358 | 30.0358 | 30.0358 | 30.0358 | 30.0358 | 30.0358 | 30.0358 | 30.0358 | 30.0358 | 30.0358 | 30.0358 | 30.0358 | 30.0358
4954 | 30.0363 | 30.0363 | 30.0363 | 30.0363 | 30.0363 | 30.0363 | 30.0363 | 30.0363 | 30.0363 | 30.0363 | 30.0363 | 30.0363 | 30.0363 | 30.0363 | 30.0363 | 30.0363 | 30.0363 | 30.0363 | 30.0363 | 30.0363 | 30.0363 | 30.0363 | 30.0363 | 30.0363 | 30.0363 | 30.0363 | 30.0363 | 30.0363 | 30.0363 | 30.0363 | 30.0363 | 30.0363 | 30.0363 | 30.0363 | 30.0363 | 30.0363 | 30.0363 | 30.0363 | 30.0363 | 30.0363 | 30.0363 | 30.0363 | 30.0363 | 30.0363 | 30.0363 | 30.0363 | 30.0363 | 30.0363 | 30.0363 | 30.0363 | 30.0363 | 30.0363 | 30.0363 | 30.0363 | 30.0363 | 30.0363 | 30.0363 | 30.0363 | 30.0363 | 30.0363
4955 | 30.0368 | 30.0368 | 30.0368 | 30.0368 | 30.0368 | 30.0368 | 30.0368 | 30.0368 | 30.0368 | 30.0368 | 30.0368 | 30.0368 | 30.0368 | 30.0368 | 30.0368 | 30.0368 | 30.0368 | 30.0368 | 30.0368 | 30.0368 | 30.0368 | 30.0368 | 30.0368 | 30.0368 | 30.0368 | 30.0368 | 30.0368 | 30.0368 | 30.0368 | 30.0368 | 30.0368 | 30.0368 | 30.0368 | 30.0368 | 30.0368 | 30.0368 | 30.0368 | 30.0368 | 30.0368 | 30.0368 | 30.0368 | 30.0368 | 30.0368 | 30.0368 | 30.0368 | 30.0368 | 30.0368 | 30.0368 | 30.0368 | 30.0368 | 30.0368 | 30.0368 | 30.0368 | 30.0368 | 30.0368 | 30.0368 | 30.0368 | 30.0368 | 30.0368 | 30.0368
4956 | 30.0373 | 30.0373 | 30.0373 | 30.0373 | 30.0373 | 30.0373 | 30.0373 | 30.0373 | 30.0373 | 30.0373 | 30.0373 | 30.0373 | 30.0373 | 30.0373 | 30.0373 | 30.0373 | 30.0373 | 30.0373 | 30.0373 | 30.0373 | 30.0373 | 30.0373 | 30.0373 | 30.0373 | 30.0373 | 30.0373 | 30.0373 | 30.0373 | 30.0373 | 30.0373 | 30.0373 | 30.0373 | 30.0373 | 30.0373 | 30.0373 | 30.0373 | 30.0373 | 30.0373 | 30.0373 | 30.0373 | 30.0373 | 30.0373 | 30.0373 | 30.0373 | 30.0373 | 30.0373 | 30.0373 | 30.0373 | 30.0373 | 30.0373 | 30.0373 | 30.0373 | 30.0373 | 30.0373 | 30.0373 | 30.0373 | 30.0373 | 30.0373 | 30.0373 | 30.0373
4957 | 30.0378 | 30.0378 | 30.0378 | 30.0378 | 30.0378 | 30.0378 | 30.0378 | 30.0378 | 30.0378 | 30.0378 | 30.0378 | 30.0378 | 30.0378 | 30.0378 | 30.0378 | 30.0378 | 30.0378 | 30.0378 | 30.0378 | 30.0378 | 30.0378 | 30.0378 | 30.0378 | 30.0378 | 30.0378 | 30.0378 | 30.0378 | 30.0378 | 30.0378 | 30.0378 | 30.0378 | 30.0378 | 30.0378 | 30.0378 | 30.0378 | 30.0378 | 30.0378 | 30.0378 | 30.0378 | 30.0378 | 30.0378 | 30.0378 | 30.0378 | 30.0378 | 30.0378 | 30.0378 | 30.0378 | 30.0378 | 30.0378 | 30.0378 | 30.0378 | 30.0378 | 30.0378 | 30.0378 | 30.0378 | 30.0378 | 30.0378 | 30.0378 | 30.0378 | 30.0378
4958 | 30.0383 | 30.0383 | 30.0383 | 30.0383 | 30.0383 | 30.0383 | 30.0383 | 30.0383 | 30.0383 | 30.0383 | 30.0383 | 30.0383 | 30.0383 | 30.0383 | 30.0383 | 30.0383 | 30.0383 | 30.0383 | 30.0383 | 30.0383 | 30.0383 | 30.0383 | 30.0383 | 30.0383 | 30.0383 | 30.0383 | 30.0383 | 30.0383 | 30.0383 | 30.0383 | 30.0383 | 30.0383 | 30.0383 | 30.0383 | 30.0383 | 30.0383 | 30.0383 | 30.0383 | 30.0383 | 30.0383 | 30.0383 | 30.0383 | 30.0383 | 30.0383 | 30.0383 | 30.0383 | 30.0383 | 30.0383 | 30.0383 | 30.0383 | 30.0383 | 30.0383 | 30.0383 | 30.0383 | 30.0383 | 30.0383 | 30.0383 | 30.0383 | 30.0383 | 30.0383
4959 | 30.0388 | 30.0388 | 30.0388 | 30.0388 | 30.0388 | 30.0388 | 30.0388 | 30.0388 | 30.0388 | 30.0388 | 30.0388 | 30.0388 | 30.0388 | 30.0388 | 30.0388 | 30.0388 | 30.0388 | 30.0388 | 30.0388 | 30.0388 | 30.0388 | 30.0388 | 30.0388 | 30.0388 | 30.0388 | 30.0388 | 30.0388 | 30.0388 | 30.0388 | 30.0388 | 30.0388 | 30.0388 | 30.0388 | 30.0388 | 30.0388 | 30.0388 | 30.0388 | 30.0388 | 30.0388 | 30.0388 | 30.0388 | 30.0388 | 30.0388 | 30.0388 | 30.0388 | 30.0388 | 30.0388 | 30.0388 | 30.0388 | 30.0388 | 30.0388 | 30.0388 | 30.0388 | 30.0388 | 30.0388 | 30.0388 | 30.0388 | 30.0388 | 30.0388 | 30.0388
4960 | 30.0393 | 30.0393 | 30.0393 | 30.0393 | 30.0393 | 30.0393 | 30.0393 | 30.0393 | 30.0393 | 30.0393 | 30.0393 | 30.0393 | 30.0393 | 30.0393 | 30.0393 | 30.0393 | 30.0393 | 30.0393 | 30.0393 | 30.0393 | 30.0393 | 30.0393 | 30.0393 | 30.0393 | 30.0393 | 30.0393 | 30.0393 | 30.0393 | 30.0393 | 30.0393 | 30.0393 | 30.0393 | 30.0393 | 30.0393 | 30.0393 | 30.0393 | 30.0393 | 30.0393 | 30.0393 | 30.0393 | 30.0393 | 30.0393 | 30.0393 | 30.0393 | 30.0393 | 30.0393 | 30.0393 | 30.0393 | 30.0393 | 30.0393 | 30.0393 | 30.0393 | 30.0393 | 30.0393 | 30.0393 | 30.0393 | 30.0393 | 30.0393 | 30.0393 | 30.0393
4961 | 30.0398 | 30.0398 | 30.0398 | 30.0398 | 30.0398 | 30.0398 | 30.0398 | 30.0398 | 30.0398 | 30.0398 | 30.0398 | 30.0398 | 30.0398 | 30.0398 | 30.0398 | 30.0398 | 30.0398 | 30.0398 | 30.0398 | 30.0398 | 30.0398 | 30.0398 | 30.0398 | 30.0398 | 30.0398 | 30.0398 | 30.0398 | 30.0398 | 30.0398 | 30.0398 | 30.0398 | 30.0398 | 30.0398 | 30.0398 | 30.0398 | 30.0398 | 30.0398 | 30.0398 | 30.0398 | 30.0398 | 30.0398 | 30.0398 | 30.0398 | 30.0398 | 30.0398 | 30.0398 | 30.0398 | 30.0398 | 30.0398 | 30.0398 | 30.0398 | 30.0398 | 30.0398 | 30.0398 | 30.0398 | 30.0398 | 30.0398 | 30.0398 | 30.0398 | 30.0398
4962 | 30.0403 | 30.0403 | 30.0403 | 30.0403 | 30.0403 | 30.0403 | 30.0403 | 30.0403 | 30.0403 | 30.0403 | 30.0403 | 30.0403 | 30.0403 | 30.0403 | 30.0403 | 30.0403 | 30.0403 | 30.0403 | 30.0403 | 30.0403 | 30.0403 | 30.0403 | 30.0403 | 30.0403 | 30.0403 | 30.0403 | 30.0403 | 30.0403 | 30.0403 | 30.0403 | 30.0403 | 30.0403 | 30.0403 | 30.0403 | 30.0403 | 30.0403 | 30.0403 | 30.0403 | 30.0403 | 30.0403 | 30.0403 | 30.0403 | 30.0403 | 30.0403 | 30.0403 | 30.0403 | 30.0403 | 30.0403 | 30.0403 | 30.0403 | 30.0403 | 30.0403 | 30.0403 | 30.0403 | 30.0403 | 30.0403 | 30.0403 | 30.0403 | 30.0403 | 30.0403
4963 | 30.0408 | 30.0408 | 30.0408 | 30.0408 | 30.0408 | 30.0408 | 30.0408 | 30.0408 | 30.0408 | 30.0408 | 30.0408 | 30.0408 | 30.0408 | 30.0408 | 30.0408 | 30.0408 | 30.0408 | 30.0408 | 30.0408 | 30.0408 | 30.0408 | 30.0408 | 30.0408 | 30.0408 | 30.0408 | 30.0408 | 30.0408 | 30.0408 | 30.0408 | 30.0408 | 30.0408 | 30.0408 | 30.0408 | 30.0408 | 30.0408 | 30.0408 | 30.0408 | 30.0408 | 30.0408 | 30.0408 | 30.0408 | 30.0408 | 30.0408 | 30.0408 | 30.0408 | 30.0408 | 30.0408 | 30.0408 | 30.0408 | 30.0408 | 30.0408 | 30.0408 | 30.0408 | 30.0408 | 30.0408 | 30.0408 | 30.0408 | 30.0408 | 30.0408 | 30.0408
4964 | 30.0413 | 30.0413 | 30.0413 | 30.0413 | 30.0413 | 30.0413 | 30.0413 | 30.0413 | 30.0413 | 30.0413 | 30.0413 | 30.0413 | 30.0413 | 30.0413 | 30.0413 | 30.0413 | 30.0413 | 30.0413 | 30.0413 | 30.0413 | 30.0413 | 30.0413 | 30.0413 | 30.0413 | 30.0413 | 30.0413 | 30.0413 | 30.0413 | 30.0413 | 30.0413 | 30.0413 | 30.0413 | 30.0413 | 30.0413 | 30.0413 | 30.0413 | 30.0413 | 30.0413 | 30.0413 | 30.0413 | 30.0413 | 30.0413 | 30.0413 | 30.0413 | 30.0413 | 30.0413 | 30.0413 | 30.0413 | 30.0413 | 30.0413 | 30.0413 | 30.0413 | 30.0413 | 30.0413 | 30.0413 | 30.0413 | 30.0413 | 30.0413 | 30.0413 | 30.0413
4965 | 30.0418 | 30.0418 | 30.0418 | 30.0418 | 30.0418 | 30.0418 | 30.0418 | 30.0418 | 30.0418 | 30.0418 | 30.0418 | 30.0418 | 30.0418 | 30.0418 | 30.0418 | 30.0418 | 30.0418 | 30.0418 | 30.0418 | 30.0418 | 30.0418 | 30.0418 | 30.0418 | 30.0418 | 30.0418 | 30.0418 | 30.0418 | 30.0418 | 30.0418 | 30.0418 | 30.0418 | 30.0418 | 30.0418 | 30.0418 | 30.0418 | 30.0418 | 30.0418 | 30.0418 | 30.0418 | 30.0418 | 30.0418 | 30.0418 | 30.0418 | 30.0418 | 30.0418 | 30.0418 | 30.0418 | 30.0418 | 30.0418 | 30.0418 | 30.0418 | 30.0418 | 30.0418 | 30.0418 | 30.0418 | 30.0418 | 30.0418 | 30.0418 | 30.0418 | 30.0418
4966 | 30.0423 | 30.0423 | 30.0423 | 30.0423 | 30.0423 | 30.0423 | 30.0423 | 30.0423 | 30.0423 | 30.0423 | 30.0423 | 30.0423 | 30.0423 | 30.0423 | 30.0423 | 30.0423 | 30.0423 | 30.0423 | 30.0423 | 30.0423 | 30.0423 | 30.0423 | 30.0423 | 30.0423 | 30.0423 | 30.0423 | 30.0423 | 30.0423 | 30.0423 | 30.0423 | 30.0423 | 30.0423 | 30.0423 | 30.0423 | 30.0423 | 30.0423 | 30.0423 | 30.0423 | 30.0423 | 30.0423 | 30.0423 | 30.0423 | 30.0423 | 30.0423 | 30.0423 | 30.0423 | 30.0423 | 30.0423 | 30.0423 | 30.0423 | 30.0423 | 30.0423 | 30.0423 | 30.0423 | 30.0423 | 30.0423 | 30.0423 | 30.0423 | 30.0423 | 30.0423
4967 | 30.0428 | 30.0428 | 30.0428 | 30.0428 | 30.0428 | 30.0428 | 30.0428 | 30.0428 | 30.0428 | 30.0428 | 30.0428 | 30.0428 | 30.0428 | 30.0428 | 30.0428 | 30.0428 | 30.0428 | 30.0428 | 30.0428 | 30.0428 | 30.0428 | 30.0428 | 30.0428 | 30.0428 | 30.0428 | 30.0428 | 30.0428 | 30.0428 | 30.0428 | 30.0428 | 30.0428 | 30.0428 | 30.0428 | 30.0428 | 30.0428 | 30.0428 | 30.0428 | 30.0428 | 30.0428 | 30.0428 | 30.0428 | 30.0428 | 30.0428 | 30.0428 | 30.0428 | 30.0428 | 30.0428 | 30.0428 | 30.0428 | 30.0428 | 30.0428 | 30.0428 | 30.0428 | 30.0428 | 30.0428 | 30.0428 | 30.0428 | 30.0428 | 30.0428 | 30.0428
4968 | 30.0433 | 30.0433 | 30.0433 | 30.0433 | 30.0433 | 30.0433 | 30.0433 | 30.0433 | 30.0433 | 30.0433 | 30.0433 | 30.0433 | 30.0433 | 30.0433 | 30.0433 | 30.0433 | 30.0433 | 30.0433 | 30.0433 | 30.0433 | 30.0433 | 30.0433 | 30.0433 | 30.0433 | 30.0433 | 30.0433 | 30.0433 | 30.0433 | 30.0433 | 30.0433 | 30.0433 | 30.0433 | 30.0433 | 30.0433 | 30.0433 | 30.0433 | 30.0433 | 30.0433 | 30.0433 | 30.0433 | 30.0433 | 30.0433 | 30.0433 | 30.0433 | 30.0433 | 30.0433 | 30.0433 | 30.0433 | 30.0433 | 30.0433 | 30.0433 | 30.0433 | 30.0433 | 30.0433 | 30.0433 | 30.0433 | 30.0433 | 30.0433 | 30.0433 | 30.0433
4969 | 30.0438 | 30.0438 | 30.0438 | 30.0438 | 30.0438 | 30.0438 | 30.0438 | 30.0438 | 30.0438 | 30.0438 | 30.0438 | 30.0438 | 30.0438 | 30.0438 | 30.0438 | 30.0438 | 30.0438 | 30.0438 | 30.0438 | 30.0438 | 30.0438 | 30.0438 | 30.0438 | 30.0438 | 30.0438 | 30.0438 | 30.0438 | 30.0438 | 30.0438 | 30.0438 | 30.0438 | 30.0438 | 30.0438 | 30.0438 | 30.0438 | 30.0438 | 30.0438 | 30.0438 | 30.0438 | 30.0438 | 30.0438 | 30.0438 | 30.0438 | 30.0438 | 30.0438 | 30.0438 | 30.0438 | 30.0438 | 30.0438 | 30.0438 | 30.0438 | 30.0438 | 30.0438 | 30.0438 | 30.0438 | 30.0438 | 30.0438 | 30.0438 | 30.0438 | 30.0438
4970 | 30.0443 | 30.0443 | 30.0443 | 30.0443 | 30.0443 | 30.0443 | 30.0443 | 30.0443 | 30.0443 | 30.0443 | 30.0443 | 30.0443 | 30.0443 | 30.0443 | 30.0443 | 30.0443 | 30.0443 | 30.0443 | 30.0443 | 30.0443 | 30.0443 | 30.0443 | 30.0443 | 30.0443 | 30.0443 | 30.0443 | 30.0443 | 30.0443 | 30.0443 | 30.0443 | 30.0443 | 30.0443 | 30.0443 | 30.0443 | 30.0443 | 30.0443 | 30.0443 | 30.0443 | 30.0443 | 30.0443 | 30.0443 | 30.0443 | 30.0443 | 30.0443 | 30.0443 | 30.0443 | 30.0443 | 30.0443 | 30.0443 | 30.0443 | 30.0443 | 30.0443 | 30.0443 | 30.0443 | 30.0443 | 30.0443 | 30.0443 | 30.0443 | 30.0443 | 30.0443
4971 | 30.0448 | 30.0448 | 30.0448 | 30.0448 | 30.0448 | 30.0448 | 30.0448 | 30.0448 | 30.0448 | 30.0448 | 30.0448 | 30.0448 | 30.0448 | 30.0448 | 30.0448 | 30.0448 | 30.0448 | 30.0448 | 30.0448 | 30.0448 | 30.0448 | 30.0448 | 30.0448 | 30.0448 | 30.0448 | 30.0448 | 30.0448 | 30.0448 | 30.0448 | 30.0448 | 30.0448 | 30.0448 | 30.0448 | 30.0448 | 30.0448 | 30.0448 | 30.0448 | 30.0448 | 30.0448 | 30.0448 | 30.0448 | 30.0448 | 30.0448 | 30.0448 | 30.0448 | 30.0448 | 30.0448 | 30.0448 | 30.0448 | 30.0448 | 30.0448 | 30.0448 | 30.0448 | 30.0448 | 30.0448 | 30.0448 | 30.0448 | 30.0448 | 30.0448 | 30.0448
4972 | 30.0453 | 30.0453 | 30.0453 | 30.0453 | 30.0453 | 30.0453 | 30.0453 | 30.0453 | 30.0453 | 30.0453 | 30.0453 | 30.0453 | 30.0453 | 30.0453 | 30.0453 | 30.0453 | 30.0453 | 30.0453 | 30.0453 | 30.0453 | 30.0453 | 30.0453 | 30.0453 | 30.0453 | 30.0453 | 30.0453 | 30.0453 | 30.0453 | 30.0453 | 30.0453 | 30.0453 | 30.0453 | 30.0453 | 30.0453 | 30.0453 | 30.0453 | 30.0453 | 30.0453 | 30.0453 | 30.0453 | 30.0453 | 30.0453 | 30.0453 | 30.0453 | 30.0453 | 30.0453 | 30.0453 | 30.0453 | 30.0453 | 30.0453 | 30.0453 | 30.0453 | 30.0453 | 30.0453 | 30.0453 | 30.0453 | 30.0453 | 30.0453 | 30.0453 | 30.0453
4973 | 30.0458 | 30.0458 | 30.0458 | 30.0458 | 30.0458 | 30.0458 | 30.0458 | 30.0458 | 30.0458 | 30.0458 | 30.0458 | 30.0458 | 30.0458 | 30.0458 | 30.0458 | 30.0458 | 30.0458 | 30.0458 | 30.0458 | 30.0458 | 30.0458 | 30.0458 | 30.0458 | 30.0458 | 30.0458 | 30.0458 | 30.0458 | 30.0458 | 30.0458 | 30.0458 | 30.0458 | 30.0458 | 30.0458 | 30.0458 | 30.0458 | 30.0458 | 30.0458 | 30.0458 | 30.0458 | 30.0458 | 30.0458 | 30.0458 | 30.0458 | 30.0458 | 30.0458 | 30.0458 | 30.0458 | 30.0458 | 30.0458 | 30.0458 | 30.0458 | 30.0458 | 30.0458 | 30.0458 | 30.0458 | 30.0458 | 30.0458 | 30.0458 | 30.0458 | 30.0458
4974 | 30.0463 | 30.0463 | 30.0463 | 30.0463 | 30.0463 | 30.0463 | 30.0463 | 30.0463 | 30.0463 | 30.0463 | 30.0463 | 30.0463 | 30.0463 | 30.0463 | 30.0463 | 30.0463 | 30.0463 | 30.0463 | 30.0463 | 30.0463 | 30.0463 | 30.0463 | 30.0463 | 30.0463 | 30.0463 | 30.0463 | 30.0463 | 30.0463 | 30.0463 | 30.0463 | 30.0463 | 30.0463 | 30.0463 | 30.0463 | 30.0463 | 30.0463 | 30.0463 | 30.0463 | 30.0463 | 30.0463 | 30.0463 | 30.0463 | 30.0463 | 30.0463 | 30.0463 | 30.0463 | 30.0463 | 30.0463 | 30.0463 | 30.0463 | 30.0463 | 30.0463 | 30.0463 | 30.0463 | 30.0463 | 30.0463 | 30.0463 | 30.0463 | 30.0463 | 30.0463
4975 | 30.0468 | 30.0468 | 30.0468 | 30.0468 | 30.0468 | 30.0468 | 30.0468 | 30.0468 | 30.0468 | 30.0468 | 30.0468 | 30.0468 | 30.0468 | 30.0468 | 30.0468 | 30.0468 | 30.0468 | 30.0468 | 30.0468 | 30.0468 | 30.0468 | 30.0468 | 30.0468 | 30.0468 | 30.0468 | 30.0468 | 30.0468 | 30.0468 | 30.0468 | 30.0468 | 30.0468 | 30.0468 | 30.0468 | 30.0468 | 30.0468 | 30.0468 | 30.0468 | 30.0468 | 30.0468 | 30.0468 | 30.0468 | 30.0468 | 30.0468 | 30.0468 | 30.0468 | 30.0468 | 30.0468 | 30.0468 | 30.0468 | 30.0468 | 30.0468 | 30.0468 | 30.0468 | 30.0468 | 30.0468 | 30.0468 | 30.0468 | 30.0468 | 30.0468 | 30.0468
4976 | 30.0473 | 30.0473 | 30.0473 | 30.0473 | 30.0473 | 30.0473 | 30.0473 | 30.0473 | 30.0473 | 30.0473 | 30.0473 | 30.0473 | 30.0473 | 30.0473 | 30.0473 | 30.0473 | 30.0473 | 30.0473 | 30.0473 | 30.0473 | 30.0473 | 30.0473 | 30.0473 | 30.0473 | 30.0473 | 30.0473 | 30.0473 | 30.0473 | 30.0473 | 30.0473 | 30.0473 | 30.0473 | 30.0473 | 30.0473 | 30.0473 | 30.0473 | 30.0473 | 30.0473 | 30.0473 | 30.0473 | 30.0473 | 30.0473 | 30.0473 | 30.0473 | 30.0473 | 30.0473 | 30.0473 | 30.0473 | 30.0473 | 30.0473 | 30.0473 | 30.0473 | 30.0473 | 30.0473 | 30.0473 | 30.0473 | 30.0473 | 30.0473 | 30.0473 | 30.0473
4977 | 30.0479 | 30.0479 | 30.0479 | 30.0479 | 30.0479 | 30.0479 | 30.0479 | 30.0479 | 30.0479 | 30.0479 | 30.0479 | 30.0479 | 30.0479 | 30.0479 | 30.0479 | 30.0479 | 30.0479 | 30.0479 | 30.0479 | 30.0479 | 30.0479 | 30.0479 | 30.0479 | 30.0479 | 30.0479 | 30.0479 | 30.0479 | 30.0479 | 30.0479 | 30.0479 | 30.0479 | 30.0479 | 30.0479 | 30.0479 | 30.0479 | 30.0479 | 30.0479 | 30.0479 | 30.0479 | 30.0479 | 30.0479 | 30.0479 | 30.0479 | 30.0479 | 30.0479 | 30.0479 | 30.0479 | 30.0479 | 30.0479 | 30.0479 | 30.0479 | 30.0479 | 30.0479 | 30.0479 | 30.0479 | 30.0479 | 30.0479 | 30.0479 | 30.0479 | 30.0479
4978 | 30.0484 | 30.0484 | 30.0484 | 30.0484 | 30.0484 | 30.0484 | 30.0484 | 30.0484 | 30.0484 | 30.0484 | 30.0484 | 30.0484 | 30.0484 | 30.0484 | 30.0484 | 30.0484 | 30.0484 | 30.0484 | 30.0484 | 30.0484 | 30.0484 | 30.0484 | 30.0484 | 30.0484 | 30.0484 | 30.0484 | 30.0484 | 30.0484 | 30.0484 | 30.0484 | 30.0484 | 30.0484 | 30.0484 | 30.0484 | 30.0484 | 30.0484 | 30.0484 | 30.0484 | 30.0484 | 30.0484 | 30.0484 | 30.0484 | 30.0484 | 30.0484 | 30.0484 | 30.0484 | 30.0484 | 30.0484 | 30.0484 | 30.0484 | 30.0484 | 30.0484 | 30.0484 | 30.0484 | 30.0484 | 30.0484 | 30.0484 | 30.0484 | 30.0484 | 30.0484
4979 | 30.0489 | 30.0489 | 30.0489 | 30.0489 | 30.0489 | 30.0489 | 30.0489 | 30.0489 | 30.0489 | 30.0489 | 30.0489 | 30.0489 | 30.0489 | 30.0489 | 30.0489 | 30.0489 | 30.0489 | 30.0489 | 30.0489 | 30.0489 | 30.0489 | 30.0489 | 30.0489 | 30.0489 | 30.0489 | 30.0489 | 30.0489 | 30.0489 | 30.0489 | 30.0489 | 30.0489 | 30.0489 | 30.0489 | 30.0489 | 30.0489 | 30.0489 | 30.0489 | 30.0489 | 30.0489 | 30.0489 | 30.0489 | 30.0489 | 30.0489 | 30.0489 | 30.0489 | 30.0489 | 30.0489 | 30.0489 | 30.0489 | 30.0489 | 30.0489 | 30.0489 | 30.0489 | 30.0489 | 30.0489 | 30.0489 | 30.0489 | 30.0489 | 30.0489 | 30.0489
4980 | 30.0494 | 30.0494 | 30.0494 | 30.0494 | 30.0494 | 30.0494 | 30.0494 | 30.0494 | 30.0494 | 30.0494 | 30.0494 | 30.0494 | 30.0494 | 30.0494 | 30.0494 | 30.0494 | 30.0494 | 30.0494 | 30.0494 | 30.0494 | 30.0494 | 30.0494 | 30.0494 | 30.0494 | 30.0494 | 30.0494 | 30.0494 | 30.0494 | 30.0494 | 30.0494 | 30.0494 | 30.0494 | 30.0494 | 30.0494 | 30.0494 | 30.0494 | 30.0494 | 30.0494 | 30.0494 | 30.0494 | 30.0494 | 30.0494 | 30.0494 | 30.0494 | 30.0494 | 30.0494 | 30.0494 | 30.0494 | 30.0494 | 30.0494 | 30.0494 | 30.0494 | 30.0494 | 30.0494 | 30.0494 | 30.0494 | 30.0494 | 30.0494 | 30.0494 | 30.0494
4981 | 30.0499 | 30.0499 | 30.0499 | 30.0499 | 30.0499 | 30.0499 | 30.0499 | 30.0499 | 30.0499 | 30.0499 | 30.0499 | 30.0499 | 30.0499 | 30.0499 | 30.0499 | 30.0499 | 30.0499 | 30.0499 | 30.0499 | 30.0499 | 30.0499 | 30.0499 | 30.0499 | 30.0499 | 30.0499 | 30.0499 | 30.0499 | 30.0499 | 30.0499 | 30.0499 | 30.0499 | 30.0499 | 30.0499 | 30.0499 | 30.0499 | 30.0499 | 30.0499 | 30.0499 | 30.0499 | 30.0499 | 30.0499 | 30.0499 | 30.0499 | 30.0499 | 30.0499 | 30.0499 | 30.0499 | 30.0499 | 30.0499 | 30.0499 | 30.0499 | 30.0499 | 30.0499 | 30.0499 | 30.0499 | 30.0499 | 30.0499 | 30.0499 | 30.0499 | 30.0499
4982 | 30.0504 | 30.0504 | 30.0504 | 30.0504 | 30.0504 | 30.0504 | 30.0504 | 30.0504 | 30.0504 | 30.0504 | 30.0504 | 30.0504 | 30.0504 | 30.0504 | 30.0504 | 30.0504 | 30.0504 | 30.0504 | 30.0504 | 30.0504 | 30.0504 | 30.0504 | 30.0504 | 30.0504 | 30.0504 | 30.0504 | 30.0504 | 30.0504 | 30.0504 | 30.0504 | 30.0504 | 30.0504 | 30.0504 | 30.0504 | 30.0504 | 30.0504 | 30.0504 | 30.0504 | 30.0504 | 30.0504 | 30.0504 | 30.0504 | 30.0504 | 30.0504 | 30.0504 | 30.0504 | 30.0504 | 30.0504 | 30.0504 | 30.0504 | 30.0504 | 30.0504 | 30.0504 | 30.0504 | 30.0504 | 30.0504 | 30.0504 | 30.0504 | 30.0504 | 30.0504
4983 | 30.0509 | 30.0509 | 30.0509 | 30.0509 | 30.0509 | 30.0509 | 30.0509 | 30.0509 | 30.0509 | 30.0509 | 30.0509 | 30.0509 | 30.0509 | 30.0509 | 30.0509 | 30.0509 | 30.0509 | 30.0509 | 30.0509 | 30.0509 | 30.0509 | 30.0509 | 30.0509 | 30.0509 | 30.0509 | 30.0509 | 30.0509 | 30.0509 | 30.0509 | 30.0509 | 30.0509 | 30.0509 | 30.0509 | 30.0509 | 30.0509 | 30.0509 | 30.0509 | 30.0509 | 30.0509 | 30.0509 | 30.0509 | 30.0509 | 30.0509 | 30.0509 | 30.0509 | 30.0509 | 30.0509 | 30.0509 | 30.0509 | 30.0509 | 30.0509 | 30.0509 | 30.0509 | 30.0509 | 30.0509 | 30.0509 | 30.0509 | 30.0509 | 30.0509 | 30.0509
4984 | 30.0514 | 30.0514 | 30.0514 | 30.0514 | 30.0514 | 30.0514 | 30.0514 | 30.0514 | 30.0514 | 30.0514 | 30.0514 | 30.0514 | 30.0514 | 30.0514 | 30.0514 | 30.0514 | 30.0514 | 30.0514 | 30.0514 | 30.0514 | 30.0514 | 30.0514 | 30.0514 | 30.0514 | 30.0514 | 30.0514 | 30.0514 | 30.0514 | 30.0514 | 30.0514 | 30.0514 | 30.0514 | 30.0514 | 30.0514 | 30.0514 | 30.0514 | 30.0514 | 30.0514 | 30.0514 | 30.0514 | 30.0514 | 30.0514 | 30.0514 | 30.0514 | 30.0514 | 30.0514 | 30.0514 | 30.0514 | 30.0514 | 30.0514 | 30.0514 | 30.0514 | 30.0514 | 30.0514 | 30.0514 | 30.0514 | 30.0514 | 30.0514 | 30.0514 | 30.0514
4985 | 30.0519 | 30.0519 | 30.0519 | 30.0519 | 30.0519 | 30.0519 | 30.0519 | 30.0519 | 30.0519 | 30.0519 | 30.0519 | 30.0519 | 30.0519 | 30.0519 | 30.0519 | 30.0519 | 30.0519 | 30.0519 | 30.0519 | 30.0519 | 30.0519 | 30.0519 | 30.0519 | 30.0519 | 30.0519 | 30.0519 | 30.0519 | 30.0519 | 30.0519 | 30.0519 | 30.0519 | 30.0519 | 30.0519 | 30.0519 | 30.0519 | 30.0519 | 30.0519 | 30.0519 | 30.0519 | 30.0519 | 30.0519 | 30.0519 | 30.0519 | 30.0519 | 30.0519 | 30.0519 | 30.0519 | 30.0519 | 30.0519 | 30.0519 | 30.0519 | 30.0519 | 30.0519 | 30.0519 | 30.0519 | 30.0519 | 30.0519 | 30.0519 | 30.0519 | 30.0519
4986 | 30.0524 | 30.0524 | 30.0524 | 30.0524 | 30.0524 | 30.0524 | 30.0524 | 30.0524 | 30.0524 | 30.0524 | 30.0524 | 30.0524 | 30.0524 | 30.0524 | 30.0524 | 30.0524 | 30.0524 | 30.0524 | 30.0524 | 30.0524 | 30.0524 | 30.0524 | 30.0524 | 30.0524 | 30.0524 | 30.0524 | 30.0524 | 30.0524 | 30.0524 | 30.0524 | 30.0524 | 30.0524 | 30.0524 | 30.0524 | 30.0524 | 30.0524 | 30.0524 | 30.0524 | 30.0524 | 30.0524 | 30.0524 | 30.0524 | 30.0524 | 30.0524 | 30.0524 | 30.0524 | 30.0524 | 30.0524 | 30.0524 | 30.0524 | 30.0524 | 30.0524 | 30.0524 | 30.0524 | 30.0524 | 30.0524 | 30.0524 | 30.0524 | 30.0524 | 30.0524
4987 | 30.0529 | 30.0529 | 30.0529 | 30.0529 | 30.0529 | 30.0529 | 30.0529 | 30.0529 | 30.0529 | 30.0529 | 30.0529 | 30.0529 | 30.0529 | 30.0529 | 30.0529 | 30.0529 | 30.0529 | 30.0529 | 30.0529 | 30.0529 | 30.0529 | 30.0529 | 30.0529 | 30.0529 | 30.0529 | 30.0529 | 30.0529 | 30.0529 | 30.0529 | 30.0529 | 30.0529 | 30.0529 | 30.0529 | 30.0529 | 30.0529 | 30.0529 | 30.0529 | 30.0529 | 30.0529 | 30.0529 | 30.0529 | 30.0529 | 30.0529 | 30.0529 | 30.0529 | 30.0529 | 30.0529 | 30.0529 | 30.0529 | 30.0529 | 30.0529 | 30.0529 | 30.0529 | 30.0529 | 30.0529 | 30.0529 | 30.0529 | 30.0529 | 30.0529 | 30.0529
4988 | 30.0534 | 30.0534 | 30.0534 | 30.0534 | 30.0534 | 30.0534 | 30.0534 | 30.0534 | 30.0534 | 30.0534 | 30.0534 | 30.0534 | 30.0534 | 30.0534 | 30.0534 | 30.0534 | 30.0534 | 30.0534 | 30.0534 | 30.0534 | 30.0534 | 30.0534 | 30.0534 | 30.0534 | 30.0534 | 30.0534 | 30.0534 | 30.0534 | 30.0534 | 30.0534 | 30.0534 | 30.0534 | 30.0534 | 30.0534 | 30.0534 | 30.0534 | 30.0534 | 30.0534 | 30.0534 | 30.0534 | 30.0534 | 30.0534 | 30.0534 | 30.0534 | 30.0534 | 30.0534 | 30.0534 | 30.0534 | 30.0534 | 30.0534 | 30.0534 | 30.0534 | 30.0534 | 30.0534 | 30.0534 | 30.0534 | 30.0534 | 30.0534 | 30.0534 | 30.0534
4989 | 30.0539 | 30.0539 | 30.0539 | 30.0539 | 30.0539 | 30.0539 | 30.0539 | 30.0539 | 30.0539 | 30.0539 | 30.0539 | 30.0539 | 30.0539 | 30.0539 | 30.0539 | 30.0539 | 30.0539 | 30.0539 | 30.0539 | 30.0539 | 30.0539 | 30.0539 | 30.0539 | 30.0539 | 30.0539 | 30.0539 | 30.0539 | 30.0539 | 30.0539 | 30.0539 | 30.0539 | 30.0539 | 30.0539 | 30.0539 | 30.0539 | 30.0539 | 30.0539 | 30.0539 | 30.0539 | 30.0539 | 30.0539 | 30.0539 | 30.0539 | 30.0539 | 30.0539 | 30.0539 | 30.0539 | 30.0539 | 30.0539 | 30.0539 | 30.0539 | 30.0539 | 30.0539 | 30.0539 | 30.0539 | 30.0539 | 30.0539 | 30.0539 | 30.0539 | 30.0539
4990 | 30.0544 | 30.0544 | 30.0544 | 30.0544 | 30.0544 | 30.0544 | 30.0544 | 30.0544 | 30.0544 | 30.0544 | 30.0544 | 30.0544 | 30.0544 | 30.0544 | 30.0544 | 30.0544 | 30.0544 | 30.0544 | 30.0544 | 30.0544 | 30.0544 | 30.0544 | 30.0544 | 30.0544 | 30.0544 | 30.0544 | 30.0544 | 30.0544 | 30.0544 | 30.0544 | 30.0544 | 30.0544 | 30.0544 | 30.0544 | 30.0544 | 30.0544 | 30.0544 | 30.0544 | 30.0544 | 30.0544 | 30.0544 | 30.0544 | 30.0544 | 30.0544 | 30.0544 | 30.0544 | 30.0544 | 30.0544 | 30.0544 | 30.0544 | 30.0544 | 30.0544 | 30.0544 | 30.0544 | 30.0544 | 30.0544 | 30.0544 | 30.0544 | 30.0544 | 30.0544
4991 | 30.0549 | 30.0549 | 30.0549 | 30.0549 | 30.0549 | 30.0549 | 30.0549 | 30.0549 | 30.0549 | 30.0549 | 30.0549 | 30.0549 | 30.0549 | 30.0549 | 30.0549 | 30.0549 | 30.0549 | 30.0549 | 30.0549 | 30.0549 | 30.0549 | 30.0549 | 30.0549 | 30.0549 | 30.0549 | 30.0549 | 30.0549 | 30.0549 | 30.0549 | 30.0549 | 30.0549 | 30.0549 | 30.0549 | 30.0549 | 30.0549 | 30.0549 | 30.0549 | 30.0549 | 30.0549 | 30.0549 | 30.0549 | 30.0549 | 30.0549 | 30.0549 | 30.0549 | 30.0549 | 30.0549 | 30.0549 | 30.0549 | 30.0549 | 30.0549 | 30.0549 | 30.0549 | 30.0549 | 30.0549 | 30.0549 | 30.0549 | 30.0549 | 30.0549 | 30.0549
4992 | 30.0554 | 30.0554 | 30.0554 | 30.0554 | 30.0554 | 30.0554 | 30.0554 | 30.0554 | 30.0554 | 30.0554 | 30.0554 | 30.0554 | 30.0554 | 30.0554 | 30.0554 | 30.0554 | 30.0554 | 30.0554 | 30.0554 | 30.0554 | 30.0554 | 30.0554 | 30.0554 | 30.0554 | 30.0554 | 30.0554 | 30.0554 | 30.0554 | 30.0554 | 30.0554 | 30.0554 | 30.0554 | 30.0554 | 30.0554 | 30.0554 | 30.0554 | 30.0554 | 30.0554 | 30.0554 | 30.0554 | 30.0554 | 30.0554 | 30.0554 | 30.0554 | 30.0554 | 30.0554 | 30.0554 | 30.0554 | 30.0554 | 30.0554 | 30.0554 | 30.0554 | 30.0554 | 30.0554 | 30.0554 | 30.0554 | 30.0554 | 30.0554 | 30.0554 | 30.0554
4993 | 30.0559 | 30.0559 | 30.0559 | 30.0559 | 30.0559 | 30.0559 | 30.0559 | 30.0559 | 30.0559 | 30.0559 | 30.0559 | 30.0559 | 30.0559 | 30.0559 | 30.0559 | 30.0559 | 30.0559 | 30.0559 | 30.0559 | 30.0559 | 30.0559 | 30.0559 | 30.0559 | 30.0559 | 30.0559 | 30.0559 | 30.0559 | 30.0559 | 30.0559 | 30.0559 | 30.0559 | 30.0559 | 30.0559 | 30.0559 | 30.0559 | 30.0559 | 30.0559 | 30.0559 | 30.0559 | 30.0559 | 30.0559 | 30.0559 | 30.0559 | 30.0559 | 30.0559 | 30.0559 | 30.0559 | 30.0559 | 30.0559 | 30.0559 | 30.0559 | 30.0559 | 30.0559 | 30.0559 | 30.0559 | 30.0559 | 30.0559 | 30.0559 | 30.0559 | 30.0559
4994 | 30.0564 | 30.0564 | 30.0564 | 30.0564 | 30.0564 | 30.0564 | 30.0564 | 30.0564 | 30.0564 | 30.0564 | 30.0564 | 30.0564 | 30.0564 | 30.0564 | 30.0564 | 30.0564 | 30.0564 | 30.0564 | 30.0564 | 30.0564 | 30.0564 | 30.0564 | 30.0564 | 30.0564 | 30.0564 | 30.0564 | 30.0564 | 30.0564 | 30.0564 | 30.0564 | 30.0564 | 30.0564 | 30.0564 | 30.0564 | 30.0564 | 30.0564 | 30.0564 | 30.0564 | 30.0564 | 30.0564 | 30.0564 | 30.0564 | 30.0564 | 30.0564 | 30.0564 | 30.0564 | 30.0564 | 30.0564 | 30.0564 | 30.0564 | 30.0564 | 30.0564 | 30.0564 | 30.0564 | 30.0564 | 30.0564 | 30.0564 | 30.0564 | 30.0564 | 30.0564
4995 | 30.0569 | 30.0569 | 30.0569 | 30.0569 | 30.0569 | 30.0569 | 30.0569 | 30.0569 | 30.0569 | 30.0569 | 30.0569 | 30.0569 | 30.0569 | 30.0569 | 30.0569 | 30.0569 | 30.0569 | 30.0569 | 30.0569 | 30.0569 | 30.0569 | 30.0569 | 30.0569 | 30.0569 | 30.0569 | 30.0569 | 30.0569 | 30.0569 | 30.0569 | 30.0569 | 30.0569 | 30.0569 | 30.0569 | 30.0569 | 30.0569 | 30.0569 | 30.0569 | 30.0569 | 30.0569 | 30.0569 | 30.0569 | 30.0569 | 30.0569 | 30.0569 | 30.0569 | 30.0569 | 30.0569 | 30.0569 | 30.0569 | 30.0569 | 30.0569 | 30.0569 | 30.0569 | 30.0569 | 30.0569 | 30.0569 | 30.0569 | 30.0569 | 30.0569 | 30.0569
4996 | 30.0574 | 30.0574 | 30.0574 | 30.0574 | 30.0574 | 30.0574 | 30.0574 | 30.0574 | 30.0574 | 30.0574 | 30.0574 | 30.0574 | 30.0574 | 30.0574 | 30.0574 | 30.0574 | 30.0574 | 30.0574 | 30.0574 | 30.0574 | 30.0574 | 30.0574 | 30.0574 | 30.0574 | 30.0574 | 30.0574 | 30.0574 | 30.0574 | 30.0574 | 30.0574 | 30.0574 | 30.0574 | 30.0574 | 30.0574 | 30.0574 | 30.0574 | 30.0574 | 30.0574 | 30.0574 | 30.0574 | 30.0574 | 30.0574 | 30.0574 | 30.0574 | 30.0574 | 30.0574 | 30.0574 | 30.0574 | 30.0574 | 30.0574 | 30.0574 | 30.0574 | 30.0574 | 30.0574 | 30.0574 | 30.0574 | 30.0574 | 30.0574 | 30.0574 | 30.0574
4997 | 30.0579 | 30.0579 | 30.0579 | 30.0579 | 30.0579 | 30.0579 | 30.0579 | 30.0579 | 30.0579 | 30.0579 | 30.0579 | 30.0579 | 30.0579 | 30.0579 | 30.0579 | 30.0579 | 30.0579 | 30.0579 | 30.0579 | 30.0579 | 30.0579 | 30.0579 | 30.0579 | 30.0579 | 30.0579 | 30.0579 | 30.0579 | 30.0579 | 30.0579 | 30.0579 | 30.0579 | 30.0579 | 30.0579 | 30.0579 | 30.0579 | 30.0579 | 30.0579 | 30.0579 | 30.0579 | 30.0579 | 30.0579 | 30.0579 | 30.0579 | 30.0579 | 30.0579 | 30.0579 | 30.0579 | 30.0579 | 30.0579 | 30.0579 | 30.0579 | 30.0579 | 30.0579 | 30.0579 | 30.0579 | 30.0579 | 30.0579 | 30.0579 | 30.0579 | 30.0579
4998 | 30.0584 | 30.0584 | 30.0584 | 30.0584 | 30.0584 | 30.0584 | 30.0584 | 30.0584 | 30.0584 | 30.0584 | 30.0584 | 30.0584 | 30.0584 | 30.0584 | 30.0584 | 30.0584 | 30.0584 | 30.0584 | 30.0584 | 30.0584 | 30.0584 | 30.0584 | 30.0584 | 30.0584 | 30.0584 | 30.0584 | 30.0584 | 30.0584 | 30.0584 | 30.0584 | 30.0584 | 30.0584 | 30.0584 | 30.0584 | 30.0584 | 30.0584 | 30.0584 | 30.0584 | 30.0584 | 30.0584 | 30.0584 | 30.0584 | 30.0584 | 30.0584 | 30.0584 | 30.0584 | 30.0584 | 30.0584 | 30.0584 | 30.0584 | 30.0584 | 30.0584 | 30.0584 | 30.0584 | 30.0584 | 30.0584 | 30.0584 | 30.0584 | 30.0584 | 30.0584
4999 | 30.0589 | 30.0589 | 30.0589 | 30.0589 | 30.0589 | 30.0589 | 30.0589 | 30.0589 | 30.0589 | 30.0589 | 30.0589 | 30.0589 | 30.0589 | 30.0589 | 30.0589 | 30.0589 | 30.0589 | 30.0589 | 30.0589 | 30.0589 | 30.0589 | 30.0589 | 30.0589 | 30.0589 | 30.0589 | 30.0589 | 30.0589 | 30.0589 | 30.0589 | 30.0589 | 30.0589 | 30.0589 | 30.0589 | 30.0589 | 30.0589 | 30.0589 | 30.0589 | 30.0589 | 30.0589 | 30.0589 | 30.0589 | 30.0589 | 30.0589 | 30.0589 | 30.0589 | 30.0589 | 30.0589 | 30.0589 | 30.0589 | 30.0589 | 30.0589 | 30.0589 | 30.0589 | 30.0589 | 30.0589 | 30.0589 | 30.0589 | 30.0589 | 30.0589 | 30.0589
5000 | 30.0594 | 30.0594 | 30.0594 | 30.0594 | 30.0594 | 30.0594 | 30.0594 | 30.0594 | 30.0594 | 30.0594 | 30.0594 | 30.0594 | 30.0594 | 30.0594 | 30.0594 | 30.0594 | 30.0594 | 30.0594 | 30.0594 | 30.0594 | 30.0594 | 30.0594 | 30.0594 | 30.0594 | 30.0594 | 30.0594 | 30.0594 | 30.0594 | 30.0594 | 30.0594 | 30.0594 | 30.0594 | 30.0594 | 30.0594 | 30.0594 | 30.0594 | 30.0594 | 30.0594 | 30.0594 | 30.0594 | 30.0594 | 30.0594 | 30.0594 | 30.0594 | 30.0594 | 30.0594 | 30.0594 | 30.0594 | 30.0594 | 30.0594 | 30.0594 | 30.0594 | 30.0594 | 30.0594 | 30.0594 | 30.0594 | 30.0594 | 30.0594 | 30.0594 | 30.0594
Note on B40: Roughness of upsteam ground - Assumed to be rough grass
Note on B41: Roughness of gap - Assumed to be same roughness as in open ground in from of forest
Note on B42: Roughness of forest - Assumed to be 7.5% of tree height
Note on B43: Roughness of SRF -Assumed to be 7.5% of tree height
Note on B44: Zero plane displacement over forest - Assumed to be 65% of tree height
Note on B45: Zero plane displacement over forest - Assumed to be 65% of tree height

## 8. CO2 gain - site improvement
Gains due to site improvement
Note: Note, CO2 losses are calculated using two approaches: IPCC default methodology and more site specific equations derived for this project. The IPCC methodology is included because it is the established approach, although it contains no site detail. The new equations have been thoroughly tested against experimental data (see Nayak et al, 2008 - Final report).
Selected Methodology = | Site specific (required for planning applications)
Type of peatland = | Acid Bog
Reduction in GHG emissions due to improvement of site | Expected |  |  |  | Minimum |  |  |  | Maximum
Improvement of… | Degraded Bog | Felled Forestry | Borrow Pits | Foundations & Hardstanding | Degraded Bog | Felled Forestry | Borrow Pits | Foundations & Hardstanding | Degraded Bog | Felled Forestry | Borrow Pits | Foundations & Hardstanding
1. Description of site
Lifetime of windfarm (years) | 25 | 25 | 25 | 25 | 25 | 25 | 25 | 25 | 25 | 25 | 25 | 25
Area to be improved (ha) | 200 | 149 | 2.16 | 4.4378 | 180 | 134.1 | 1.944 | 2.0626 | 220 | 163.9 | 2.376 | 7.1258
Average air temperature at site (oC) | 8.6 | 8.6 | 8.6 | 8.6 | 8.6 | 8.6 | 8.6 | 8.6 | 8.6 | 8.6 | 8.6 | 8.6
Water table depth before improvement (m) | 0.2 | 0.5 | 0.12 | 0.12 | 0.1 | 0.25 | 0.06 | 0.06 | 0.3 | 0.75 | 0.18 | 0.18
Water table depth after improvement (m) | 0.05 | 0.05 | 0.05 | 0.05 | 0.05 | 0.05 | 0.05 | 0.05 | 0.05 | 0.05 | 0.05 | 0.05
2. Losses with improvement
Flooded period (days year-1) | 178 | 178 | 178 | 178 | 178 | 178 | 178 | 178 | 178 | 178 | 178 | 178
Time required for hydrology and habitat to return to its previous state on restoration (years) | 10 | 10 | 10 | 10 | 9 | 9 | 9 | 9 | 11 | 11 | 11 | 11
Improved period (years) | 15 | 15 | 15 | 15 | 16 | 16 | 16 | 16 | 14 | 14 | 14 | 14
Methane emissions from improved land
Site specific methane emission from improved soil on acid bogs (t CH4-C ha-1 yr-1) | 0.26346 | 0.26346 | 0.26346 | 0.26346 | 0.26346 | 0.26346 | 0.26346 | 0.26346 | 0.26346 | 0.26346 | 0.26346 | 0.26346
Site specific methane emission from improved soil on fens (t CH4-C ha-1 yr-1) | 0.34271 | 0.34271 | 0.34271 | 0.34271 | 0.34271 | 0.34271 | 0.34271 | 0.34271 | 0.34271 | 0.34271 | 0.34271 | 0.34271
IPCC annual rate of methane emission on acid bogs (t CH4-C ha-1 yr-1) | 0.04015 | 0.04015 | 0.04015 | 0.04015 | 0.04015 | 0.04015 | 0.04015 | 0.04015 | 0.04015 | 0.04015 | 0.04015 | 0.04015
IPCC annual rate of methane emission on fens (t CH4-C ha-1 yr-1) | 0.219 | 0.219 | 0.219 | 0.219 | 0.219 | 0.219 | 0.219 | 0.219 | 0.219 | 0.219 | 0.219 | 0.219
Selected annual rate of methane emission (t CH4-C ha-1 yr-1) | 0.26346 | 0.26346 | 0.26346 | 0.26346 | 0.26346 | 0.26346 | 0.26346 | 0.26346 | 0.26346 | 0.26346 | 0.26346 | 0.26346
CH4 emissions from improved land (t CO2 equiv.) | 11820.32 | 8806.1384 | 127.6595 | 262.2834 | 9929.0688 | 7397.1563 | 107.2339 | 113.7754 | 13869.1755 | 10332.5358 | 149.7871 | 449.22
Carbon dioxide emissions from improved land
Site specific CO2 emission from improved soil on acid bogs (t CO2 ha-1 yr-1) | 1.1027 | 1.1027 | 1.1027 | 1.1027 | 1.1027 | 1.1027 | 1.1027 | 1.1027 | 1.1027 | 1.1027 | 1.1027 | 1.1027
Site specific CO2 emissions from improved soil on fens (t CO2 ha-1 yr-1) | 5.3239 | 5.3239 | 5.3239 | 5.3239 | 5.3239 | 5.3239 | 5.3239 | 5.3239 | 5.3239 | 5.3239 | 5.3239 | 5.3239
IPCC annual rate of carbon dioxide emission on acid bogs (t CO2 ha-1 yr-1) | 0 | 0 | 0 | 0 | 0 | 0 | 0 | 0 | 0 | 0 | 0 | 0
IPCC annual rate of carbon dioxide emission on fens (t CO2 ha-1 yr-1) | 0 | 0 | 0 | 0 | 0 | 0 | 0 | 0 | 0 | 0 | 0 | 0
Selected annual rate of carbon dioxide emission (t CO2 ha-1 yr-1) | 1.1027 | 1.1027 | 1.1027 | 1.1027 | 1.1027 | 1.1027 | 1.1027 | 1.1027 | 1.1027 | 1.1027 | 1.1027 | 1.1027
CO2 emissions from improved land (t CO2) | 1694.8208 | 1262.6415 | 18.3041 | 37.6067 | 1423.6494 | 1060.6188 | 15.3754 | 16.3133 | 1988.5897 | 1481.4993 | 21.4768 | 64.41
Total GHG emissions from improved land (t CO2 equiv.) | 13515.1408 | 10068.7799 | 145.9635 | 299.8902 | 11352.7183 | 8457.7751 | 122.6094 | 130.0887 | 15857.7652 | 11814.0351 | 171.2639 | 513.6301
3. Losses without improvement
Flooded period (days year-1) | 0 | 0 | 0 | 0 | 0 | 0 | 0 | 0 | 0 | 0 | 0 | 0
Time required for hydrology and habitat to return to its previous state on restoration (years) | 10 | 10 | 10 | 10 | 9 | 9 | 9 | 9 | 11 | 11 | 11 | 11
Improved period (years) | 15 | 15 | 15 | 15 | 16 | 16 | 16 | 16 | 14 | 14 | 14 | 14
Methane emissions from unimproved land
Site specific methane emission from unimproved soil on acid bogs (t CH4-C ha-1 yr-1) | 0.036056 | -0.005275 | 0.10741 | 0.10741 | 0.13924 | 0.016544 | 0.23214 | 0.23214 | 0.0060165 | -0.0062728 | 0.047919 | 0.047919
Site specific methane emission from unimproved soil on fens (t CH4-C ha-1 yr-1) | 0.076688 | 0.00010543 | 0.17167 | 0.17167 | 0.20935 | 0.045561 | 0.31063 | 0.31063 | 0.026397 | -0.0039164 | 0.094028 | 0.094028
IPCC annual rate of methane emission on acid bogs (t CH4-C ha-1 yr-1) | 0 | 0 | 0 | 0 | 0 | 0 | 0 | 0 | 0 | 0 | 0 | 0
IPCC annual rate of methane emission on fens (t CH4-C ha-1 yr-1) | 0 | 0 | 0 | 0 | 0 | 0 | 0 | 0 | 0 | 0 | 0 | 0
Selected annual rate of methane emission (t CH4-C ha-1 yr-1) | 0.036056 | -0.005275 | 0.10741 | 0.10741 | 0.13924 | 0.016544 | 0.23214 | 0.23214 | 0.0060165 | -0.0062728 | 0.047919 | 0.047919
CH4 emissions from unimproved land (t CO2 equiv.) | 1617.702 | -176.3162 | 52.0442 | 106.9277 | 5247.6559 | 464.5174 | 94.4865 | 100.2503 | 316.7216 | -246.0101 | 27.2437 | 81.7054
Carbon dioxide emissions from unimproved land
Site specific CO2 emission from unimproved soil on acid bogs (t CO2 ha-1 yr-1) | 6.6077 | 18.2979 | 3.2467 | 3.2467 | 2.541 | 8.9238 | 1.3509 | 1.3509 | 11.2092 | 22.2231 | 5.708 | 5.708
Site specific CO2 emissions from unimproved soil on fens (t CO2 ha-1 yr-1) | 16.9322 | 54.7892 | 8.2141 | 8.2141 | 6.98 | 24.5825 | 5.5228 | 5.5228 | 32.5621 | 62.7521 | 14.2346 | 14.2346
IPCC annual rate of carbon dioxide emission on acid bogs (t CO2 ha-1 yr-1) | 35.2 | 35.2 | 35.2 | 35.2 | 35.2 | 35.2 | 35.2 | 35.2 | 35.2 | 35.2 | 35.2 | 35.2
IPCC annual rate of carbon dioxide emission on fens (t CO2 ha-1 yr-1) | 35.2 | 35.2 | 35.2 | 35.2 | 35.2 | 35.2 | 35.2 | 35.2 | 35.2 | 35.2 | 35.2 | 35.2
Selected annual rate of carbon dioxide emission (t CO2 ha-1 yr-1) | 6.6077 | 18.2979 | 3.2467 | 3.2467 | 2.541 | 8.9238 | 1.3509 | 1.3509 | 11.2092 | 22.2231 | 5.708 | 5.708
CO2 emissions from unimproved land (t CO2) | 19823.1998 | 40895.8629 | 105.1922 | 216.1231 | 6403.4091 | 16753.5391 | 36.7658 | 39.0086 | 39456.536 | 58277.8917 | 216.9941 | 650.7777
Total GHG emissions from unimproved land (t CO2 equiv.) | 21440.9018 | 40719.5467 | 157.2363 | 323.0508 | 11651.065 | 17218.0565 | 131.2523 | 139.2589 | 39773.2577 | 58031.8816 | 244.2378 | 732.4832
RESULTS
4. Reduction in GHG emissions due to improvement of site
Total GHG emissions from improved land (t CO2 equiv.) | 13515.1408 | 10068.7799 | 145.9635 | 299.8902 | 11352.7183 | 8457.7751 | 122.6094 | 130.0887 | 15857.7652 | 11814.0351 | 171.2639 | 513.6301
Total GHG emissions from unimproved land (t CO2 equiv.) | 21440.9018 | 40719.5467 | 157.2363 | 323.0508 | 11651.065 | 17218.0565 | 131.2523 | 139.2589 | 39773.2577 | 58031.8816 | 244.2378 | 732.4832
Reduction in GHG emissions due to improvement (t CO2 equiv.) | 7925.761 | 30650.7668 | 11.2728 | 23.1606 | 298.3468 | 8760.2814 | 8.643 | 9.1702 | 23915.4925 | 46217.8465 | 72.974 | 218.8531
Additional CO2 payback time of windfarm due to site improvement
…coal-fired electricity generation (months) | -0.72034 | -2.7857 | -0.0010245 | -0.002105 | -0.027115 | -0.79618 | -0.00078552 | -0.00083344 | -2.1736 | -4.2005 | -0.0066323 | -0.019891
…grid-mix of electricity generation (months) | -1.4407 | -5.5714 | -0.0020491 | -0.0042099 | -0.054231 | -1.5924 | -0.001571 | -0.0016669 | -4.3472 | -8.4011 | -0.013265 | -0.039781
…fossil fuel - mix of electricity generation (months) | -1.0206 | -3.9468 | -0.0014516 | -0.0029823 | -0.038417 | -1.128 | -0.0011129 | -0.0011808 | -3.0795 | -5.9513 | -0.0093967 | -0.028181
Click here to move to Payback Time
Gains due to site improvement
Note: Note, CO2 losses are calculated using two approaches: IPCC default methodology and more site specific equations derived for this project. The IPCC methodology is included because it is the established approach, although it contains no site detail. The new equations have been thoroughly tested against experimental data (see Nayak et al, 2008 - Final report).
Note on C37: Assumption: The drained soil is not flooded at any time of the year.
Note on D37: Assumption: The drained soil is not flooded at any time of the year.
Note on E37: Assumption: The drained soil is not flooded at any time of the year.
Note on F37: Assumption: The drained soil is not flooded at any time of the year.
Note on I37: Assumption: The drained soil is not flooded at any time of the year.
Note on M37: Assumption: The drained soil is not flooded at any time of the year.
Click here
Note: Carbon dioxide emissions from acid bogs. Equation derived by regression analysis against 60
measurements (Nayak et al, 2009). The equation derived was
RCO2 = (3.667/1000) x ((6700 x exp(-0.26 x exp(-0.0515 × ((Wx100)-50)))) + ((72.54 × T) - 800))
where RCO2 is the annual rate of CO2 emissions (t CO2 (ha)-1 yr-1),
T = average annual peat temperature (oC) and
W is the water table depth (m).
The equation shows a significant correlation with measurements (r2 =0.53 P > 0.05).
Evaluation against 29 independent experiments shows a significant association (r2 = 0.21; P>0.05) and
an average error of 3023 t CO2 ha-1 yr-1 which is non-significant (P<0.05) (Smith et al, 1997).
Note: Methane emissions from acid bogs. Equation derived by regression analysis against 57
measurements (Nayak et al, 2009). The equation derived was
RCH4 = (1/1000) x (500 × exp(-0.1234 × (Wx100)) + ((3.529 × T) - 36.67))
where RCH4 is the annual rate of CH4 emissions (t CH4-C (ha)-1 yr-1),
T = average annual air temperature (oC) and
W is the water table depth (m).
The equation shows a significant correlation with measurements (r2 = 0.54, P > 0.05).
Evaluation against 7 independent experiments shows a significant association (r2 = 0.81; P>0.05) and an
average error of 27 t CH4-C ha-1 yr-1 (significance not defined due to lack of replicates - Smith et al, 1997).
Note: Carbon dioxide emissions from fens. Equation derived by regression analysis against 44
measurements (Nayak et al, 2009). The equation derived was
RCO2 = (3.667/1000) x (16244 x exp(-0.175 x exp(-0.073 x ((Wx100)-50)))+(153.23 x T))
where RCO2 is the annual rate of CO2 emissions (t CO2 (ha)-1 yr-1),
T = average annual peat temperature (oC) and
W is the water table depth (m).
The equation shows a significant correlation with measurements (r2 = 0.42, P > 0.05).
Evaluation against 18 independent experiments shows a significant association (r2 = 0.56; P>0.05) and
an average error of 2108 t CO2 ha-1 yr-1 (significance not defined due to lack of replicates-Smith et al, 1997)
Note: Methane emissions from fens. Equation derived by regression analysis against experimental data
from 35 measurements (Nayak et al, 2009). The equation derived was
RCH4 = (1/1000) x (-10+563.62 x exp(-0.097 x (W x 100))+(0.662 x T))
where RCH4 is the annual rate of CH4 emissions (t CH4-C (ha)-1 yr-1),
T = average annual air temperature (oC) and
W is the water table depth (m).
The equation shows a significant correlation with measurements (r2 = 0.41, P >0.05).
Evaluation against 7 independent experiments shows a significant association (r2 = 0.69; P>0.05) and
an average error of 164 t CH4-C ha-1 yr-1 (significance not defined due to lack of replicate-Smith et al, 1997)
Note: Methane emissions from acid bogs. As above
Note: Methane emissions from fens. As above
Note: CO2 emissions from acid bogs. As above
Note: CO2 emissions from fens. As above

## References
References
Allott T.E.H., Evans M.G., Lindsay J.B., Agnew C.T., Freer J.E., Jones A. and Parnell M. (2009) Water tables in Peak District blanket peatlands. Moors for the Future Report No 17.
https://www.escholar.manchester.ac.uk/uk-ac-man-scw:18867.
Anderson D.E. (2002) Carbon accumulation and C/N ratios of peat bogs in North-West Scotland. Scottish Geographical Journal 118(4): 323-341.
Anderson R. (1997) Part 4.3. Hydrology and Rainfall. In: Brooks S. and Stoneman R. (Eds.). Conserving Bogs: The Management Handbook. Edinburgh: The Stationary Office: 65-72.
Anderson, R., Artz, R., Mitchell, R., Chapman, S., Smith, J., Smith, P., Cummins, R., Donnelly, D., Cuthbert, A., 2010. Managing and restoring blanket bog to benefit biodiversity and carbon balance – a scoping study. RERAD Report.
Ardente, F., Beccali, M., Cellura, M. and Brano V.L. (2008). Energy performances and life cycle assessment of an Italian wind farm. Renewable and Sustainable Energy Reviews 12, 200-217.
Armstrong A.C. (1983) The measurement of watertable levels in structured clay soils by means of open auger holes. Earth Surface Processes 8: 183–187.
Armstrong A, Holden J, Kay P, Foulger M, Gledhill S, McDonald AT, Walker A (2009) Drain-blocking techniques on blanket peat: A framework for best practice. Journal of Environmental Management,90, 3512-3519.
Baggott S.L., Cardenas L., Garnett E., Jackson J., Mobbs D.C., Murrells T., Passant N., Thomson A. and Watterson J.D. (2007) UK Greenhouse Gas Inventory 2000-2005. Annual Report for submission under the Framework Convention on Climate Change. London: HSO.
www.naei.org.uk/reports.php. Report AEAT/ENV/R/2429 13/04/2007
Bengtsson L. and Enell M. (1986) Chemical analysis. In: Berglund B.E. (Ed.) Handbook of Holocene Palaeoecology and Palaeohydrology. Chichester: John Wiley: 423-448.
Birnie R., Clayton P., Griffiths P., Hulme P., Roberston R., Soane B. and Ward S. (1991) Scottish Peat Resources and Their Energy Potential. Contract Report for ETSU, E/5A/CON/1204/1676, pp.199.
Botch M.S., Kobak K.I.Vinson T.S. and Kolchugina T.P. (1995) carbon pools and accumulation in peatlands of the former Soviet Union. Global Biogeochemical Cycles 9: 37-46
Bragg O.M., Hulme P.D., Ingram H.A.P., Johnson J.P., Wilson A.I.A. (1994) A maximum-minimum recorder for shallow water tables, developed for ecohydrological studies on mires. Journal of Applied Ecology 31: 589-592.
Buckler et al, 2009.
Cannell M.G.R. (1999) Growing trees to sequester carbon in the UK: answers to some common questions. Forestry 72: 238-247.
Carbon Trust/Dti (2004), Renewables Network Impacts Study.
http://www.carbontrust.co.uk/Publications/publicationdetail.htm?productid=CT-2004-03
Dale L., Milborrow D., Stark R. and Strbac G. (2004) Total cost estimates for large-scale wind scenarios in the UK. Energy Policy 32: 1949-1956.
DECC (Department of Energy and Climate Change) (2044) UK onshore wind capacity factors 1998-2004
www.decc.gov.uk/assets/decc/statistics/publications/trends/articles_issue/file43950.pdf
Defra (2002) Guidelines for the measurement and reporting of emissions by Direct Participants in UK Emissions Trading Scheme. UKETS(01)05rev2.
Digest of UK Energy Statistics (2007) Department for Business, Enterprise and Regulatory Reform. A National Statistics Publication. London: HSO.
www.berr.gov.uk/energy/statistics/source/electricity/page18527.html
Dryburgh P.M. (1978) Scotland’s Peat Resources: An Introduction to their Potential. Edinburgh: University of Edinburgh, pp.30
Edwards, P.N., Christie, J.M. (1981) Yield models for forest management. Forestry Commission Booklet 48. Forestry Commission: Edinburgh.
Gardiner, B.A., 2004, Calculation of the Impact of Forestry on Wind Speeds, Forest Research Internal Report, pp.10
Garrad Hassan (2011) Position on Turbine Reliability Risk Assessment: Proven and Qualified Turbine Designs and Turbine Availability in North America
www.gl-garradhassan.com/assets/downloads/GL_Garrad_Hassan_memo_on_availability_and_proven_qualified_turbines.pdf
Grieve, I C , Hipkin, J.A. and Davidson, D.A. (1994) Soil erosion sensitivity in upland Scotland Research, Survey and Monitoring Report No 24, SNH, Perth.
Hargreaves, K.J., Milne, R. & Cannell, M.G.R. (2003). Carbon balance of afforested peatland in Scotland. Forestry 76, 209-317.
Holden J, Evans MG, Burt TP, Horton M (2006) Impact of land drainage on peatland hydrology. Journal of Environmental Quality, 35, 1764-1778.
IPCC, 1997, Revised 1996 IPCC guidelines for national greenhouse gas inventories, Vol 3, table 5-13
Isselin-Nondedeu F., Rochefort L. and Poulin, M. (2007) Long-term vegetation monitoring to assess the restoration success of a vacuum-mined peatland (Québec, Canada). In: Proceedings of International Conference Peat and Peatlands 2007 23: 153-166.
http://www.gret-perg.ulaval.ca/conferences-gret.html?&L=0Firef...cada1c72a857c929118957c47&tx_centrerecherche_pi1[showUid]=902&cHash=ef860450530b5d777846ce5da97d98e0
Lavers, G.M. (1983). The strength properties of timber. 3rd edn. Building Research Establishment Report, HMSO London
Lenzen, M., Munksgaard, J. (2002). Energy and CO2 life-cycle analyses of wind turbines Review and applications. Renew. Energy. 26, 339-362.
Magnani, F., Mencuccini, M., Borghetti, M., Berbigier, P., Berninger, F., Delzon, S., Grelle, A., Hari, P., Jarvis, P.G., Kolari, P., Kowalski, A.S., Lankreijer, H., Law, B.E., Lindroth, A., Loustau, D., Manca, G., Moncrieff, J.B., Rayment, M., Tedeschi, V., Valentini, R., Grace, J. (2007) The human footprint in the carbon cycle of temperate and boreal forests. Nature, 447: 848–850.
Mason et al (2009)
Matthews, G.A.R. (1993) The carbon content of trees. Forestry Commission Technical Paper 4. Forestry Commission, Edinburgh
McBride A., Diack I., Droy N., Hamill B., Kones P., Schutten J., Skinner A. and Street M. (2011) The Fen Management Handbook. Perth, Scottish Natural Heritage, pp 329.
Met Office (2000) The Observer’s Handbook. Bracknell, Met Office.
Minnuno, F., Xenakis, G., Perks, M.P. and Mencuccini, M. (2010). Calibration and validation of a simplified process-based model for the prediction of the carbon balance of Scottish Sitka spruce (Picea sitchensis) plantations. Canadian Journal of Forest Research, 40, 2411-2426.
Morison et al (2011). Understanding the Carbon and Greenhouse Gas Balance of UK Forests. Forestry Commission Monogrpah (in press)
Nayak, D.N, Miller, D., Nolan, A., Smith, P., Smith, J., 2008. Calculating carbon savings from wind farms on Scottish peatlands. A New approach. SG Final report.
http://www.scotland.gov.uk/Publications/2008/06/25114657/0
Nayak, D.R., Miller, D., Nolan, A., Smith, P. and Smith, J.U., 2010, Calculating carbon budgets of wind farms on Scottish peatland. Mires and Peat 4: Art. 9.
http://www.mires-and-peat.net/map04/map_04_09.htm
Perks, MP, Lonsdale, J & Gardiner (2009). Forest Management and Wind Turbines: Performance and Carbon Budgets. WindForM Project - FC Internal report). Works out the emissions associated with forest management for establishment of wind farms.
Plado J., Sibul I., Mustasaar M. and Jõeleht A. (2011) Ground-penetrating radar study of the Rahivere peat bog, eastern Estonia. Estonian Journal of Earth Sciences 60(1): 31–42.
Scottish Executive (2006) Peat Landslide Hazard and Risk Assessments: Best Practice Guide for Proposed Electricity Generation Developments, pp72.
www.scotland.gov.uk/Resource/Doc/161862/0043972.pdf
Smith et al, 2007. ECOSSE: Estimating Carbon in Organic Soils - Sequestration and Emissions. Final Report. SEERAD Report. ISBN 978 0 7559 1498 2. 166pp
Soil Survey (1974) Soil Survey Laboratory Methods. Soil Survey Technical Monograph No. 6.
Stewart A.J.A. and Lance A. N. (1991) Effects of moor-draining on the hydrology and vegetation of Northern Pennine blanket bog. Journal of Applied Ecology 28(3): 1105-1117.
Stoneman R. and Brooks S. (Eds.) (1997) Conserving Bogs: The Management Handbook. The Stationery Office, Edinburgh. ISBN 0 11 495836 X.
Sykes J.M. and Lane A.M. (Eds.) (1996) The UK Environmental Change Network: protocols for standard measurements at terrestrial sites. London, HM Stationary Office.
Turunen J., Tahvanainen T., Tolonen K. and Pitkänen A. (2001) Carbon accumulation in West Siberian mires, Russia. Global Biogeochemical Cycles 15: 285-296.
Vestas (2005). Life cycle assessment of offshore and onshore wind power plants based on Vestas V90-3.0 MW turbines. Vestas Wind Systems A/S Alsvej 21, 8900 Randers, Denmark, www.vestas.com. pp.59.
Waring, R.H. (2000) A process model analysis of environmental limitations on the growth of Sitka spruce plantations in Great Britain. Forestry, 73: 65–79. doi:10.1093/forestry/73.1.65.
Warner B.G., Nobes D.C. and Theimer B.D. (1990) An application of ground penetrating radar to peat stratigraphy of Ellice Swamp, southwestern Ontario. Canadian Journal of Earth Sciences 27: 932-938.
White S.W. (2007) Net energy payback and CO2 emissions from three Midwestern wind farms: an update. Natural Resources Research 15: 271-281.
White S.W. and Kulcinski G.L. (2000) Birth to death analysis of the energy payback ratio and CO2 gas emission rates from coal, fission, wind, and DT-fusion electrical power plants. Fusion Engineering and Design 48(248): 473-481.
Worrall, F. et al (2009) The multi-annual carbon budget of a peat-covered catchment. Science of The Total Environment, 407(13), pp.4084-4094.
Xenakis G. (2007) Assessment of carbon sequestration and timber production of Scots pine across Scotland using the process-based model 3-PGN. Ph.D. Thesis. The University of Edinburgh, Edinburgh.
Xenakis, G., Ray, D., Mencuccini, M. (2008) Sensitivity and uncertainty analysis from a coupled 3-PG and soil organic matter decomposition model. Ecological Modelling, 219, 1-16.
Zerva A., Ball T., Smith, K.A. & Mencuccini, M. (2005). Soil carbon dynamics in a Sitka spruce (Picea sitchensis (Bong.) Carr.) chronosequence on a peaty gley. Forest Ecology and Management 205, 227-240.

## Frequently asked questions
Frequently Asked Questions
GENERAL
Syin Yi Phoon (Senior Hydrologist, EnviroCentre Ltd)
| Comment: | I could see the benefit of protected feature on the all the sheets, but it this means we cannot even copy the equations for testing sensitivity of a parameter without changing the entire sheet. The protection should be removed as it reduces the usefulness of the tool.
| Response: | Protection of sheets removed
Syin Yi Phoon (Senior Hydrologist, EnviroCentre Ltd)
| Comment: | We miss the carbon payback table that used to be at the bottom of every carbon gain/loss component. Our clients like to see how quickly they can payback C emitted due to individual components. This is useful in planning and should be replaced.
| Response: | This feature has been replaced
CORE INPUT DATA
Cameron McIver (Cameron Ecology Ltd)
| Question: | The note on “extra capacity required for backup (%)” suggests there is a choice of % capacity or % output – I’m not clear how you know which you have chosen.
| Response: | The note is misleading. The number that should be entered is the percentage of the actual output of the windfarm (MWh yr-1) that is required for backup. Text has been added to the note to clarify this.
Stephen Lockett (AECOM)
| Question: | Average extent of drainage around drainage features at site (m) We have reviewed the guidance but are still unsure of what this variable means. We have used a standard input of 100m but the sheet appears to be extremely sensitive to this variable and we have limited confidence on the value chosen. The note in the cell refers to obtaining data on the ground water level but I am unsure how this relates to extent of drainage around drainage features.
| Response: | Average extent of drainage around each drainage feature can be measured following the method by Stewart and Lance (1991). In order to determine the extent of drainage, the undrained water table depth, and the 95% confidence interval of the measurements are needed. Possible approach: 1. Install a series of dipwells or boreholes both upslope and downslope from the drainage feature. 2. In the first instance, assume that all dipwells are from undrained areas of the site. This incorrect assumption is used to initialise the iterative process that calculated the water table depth of the undrained soil. 3. For a particular sampling occasion, calculate the mean water table depth and 95% confidence interval from all the available data. 4. Assume all dipwells with water table depths deeper than the calculated mean water table depth plus the 95% confidence interval are within the area that is drained by a ditch and so exclude these from the calculation. 5. Calculate a new mean water table depth and 95% confidence interval using only data from undrained area. 6. Repeat the process until the calculation of the mean water table depth and 95% confidence interval has stabilised, and no further data points need to be excluded. This gives the water table depth of the undrained soil. 7. The distance from the drain to the first dipwell where the water table depth of the undrained soil occurred (to within the 95% confidence interval) can then be assumed to be the total extent of the drainage impact.
| Question: | Our drainage strategy is to mimic the existing drainage patterns as closely as possible by intercepting surface run-off and discharging at regular intervals downstream of the tracks back onto natural ground. As such, is there an argument this value could be effectively zero?
| Response: | No – removing water increases the drainage of the site, and this needs to be accounted for. However, if you are following existing drainage patters, it will be easier to determine the extent of drainage because the drains are already established.
| Question: | For our example site there is a significant difference in pay back when using site specific and IPCC default values (ranging from 3 to 15 years). Would you be able to provide a brief description of what is being ignored when selecting IPCC default?
| Response: | The IPCC default takes no account of the previous condition of the site. It provides the result for a typical acid bog or fen across Europe. Therefore, if you are working with an unusually pristine peat or a badly drained peat, you would expect the result to be very different to the average.
5c. Volume of peat drained
Stephen Lockett (AECOM)
| Question: | Our new drainage will be surface swales above the ground water table so should not have any effect on the ground water table.
| Response: | If the surface swales will just convey storm water that would not otherwise have percolated into the soil, these swales will have no impact on the water table of the soil profile, but will only impact the water that would have runoff the surface, causing erosion. However, if the swales also reduce the amount of water entering the soil profile, then they could have an impact on the wetness of the soil. This should really be accounted for in the calculation. However, there is nothing to describe this in the carbon calculator, so you would be justified in neglecting this effect but need to indicate this in the notes.
5e. Emission rates from soils
Stephen Lockett (AECOM)
| Question: | Rate of carbon dioxide emission We would expect the rate of emission in undrained soil to be worse than the rate in drained soil. This is only the case when the ground water level is very shallow. Does the output define ‘drained soil’ as soil which is being drained by our engineering activities and ‘undrained soil’ as excavated soil which was dry to start with?
| Response: | I think the confusion comes about due to the definition of terms. The “drained soil” refers to the soil after it has been drained for the windfarm development. The “undrained soil” refers to the soil before it was drained for the development. This doesn’t refer to the status of the site before the development. Agreed, where a “drained site” refers to a site that has already been drained for a number of years, much of the labile carbon would already have been lost, and so losses due to the windfarm construction would be much less than the losses from an “undrained site” where the peat was still in pristine condition. Worksheet 5e calculates the rate of emissions of CO2 and CH4 for the soil 1. when drained (ie dry soil); 2. when undrained (ie wet soil). In a drained (dry) soil, we expect high rates of CO2 emissions and low rates of CH4 emissions. In an undrained (wet) soil, we expect high rates of CH4 emissions and low rates of CO2 emissions. These rates are then used in sheet 5d to calculate the net GHG emissions (in CO2 equivalents) attributable to the windfarm development. This is taken as the difference between the losses following drainage for the development and the losses that were occurring before the soil was drained for the development. Because the net emissions are usually higher in the drained (dry) soil than in the undrained (wet) soil, the net emissions due to draining the site usually come out as positive. If we were to compare a “drained site” and an “undrained site” in sheet 5d, the net CO2 emissions calculated for the drained site would be much less than for the undrained site because a smaller volume of soil is being further drained by the development.
Click here to email question to authors

## Changes in version 2.7.0
Changes in version 2.1.0
Worksheet | Cells | Change | Thanks to…
Core input data | C31, E31, F31 | Redundant input for soil pH removed | Ffion Causer, Natural Power
Forestry input data |  | Different areas of forestry included | N/A
Construction input data |  | Different areas of construction included
1. Windfarm CO2 emission savings |  | Different areas of forestry included
2. CO2 loss due to turbine life |  | Different areas of construction included
5a. Volume of peat removed |  | Different areas of construction included
7ii. Forestry CO2 loss - detail |  | Different areas of forestry included
7a. C sequest. in trees (3PG) |  | Different areas of forestry included
7d. Wind speed ratios |  | Different areas of forestry included
Changes in version 2.2.0
Worksheet | Cells | Change | Thanks to…
Construction input data | C28, C29…. | "Volume cement..." changed to "Volume concrete…" | Marianne Brownlee, Arcus Renewable Energy Consulting Ltd
1. Windfarm CO2 emission saving | F49 | =IF(F19=1,365*24*F11*F10*G21/100,SUM(I49,L49,O49,R49,U49)) changed to =IF(D19=1,365*24*F11*F10*G21/100,SUM(I49,L49,O49,R49,U49)) | Cameron McIver, Cameron Ecology Ltd
Changes in version 2.3.0
Worksheet | Cells | Change | Thanks to…
5a. Volume of peat removed | F23 | =IF('Core input data'!C48=1,'Core input data'!C51,'Construction input data'!D17) changed to =IF('Core input data'!C48=1,'Core input data'!C49,'Construction input data'!D17) | Stuart McGowan, Golder Associates
5a. Volume of peat removed | G23,H23 | Similar to above
5a. Volume of peat removed | F24 | =IF('Core input data'!C48=1,'Core input data'!C52,'Construction input data'!D18) changed to =IF('Core input data'!C48=1,'Core input data'!C50,'Construction input data'!D18)
5a. Volume of peat removed | G24,H24 | Similar to above
Changes in version 2.4.0
Worksheet | Cells | Change | Thanks to…
5c. Volume of peat drained | F33 | =($C9+F31+$C9)*($C9+F32+$C9)-(F31*F32) changed to =IF(F23>0,($C9+F31+$C9)*($C9+F32+$C9)-(F31*F32),0) | Stuart McGowan, Golder Associates
5c. Volume of peat drained | G33-T33 | Similar to above
Changes in version 2.5.0
Worksheet | Cells | Change | Thanks to…
7ii. Forestry CO2 loss - detail | F55 | =F50*F53/F54 changed to =IF(F50>0,F50*F53/F54,0) | Jenny Sneddon, AMEC
7ii. Forestry CO2 loss - detail | G55-T55 | Similar to above
7ii. Forestry CO2 loss - detail | F46 | =IF(F35="Yes", F44*F45, 0) changed to =IF(F35="Yes",IF(F39>0, F44*F45, 0),0)
7ii. Forestry CO2 loss - detail | G46-T46 | Similar to above
7ii. Forestry CO2 loss - detail | F63 | =(F57*'Core input data'!$E41)-F62 changed to =IF(F55>0,(F57*'Core input data'!$C41)-F62,0)
7ii. Forestry CO2 loss - detail | G63-T63 | Similar to above
7ii. Forestry CO2 loss - detail | G38 | ='Forestry input data'!$F39 changed to ='Forestry input data'!$H39
7ii. Forestry CO2 loss - detail | J38,M38,P38,S38 | Similar to above
7ii. Forestry CO2 loss - detail | H38 | ='Forestry input data'!$H39 changed to ='Forestry input data'!$F39
7ii. Forestry CO2 loss - detail | K38,N38,Q38,T38 | Similar to above
7ii. Forestry CO2 loss - detail | D66 | =D17+D24+D32-D47-D63 changed to =D17+D24+D32-E47-E63
7ii. Forestry CO2 loss - detail | G66, J66, M66, P66, S66 | Similar to above
7ii. Forestry CO2 loss - detail | E66 | =E17+E24+E32-E47-E63 changed to =E17+E24+E32-D47-D63
7ii. Forestry CO2 loss - detail | H66, K66, N66, Q66, T66 | Similar to above
5c. Volume of peat drained | C54 | ='Core input data'!C68 changed to ='Core input data'!C70 | SEPA
5c. Volume of peat drained | D54, E54 | Similar to above
5c. Volume of peat drained | D48 | ='Core input data'!C$65 changed to ='Core input data'!E$65
5c. Volume of peat drained | E48 | Similar to above
5c. Volume of peat drained | G33 | =IF(G23>0,($C9+G31+$C9)*($C9+G32+$C9)-(G31*G32),0) changed to =IF(G23>0,($d9+G31+$d9)*($d9+G32+$d9)-(G31*G32),0)
5c. Volume of peat drained | J33,M33,P33,S33 | Similar to above
5c. Volume of peat drained | H33 | =IF(H23>0,($C9+H31+$C9)*($C9+H32+$C9)-(H31*H32),0) changed to =IF(H23>0,($e9+H31+$e9)*($e9+H32+$e9)-(H31*H32),0)
5c. Volume of peat drained | J33,M33,P33,S33 | Similar to above
Changes in version 2.6.0
Worksheet | Cells | Change | Thanks to…
Payback Time and CO2 emissions | D33 | =D$31/D9 changed to =D$31/E9 | Sarah Lister, Natural Power
Payback Time and CO2 emissions | D34,D35 | Similar to above
Payback Time and CO2 emissions | E33 | =E$31/E9 changed to =E$31/D9
Payback Time and CO2 emissions | E34, E35 | Similar to above
Payback Time and CO2 emissions | D31 | =D19+D25 changed to =D19+E25
Payback Time and CO2 emissions | E31 | =E19+E25 changed to =E19+D25
6. CO2 loss by DOC & POC loss | C11 | Contents deleted | Ffion Causer, Natural Power
6. CO2 loss by DOC & POC loss | D11, E11 | Similar to above
6. CO2 loss by DOC & POC loss | C26 | =(C9+C12+C13+C14+C15+(C10+C17+C18+C19+C20)/C21)/3.66 changed to =((C9+C12+C13+C14+C15)/3.66)+(((C10+C17+C18+C19+C20)/C21)*(12/16))
6. CO2 loss by DOC & POC loss | D26,E26 | Similar to above
Do I need to use this tool |  | Wording changed to clarify that the tool SHOULD be used with highly organic soils, but COULD also be used with sites undergoing drainage or deforestation | SEPA
Core input data | C12 | Set to 25 and fixed to comply with planning applications for Section 36 (planning period = 25 years)
Core input data | Row 25 | Average depth of peat at site not used - therefore removed
1. Windfarm CO2 emission saving | D48 | Set to AVERAGE(G48,J48,M48,P48,S48) to ensure a value is provided
1. Windfarm CO2 emission saving | E37 | 24*365*$D11 changed to 24*365*E11 | Sarah Lister, Natural Power
1. Windfarm CO2 emission saving | F37-U37 | Similar to above
5e. Emission rates from soils | C34 | =C28/(C27*10000) changed to =MAX(C28/(C27*10000),C33) | Ffion Causer, Natural Power
5e. Emission rates from soils | D34, E34 | Similar to above
Changes in version 2.7.0
Worksheet | Cells | Change | Thanks to…
8. CO2 gain - site improvement | C63 | =-12*C61/'1. Windfarm CO2 emission saving'!$D54 changed to =-12*C60/'1. Windfarm CO2 emission saving'!$D54 | Sarah Lister, Natural Power
| D63-N63 | Similar to above
| C64 | =-12*C62/'1. Windfarm CO2 emission saving'!$D54 changed to =-12*C60/'1. Windfarm CO2 emission saving'!$D54
| D64-N64 | Similar to above
Core input data | C74 | Volume of additional peat excavated added to make the calculation more generalised | Rob McCall, Countryside Council for Wales
| E74, G74 | Similar to above
| C75 | Area of additional peat excavated added to make the calculation more generalised
| E75, G75 | Similar to above
5a. Volume of peat removed | Row 64 - 67 | Extra lines added to show the additional peat excavated in this sheet
| C70 | =C14+C27+C39+C62 changed to =C14+C27+C39+C62+C65
| D70, E70 | Similar to above
| C71 | =C13+F26+F38+C61 changed to =C13+F26+F38+C61+C66
Core input data | B72 | "Depth of cable trenches" change to "Average depth of peat cut for cable trenches (m)" to avoid overestimation of peat affected by cable trenches in shallow peats
Core input data | Row 91 | New input: Water table depth in borrow pit before restoration | Sarah Lister, Natural Power
| Row 95 | New input: Water table depth around foundations and hardstanding before restoration
8. CO2 gain - site improvement | Row 15 | Deleted
| C15 (previously C16) | ='Core input data'!C45 changed to ='Core input data'!C91
| I15, M15 | Similar to above
| D15 (previously D16) | ='Core input data'!C50 changed to ='Core input data'!C95
| J15, N15 | Similar to above
5d. CO2 loss from drained peat | C43 | =C8*(C35+C36)*((C42*C34))/365 changed to =C8*(C35+C36)*((C42*(365-C34)))/365 | University of Aberdeen
| D43, E43 | Similar to above
2. CO2 loss due to turbine life | C9 | ='Core input data'!C21*C12*'Core input data'!C14*'1. Windfarm CO2 emission saving'!D48/100 changed to ='Core input data'!C21*C12*'Core input data'!C14 | Adrian Barnes, WSP Environment & Energy
| D9,E9 | Similar to above